## Preamp Data
frequency | V(onoise) | Column1 | frequency | V(onoise) | Column1 | frequency | V(onoise) | Column1 | frequency | V(onoise) | Column1 | frequency | V(onoise) | Required Gain | Resulting Dark Noise
Step Information: N=1µ (Run: 1/4) |  | #VALUE! | Step Information: N=10m (Run: 2/4) |  |  | Step Information: N=20m (Run: 3/4) |  |  | Step Information: N=30m (Run: 4/4) |  |  | 1 | 6.6933e-06 | #DIV/0! | Whitened Dark Noise | SNR Reduction Factor
1.000000000000000e+000 | 1.7065e-07 | 1 | 1.000000000000000e+000 | 1.7079e-07 |  | 1.000000000000000e+000 | 1.7121e-07 |  | 1.000000000000000e+000 | 1.7107e-07 |  | 1.0007 | 6.6918e-06 | 39.2143 | 6.6918e-06 | 0.70711
1.000693387462581e+000 | 1.706e-07 | 1.0007 | 1.000693387462581e+000 | 1.7075e-07 |  | 1.000693387462581e+000 | 1.7117e-07 |  | 1.000693387462581e+000 | 1.7103e-07 |  | 1.0014 | 6.6903e-06 | 39.2152 | 6.6903e-06
1.001387255711335e+000 | 1.7056e-07 | 1.0014 | 1.001387255711335e+000 | 1.707e-07 |  | 1.001387255711335e+000 | 1.7112e-07 |  | 1.001387255711335e+000 | 1.7098e-07 |  | 1.0021 | 6.6888e-06 | 39.2161 | 6.6888e-06
1.002081605079633e+000 | 1.7052e-07 | 1.0021 | 1.002081605079633e+000 | 1.7066e-07 |  | 1.002081605079633e+000 | 1.7108e-07 |  | 1.002081605079633e+000 | 1.7094e-07 |  | 1.0028 | 6.6873e-06 | 39.2169 | 6.6873e-06
1.002776435901078e+000 | 1.7048e-07 | 1.0028 | 1.002776435901078e+000 | 1.7062e-07 |  | 1.002776435901078e+000 | 1.7104e-07 |  | 1.002776435901078e+000 | 1.709e-07 |  | 1.0035 | 6.6858e-06 | 39.2178 | 6.6858e-06
1.003471748509503e+000 | 1.7044e-07 | 1.0035 | 1.003471748509503e+000 | 1.7058e-07 |  | 1.003471748509503e+000 | 1.71e-07 |  | 1.003471748509503e+000 | 1.7086e-07 |  | 1.0042 | 6.6843e-06 | 39.2187 | 6.6843e-06
1.004167543238973e+000 | 1.704e-07 | 1.0042 | 1.004167543238973e+000 | 1.7054e-07 |  | 1.004167543238973e+000 | 1.7096e-07 |  | 1.004167543238973e+000 | 1.7082e-07 |  | 1.0049 | 6.6829e-06 | 39.2195 | 6.6829e-06
1.004863820423785e+000 | 1.7035e-07 | 1.0049 | 1.004863820423785e+000 | 1.705e-07 |  | 1.004863820423785e+000 | 1.7092e-07 |  | 1.004863820423785e+000 | 1.7078e-07 |  | 1.0056 | 6.6814e-06 | 39.2204 | 6.6814e-06
1.005560580398468e+000 | 1.7031e-07 | 1.0056 | 1.005560580398468e+000 | 1.7045e-07 |  | 1.005560580398468e+000 | 1.7088e-07 |  | 1.005560580398468e+000 | 1.7074e-07 |  | 1.0063 | 6.6799e-06 | 39.2213 | 6.6799e-06
1.006257823497782e+000 | 1.7027e-07 | 1.0063 | 1.006257823497782e+000 | 1.7041e-07 |  | 1.006257823497782e+000 | 1.7084e-07 |  | 1.006257823497782e+000 | 1.7069e-07 |  | 1.007 | 6.6784e-06 | 39.2221 | 6.6784e-06
1.006955550056719e+000 | 1.7023e-07 | 1.007 | 1.006955550056719e+000 | 1.7037e-07 |  | 1.006955550056719e+000 | 1.7079e-07 |  | 1.006955550056719e+000 | 1.7065e-07 |  | 1.0077 | 6.6769e-06 | 39.223 | 6.6769e-06
1.007653760410504e+000 | 1.7019e-07 | 1.0077 | 1.007653760410504e+000 | 1.7033e-07 |  | 1.007653760410504e+000 | 1.7075e-07 |  | 1.007653760410504e+000 | 1.7061e-07 |  | 1.0084 | 6.6754e-06 | 39.2239 | 6.6754e-06
1.008352454894595e+000 | 1.7015e-07 | 1.0084 | 1.008352454894595e+000 | 1.7029e-07 |  | 1.008352454894595e+000 | 1.7071e-07 |  | 1.008352454894595e+000 | 1.7057e-07 |  | 1.0091 | 6.674e-06 | 39.2247 | 6.674e-06
1.009051633844681e+000 | 1.7011e-07 | 1.0091 | 1.009051633844681e+000 | 1.7025e-07 |  | 1.009051633844681e+000 | 1.7067e-07 |  | 1.009051633844681e+000 | 1.7053e-07 |  | 1.0098 | 6.6725e-06 | 39.2256 | 6.6725e-06
1.009751297596686e+000 | 1.7006e-07 | 1.0098 | 1.009751297596686e+000 | 1.7021e-07 |  | 1.009751297596686e+000 | 1.7063e-07 |  | 1.009751297596686e+000 | 1.7049e-07 |  | 1.0105 | 6.671e-06 | 39.2264 | 6.671e-06
1.010451446486764e+000 | 1.7002e-07 | 1.0105 | 1.010451446486764e+000 | 1.7016e-07 |  | 1.010451446486764e+000 | 1.7059e-07 |  | 1.010451446486764e+000 | 1.7045e-07 |  | 1.0112 | 6.6695e-06 | 39.2273 | 6.6695e-06
1.011152080851304e+000 | 1.6998e-07 | 1.0112 | 1.011152080851304e+000 | 1.7012e-07 |  | 1.011152080851304e+000 | 1.7055e-07 |  | 1.011152080851304e+000 | 1.7041e-07 |  | 1.0119 | 6.668e-06 | 39.2282 | 6.668e-06
1.011853201026929e+000 | 1.6994e-07 | 1.0119 | 1.011853201026929e+000 | 1.7008e-07 |  | 1.011853201026929e+000 | 1.7051e-07 |  | 1.011853201026929e+000 | 1.7037e-07 |  | 1.0126 | 6.6665e-06 | 39.229 | 6.6666e-06
1.012554807350493e+000 | 1.699e-07 | 1.0126 | 1.012554807350493e+000 | 1.7004e-07 |  | 1.012554807350493e+000 | 1.7047e-07 |  | 1.012554807350493e+000 | 1.7032e-07 |  | 1.0133 | 6.6651e-06 | 39.2299 | 6.6651e-06
1.013256900159085e+000 | 1.6986e-07 | 1.0133 | 1.013256900159085e+000 | 1.7e-07 |  | 1.013256900159085e+000 | 1.7042e-07 |  | 1.013256900159085e+000 | 1.7028e-07 |  | 1.014 | 6.6636e-06 | 39.2307 | 6.6636e-06
1.013959479790029e+000 | 1.6982e-07 | 1.014 | 1.013959479790029e+000 | 1.6996e-07 |  | 1.013959479790029e+000 | 1.7038e-07 |  | 1.013959479790029e+000 | 1.7024e-07 |  | 1.0147 | 6.6621e-06 | 39.2315 | 6.6621e-06
1.014662546580880e+000 | 1.6977e-07 | 1.0147 | 1.014662546580880e+000 | 1.6992e-07 |  | 1.014662546580880e+000 | 1.7034e-07 |  | 1.014662546580880e+000 | 1.702e-07 |  | 1.0154 | 6.6606e-06 | 39.2324 | 6.6606e-06
1.015366100869430e+000 | 1.6973e-07 | 1.0154 | 1.015366100869430e+000 | 1.6988e-07 |  | 1.015366100869430e+000 | 1.703e-07 |  | 1.015366100869430e+000 | 1.7016e-07 |  | 1.0161 | 6.6592e-06 | 39.2332 | 6.6592e-06
1.016070142993702e+000 | 1.6969e-07 | 1.0161 | 1.016070142993702e+000 | 1.6983e-07 |  | 1.016070142993702e+000 | 1.7026e-07 |  | 1.016070142993702e+000 | 1.7012e-07 |  | 1.0168 | 6.6577e-06 | 39.2341 | 6.6577e-06
1.016774673291956e+000 | 1.6965e-07 | 1.0168 | 1.016774673291956e+000 | 1.6979e-07 |  | 1.016774673291956e+000 | 1.7022e-07 |  | 1.016774673291956e+000 | 1.7008e-07 |  | 1.0175 | 6.6562e-06 | 39.2349 | 6.6562e-06
1.017479692102686e+000 | 1.6961e-07 | 1.0175 | 1.017479692102686e+000 | 1.6975e-07 |  | 1.017479692102686e+000 | 1.7018e-07 |  | 1.017479692102686e+000 | 1.7004e-07 |  | 1.0182 | 6.6547e-06 | 39.2358 | 6.6547e-06
1.018185199764621e+000 | 1.6957e-07 | 1.0182 | 1.018185199764621e+000 | 1.6971e-07 |  | 1.018185199764621e+000 | 1.7014e-07 |  | 1.018185199764621e+000 | 1.7e-07 |  | 1.0189 | 6.6533e-06 | 39.2366 | 6.6533e-06
1.018891196616723e+000 | 1.6953e-07 | 1.0189 | 1.018891196616723e+000 | 1.6967e-07 |  | 1.018891196616723e+000 | 1.701e-07 |  | 1.018891196616723e+000 | 1.6996e-07 |  | 1.0196 | 6.6518e-06 | 39.2374 | 6.6518e-06
1.019597682998191e+000 | 1.6949e-07 | 1.0196 | 1.019597682998191e+000 | 1.6963e-07 |  | 1.019597682998191e+000 | 1.7006e-07 |  | 1.019597682998191e+000 | 1.6992e-07 |  | 1.0203 | 6.6503e-06 | 39.2383 | 6.6503e-06
1.020304659248458e+000 | 1.6944e-07 | 1.0203 | 1.020304659248458e+000 | 1.6959e-07 |  | 1.020304659248458e+000 | 1.7002e-07 |  | 1.020304659248458e+000 | 1.6987e-07 |  | 1.021 | 6.6489e-06 | 39.2391 | 6.6489e-06
1.021012125707193e+000 | 1.694e-07 | 1.021 | 1.021012125707193e+000 | 1.6955e-07 |  | 1.021012125707193e+000 | 1.6998e-07 |  | 1.021012125707193e+000 | 1.6983e-07 |  | 1.0217 | 6.6474e-06 | 39.2399 | 6.6474e-06
1.021720082714301e+000 | 1.6936e-07 | 1.0217 | 1.021720082714301e+000 | 1.6951e-07 |  | 1.021720082714301e+000 | 1.6994e-07 |  | 1.021720082714301e+000 | 1.6979e-07 |  | 1.0224 | 6.6459e-06 | 39.2408 | 6.6459e-06
1.022428530609922e+000 | 1.6932e-07 | 1.0224 | 1.022428530609922e+000 | 1.6947e-07 |  | 1.022428530609922e+000 | 1.699e-07 |  | 1.022428530609922e+000 | 1.6975e-07 |  | 1.0231 | 6.6444e-06 | 39.2416 | 6.6444e-06
1.023137469734432e+000 | 1.6928e-07 | 1.0231 | 1.023137469734432e+000 | 1.6942e-07 |  | 1.023137469734432e+000 | 1.6986e-07 |  | 1.023137469734432e+000 | 1.6971e-07 |  | 1.0238 | 6.643e-06 | 39.2424 | 6.643e-06
1.023846900428442e+000 | 1.6924e-07 | 1.0238 | 1.023846900428442e+000 | 1.6938e-07 |  | 1.023846900428442e+000 | 1.6981e-07 |  | 1.023846900428442e+000 | 1.6967e-07 |  | 1.0246 | 6.6415e-06 | 39.2432 | 6.6415e-06
1.024556823032802e+000 | 1.692e-07 | 1.0246 | 1.024556823032802e+000 | 1.6934e-07 |  | 1.024556823032802e+000 | 1.6977e-07 |  | 1.024556823032802e+000 | 1.6963e-07 |  | 1.0253 | 6.64e-06 | 39.2441 | 6.64e-06
1.025267237888594e+000 | 1.6916e-07 | 1.0253 | 1.025267237888594e+000 | 1.693e-07 |  | 1.025267237888594e+000 | 1.6973e-07 |  | 1.025267237888594e+000 | 1.6959e-07 |  | 1.026 | 6.6386e-06 | 39.2449 | 6.6386e-06
1.025978145337140e+000 | 1.6912e-07 | 1.026 | 1.025978145337140e+000 | 1.6926e-07 |  | 1.025978145337140e+000 | 1.6969e-07 |  | 1.025978145337140e+000 | 1.6955e-07 |  | 1.0267 | 6.6371e-06 | 39.2457 | 6.6371e-06
1.026689545719999e+000 | 1.6908e-07 | 1.0267 | 1.026689545719999e+000 | 1.6922e-07 |  | 1.026689545719999e+000 | 1.6965e-07 |  | 1.026689545719999e+000 | 1.6951e-07 |  | 1.0274 | 6.6357e-06 | 39.2465 | 6.6357e-06
1.027401439378964e+000 | 1.6904e-07 | 1.0274 | 1.027401439378964e+000 | 1.6918e-07 |  | 1.027401439378964e+000 | 1.6961e-07 |  | 1.027401439378964e+000 | 1.6947e-07 |  | 1.0281 | 6.6342e-06 | 39.2473 | 6.6342e-06
1.028113826656067e+000 | 1.6899e-07 | 1.0281 | 1.028113826656067e+000 | 1.6914e-07 |  | 1.028113826656067e+000 | 1.6957e-07 |  | 1.028113826656067e+000 | 1.6943e-07 |  | 1.0288 | 6.6327e-06 | 39.2481 | 6.6327e-06
1.028826707893576e+000 | 1.6895e-07 | 1.0288 | 1.028826707893576e+000 | 1.691e-07 |  | 1.028826707893576e+000 | 1.6953e-07 |  | 1.028826707893576e+000 | 1.6939e-07 |  | 1.0295 | 6.6313e-06 | 39.2489 | 6.6313e-06
1.029540083433997e+000 | 1.6891e-07 | 1.0295 | 1.029540083433997e+000 | 1.6906e-07 |  | 1.029540083433997e+000 | 1.6949e-07 |  | 1.029540083433997e+000 | 1.6935e-07 |  | 1.0303 | 6.6298e-06 | 39.2498 | 6.6298e-06
1.030253953620075e+000 | 1.6887e-07 | 1.0303 | 1.030253953620075e+000 | 1.6902e-07 |  | 1.030253953620075e+000 | 1.6945e-07 |  | 1.030253953620075e+000 | 1.6931e-07 |  | 1.031 | 6.6283e-06 | 39.2506 | 6.6283e-06
1.030968318794789e+000 | 1.6883e-07 | 1.031 | 1.030968318794789e+000 | 1.6898e-07 |  | 1.030968318794789e+000 | 1.6941e-07 |  | 1.030968318794789e+000 | 1.6927e-07 |  | 1.0317 | 6.6269e-06 | 39.2514 | 6.6269e-06
1.031683179301359e+000 | 1.6879e-07 | 1.0317 | 1.031683179301359e+000 | 1.6894e-07 |  | 1.031683179301359e+000 | 1.6937e-07 |  | 1.031683179301359e+000 | 1.6923e-07 |  | 1.0324 | 6.6254e-06 | 39.2522 | 6.6254e-06
1.032398535483242e+000 | 1.6875e-07 | 1.0324 | 1.032398535483242e+000 | 1.689e-07 |  | 1.032398535483242e+000 | 1.6933e-07 |  | 1.032398535483242e+000 | 1.6919e-07 |  | 1.0331 | 6.624e-06 | 39.253 | 6.624e-06
1.033114387684132e+000 | 1.6871e-07 | 1.0331 | 1.033114387684132e+000 | 1.6886e-07 |  | 1.033114387684132e+000 | 1.6929e-07 |  | 1.033114387684132e+000 | 1.6915e-07 |  | 1.0338 | 6.6225e-06 | 39.2538 | 6.6225e-06
1.033830736247964e+000 | 1.6867e-07 | 1.0338 | 1.033830736247964e+000 | 1.6881e-07 |  | 1.033830736247964e+000 | 1.6925e-07 |  | 1.033830736247964e+000 | 1.6911e-07 |  | 1.0345 | 6.621e-06 | 39.2546 | 6.621e-06
1.034547581518909e+000 | 1.6863e-07 | 1.0345 | 1.034547581518909e+000 | 1.6877e-07 |  | 1.034547581518909e+000 | 1.6921e-07 |  | 1.034547581518909e+000 | 1.6907e-07 |  | 1.0353 | 6.6196e-06 | 39.2554 | 6.6196e-06
1.035264923841378e+000 | 1.6859e-07 | 1.0353 | 1.035264923841378e+000 | 1.6873e-07 |  | 1.035264923841378e+000 | 1.6917e-07 |  | 1.035264923841378e+000 | 1.6903e-07 |  | 1.036 | 6.6181e-06 | 39.2562 | 6.6181e-06
1.035982763560019e+000 | 1.6855e-07 | 1.036 | 1.035982763560019e+000 | 1.6869e-07 |  | 1.035982763560019e+000 | 1.6913e-07 |  | 1.035982763560019e+000 | 1.6899e-07 |  | 1.0367 | 6.6167e-06 | 39.257 | 6.6167e-06
1.036701101019721e+000 | 1.6851e-07 | 1.0367 | 1.036701101019721e+000 | 1.6865e-07 |  | 1.036701101019721e+000 | 1.6909e-07 |  | 1.036701101019721e+000 | 1.6895e-07 |  | 1.0374 | 6.6152e-06 | 39.2577 | 6.6152e-06
1.037419936565611e+000 | 1.6847e-07 | 1.0374 | 1.037419936565611e+000 | 1.6861e-07 |  | 1.037419936565611e+000 | 1.6905e-07 |  | 1.037419936565611e+000 | 1.6891e-07 |  | 1.0381 | 6.6138e-06 | 39.2585 | 6.6138e-06
1.038139270543057e+000 | 1.6843e-07 | 1.0381 | 1.038139270543057e+000 | 1.6857e-07 |  | 1.038139270543057e+000 | 1.6901e-07 |  | 1.038139270543057e+000 | 1.6887e-07 |  | 1.0389 | 6.6123e-06 | 39.2593 | 6.6123e-06
1.038859103297664e+000 | 1.6839e-07 | 1.0389 | 1.038859103297664e+000 | 1.6853e-07 |  | 1.038859103297664e+000 | 1.6897e-07 |  | 1.038859103297664e+000 | 1.6883e-07 |  | 1.0396 | 6.6109e-06 | 39.2601 | 6.6109e-06
1.039579435175279e+000 | 1.6835e-07 | 1.0396 | 1.039579435175279e+000 | 1.6849e-07 |  | 1.039579435175279e+000 | 1.6893e-07 |  | 1.039579435175279e+000 | 1.6879e-07 |  | 1.0403 | 6.6094e-06 | 39.2609 | 6.6094e-06
1.040300266521986e+000 | 1.6831e-07 | 1.0403 | 1.040300266521986e+000 | 1.6845e-07 |  | 1.040300266521986e+000 | 1.6889e-07 |  | 1.040300266521986e+000 | 1.6875e-07 |  | 1.041 | 6.608e-06 | 39.2617 | 6.608e-06
1.041021597684112e+000 | 1.6827e-07 | 1.041 | 1.041021597684112e+000 | 1.6841e-07 |  | 1.041021597684112e+000 | 1.6885e-07 |  | 1.041021597684112e+000 | 1.6871e-07 |  | 1.0417 | 6.6065e-06 | 39.2625 | 6.6065e-06
1.041743429008221e+000 | 1.6823e-07 | 1.0417 | 1.041743429008221e+000 | 1.6837e-07 |  | 1.041743429008221e+000 | 1.6881e-07 |  | 1.041743429008221e+000 | 1.6867e-07 |  | 1.0425 | 6.6051e-06 | 39.2632 | 6.6051e-06
1.042465760841121e+000 | 1.6818e-07 | 1.0425 | 1.042465760841121e+000 | 1.6833e-07 |  | 1.042465760841121e+000 | 1.6877e-07 |  | 1.042465760841121e+000 | 1.6863e-07 |  | 1.0432 | 6.6036e-06 | 39.264 | 6.6036e-06
1.043188593529858e+000 | 1.6814e-07 | 1.0432 | 1.043188593529858e+000 | 1.6829e-07 |  | 1.043188593529858e+000 | 1.6873e-07 |  | 1.043188593529858e+000 | 1.6859e-07 |  | 1.0439 | 6.6022e-06 | 39.2648 | 6.6022e-06
1.043911927421719e+000 | 1.681e-07 | 1.0439 | 1.043911927421719e+000 | 1.6825e-07 |  | 1.043911927421719e+000 | 1.6869e-07 |  | 1.043911927421719e+000 | 1.6855e-07 |  | 1.0446 | 6.6007e-06 | 39.2656 | 6.6007e-06
1.044635762864232e+000 | 1.6806e-07 | 1.0446 | 1.044635762864232e+000 | 1.6821e-07 |  | 1.044635762864232e+000 | 1.6865e-07 |  | 1.044635762864232e+000 | 1.6851e-07 |  | 1.0454 | 6.5993e-06 | 39.2663 | 6.5993e-06
1.045360100205165e+000 | 1.6802e-07 | 1.0454 | 1.045360100205165e+000 | 1.6817e-07 |  | 1.045360100205165e+000 | 1.6861e-07 |  | 1.045360100205165e+000 | 1.6847e-07 |  | 1.0461 | 6.5978e-06 | 39.2671 | 6.5978e-06
1.046084939792529e+000 | 1.6798e-07 | 1.0461 | 1.046084939792529e+000 | 1.6813e-07 |  | 1.046084939792529e+000 | 1.6857e-07 |  | 1.046084939792529e+000 | 1.6843e-07 |  | 1.0468 | 6.5964e-06 | 39.2679 | 6.5964e-06
1.046810281974576e+000 | 1.6794e-07 | 1.0468 | 1.046810281974576e+000 | 1.6809e-07 |  | 1.046810281974576e+000 | 1.6853e-07 |  | 1.046810281974576e+000 | 1.6839e-07 |  | 1.0475 | 6.5949e-06 | 39.2686 | 6.5949e-06
1.047536127099797e+000 | 1.679e-07 | 1.0475 | 1.047536127099797e+000 | 1.6805e-07 |  | 1.047536127099797e+000 | 1.6849e-07 |  | 1.047536127099797e+000 | 1.6835e-07 |  | 1.0483 | 6.5935e-06 | 39.2694 | 6.5935e-06
1.048262475516929e+000 | 1.6786e-07 | 1.0483 | 1.048262475516929e+000 | 1.6801e-07 |  | 1.048262475516929e+000 | 1.6845e-07 |  | 1.048262475516929e+000 | 1.6831e-07 |  | 1.049 | 6.592e-06 | 39.2701 | 6.592e-06
1.048989327574946e+000 | 1.6782e-07 | 1.049 | 1.048989327574946e+000 | 1.6797e-07 |  | 1.048989327574946e+000 | 1.6842e-07 |  | 1.048989327574946e+000 | 1.6827e-07 |  | 1.0497 | 6.5906e-06 | 39.2709 | 6.5906e-06
1.049716683623067e+000 | 1.6778e-07 | 1.0497 | 1.049716683623067e+000 | 1.6793e-07 |  | 1.049716683623067e+000 | 1.6838e-07 |  | 1.049716683623067e+000 | 1.6823e-07 |  | 1.0504 | 6.5892e-06 | 39.2717 | 6.5892e-06
1.050444544010753e+000 | 1.6774e-07 | 1.0504 | 1.050444544010753e+000 | 1.6789e-07 |  | 1.050444544010753e+000 | 1.6834e-07 |  | 1.050444544010753e+000 | 1.6819e-07 |  | 1.0512 | 6.5877e-06 | 39.2724 | 6.5877e-06
1.051172909087706e+000 | 1.677e-07 | 1.0512 | 1.051172909087706e+000 | 1.6785e-07 |  | 1.051172909087706e+000 | 1.683e-07 |  | 1.051172909087706e+000 | 1.6815e-07 |  | 1.0519 | 6.5863e-06 | 39.2732 | 6.5863e-06
1.051901779203872e+000 | 1.6766e-07 | 1.0519 | 1.051901779203872e+000 | 1.6781e-07 |  | 1.051901779203872e+000 | 1.6826e-07 |  | 1.051901779203872e+000 | 1.6811e-07 |  | 1.0526 | 6.5848e-06 | 39.2739 | 6.5848e-06
1.052631154709439e+000 | 1.6762e-07 | 1.0526 | 1.052631154709439e+000 | 1.6777e-07 |  | 1.052631154709439e+000 | 1.6822e-07 |  | 1.052631154709439e+000 | 1.6807e-07 |  | 1.0534 | 6.5834e-06 | 39.2747 | 6.5834e-06
1.053361035954836e+000 | 1.6758e-07 | 1.0534 | 1.053361035954836e+000 | 1.6773e-07 |  | 1.053361035954836e+000 | 1.6818e-07 |  | 1.053361035954836e+000 | 1.6803e-07 |  | 1.0541 | 6.582e-06 | 39.2754 | 6.582e-06
1.054091423290738e+000 | 1.6754e-07 | 1.0541 | 1.054091423290738e+000 | 1.6769e-07 |  | 1.054091423290738e+000 | 1.6814e-07 |  | 1.054091423290738e+000 | 1.6799e-07 |  | 1.0548 | 6.5805e-06 | 39.2762 | 6.5805e-06
1.054822317068062e+000 | 1.675e-07 | 1.0548 | 1.054822317068062e+000 | 1.6765e-07 |  | 1.054822317068062e+000 | 1.681e-07 |  | 1.054822317068062e+000 | 1.6795e-07 |  | 1.0556 | 6.5791e-06 | 39.2769 | 6.5791e-06
1.055553717637967e+000 | 1.6747e-07 | 1.0556 | 1.055553717637967e+000 | 1.6761e-07 |  | 1.055553717637967e+000 | 1.6806e-07 |  | 1.055553717637967e+000 | 1.6791e-07 |  | 1.0563 | 6.5776e-06 | 39.2777 | 6.5776e-06
1.056285625351857e+000 | 1.6743e-07 | 1.0563 | 1.056285625351857e+000 | 1.6757e-07 |  | 1.056285625351857e+000 | 1.6802e-07 |  | 1.056285625351857e+000 | 1.6787e-07 |  | 1.057 | 6.5762e-06 | 39.2784 | 6.5762e-06
1.057018040561381e+000 | 1.6739e-07 | 1.057 | 1.057018040561381e+000 | 1.6754e-07 |  | 1.057018040561381e+000 | 1.6798e-07 |  | 1.057018040561381e+000 | 1.6783e-07 |  | 1.0578 | 6.5748e-06 | 39.2791 | 6.5748e-06
1.057750963618427e+000 | 1.6735e-07 | 1.0578 | 1.057750963618427e+000 | 1.675e-07 |  | 1.057750963618427e+000 | 1.6794e-07 |  | 1.057750963618427e+000 | 1.6779e-07 |  | 1.0585 | 6.5733e-06 | 39.2799 | 6.5733e-06
1.058484394875133e+000 | 1.6731e-07 | 1.0585 | 1.058484394875133e+000 | 1.6746e-07 |  | 1.058484394875133e+000 | 1.679e-07 |  | 1.058484394875133e+000 | 1.6775e-07 |  | 1.0592 | 6.5719e-06 | 39.2806 | 6.5719e-06
1.059218334683876e+000 | 1.6727e-07 | 1.0592 | 1.059218334683876e+000 | 1.6742e-07 |  | 1.059218334683876e+000 | 1.6787e-07 |  | 1.059218334683876e+000 | 1.6772e-07 |  | 1.06 | 6.5705e-06 | 39.2813 | 6.5705e-06
1.059952783397282e+000 | 1.6723e-07 | 1.06 | 1.059952783397282e+000 | 1.6738e-07 |  | 1.059952783397282e+000 | 1.6783e-07 |  | 1.059952783397282e+000 | 1.6768e-07 |  | 1.0607 | 6.569e-06 | 39.2821 | 6.569e-06
1.060687741368217e+000 | 1.6719e-07 | 1.0607 | 1.060687741368217e+000 | 1.6734e-07 |  | 1.060687741368217e+000 | 1.6779e-07 |  | 1.060687741368217e+000 | 1.6764e-07 |  | 1.0614 | 6.5676e-06 | 39.2828 | 6.5676e-06
1.061423208949795e+000 | 1.6715e-07 | 1.0614 | 1.061423208949795e+000 | 1.673e-07 |  | 1.061423208949795e+000 | 1.6775e-07 |  | 1.061423208949795e+000 | 1.676e-07 |  | 1.0622 | 6.5662e-06 | 39.2835 | 6.5662e-06
1.062159186495373e+000 | 1.6711e-07 | 1.0622 | 1.062159186495373e+000 | 1.6726e-07 |  | 1.062159186495373e+000 | 1.6771e-07 |  | 1.062159186495373e+000 | 1.6756e-07 |  | 1.0629 | 6.5647e-06 | 39.2843 | 6.5647e-06
1.062895674358553e+000 | 1.6707e-07 | 1.0629 | 1.062895674358553e+000 | 1.6722e-07 |  | 1.062895674358553e+000 | 1.6767e-07 |  | 1.062895674358553e+000 | 1.6752e-07 |  | 1.0636 | 6.5633e-06 | 39.285 | 6.5633e-06
1.063632672893185e+000 | 1.6703e-07 | 1.0636 | 1.063632672893185e+000 | 1.6718e-07 |  | 1.063632672893185e+000 | 1.6763e-07 |  | 1.063632672893185e+000 | 1.6748e-07 |  | 1.0644 | 6.5619e-06 | 39.2857 | 6.5619e-06
1.064370182453360e+000 | 1.6699e-07 | 1.0644 | 1.064370182453360e+000 | 1.6714e-07 |  | 1.064370182453360e+000 | 1.6759e-07 |  | 1.064370182453360e+000 | 1.6744e-07 |  | 1.0651 | 6.5604e-06 | 39.2864 | 6.5604e-06
1.065108203393418e+000 | 1.6695e-07 | 1.0651 | 1.065108203393418e+000 | 1.671e-07 |  | 1.065108203393418e+000 | 1.6755e-07 |  | 1.065108203393418e+000 | 1.674e-07 |  | 1.0658 | 6.559e-06 | 39.2871 | 6.559e-06
1.065846736067942e+000 | 1.6691e-07 | 1.0658 | 1.065846736067942e+000 | 1.6706e-07 |  | 1.065846736067942e+000 | 1.6751e-07 |  | 1.065846736067942e+000 | 1.6736e-07 |  | 1.0666 | 6.5576e-06 | 39.2879 | 6.5576e-06
1.066585780831765e+000 | 1.6687e-07 | 1.0666 | 1.066585780831765e+000 | 1.6702e-07 |  | 1.066585780831765e+000 | 1.6748e-07 |  | 1.066585780831765e+000 | 1.6732e-07 |  | 1.0673 | 6.5562e-06 | 39.2886 | 6.5562e-06
1.067325338039960e+000 | 1.6683e-07 | 1.0673 | 1.067325338039960e+000 | 1.6698e-07 |  | 1.067325338039960e+000 | 1.6744e-07 |  | 1.067325338039960e+000 | 1.6729e-07 |  | 1.0681 | 6.5547e-06 | 39.2893 | 6.5547e-06
1.068065408047852e+000 | 1.6679e-07 | 1.0681 | 1.068065408047852e+000 | 1.6694e-07 |  | 1.068065408047852e+000 | 1.674e-07 |  | 1.068065408047852e+000 | 1.6725e-07 |  | 1.0688 | 6.5533e-06 | 39.29 | 6.5533e-06
1.068805991211008e+000 | 1.6675e-07 | 1.0688 | 1.068805991211008e+000 | 1.6691e-07 |  | 1.068805991211008e+000 | 1.6736e-07 |  | 1.068805991211008e+000 | 1.6721e-07 |  | 1.0695 | 6.5519e-06 | 39.2907 | 6.5519e-06
1.069547087885245e+000 | 1.6671e-07 | 1.0695 | 1.069547087885245e+000 | 1.6687e-07 |  | 1.069547087885245e+000 | 1.6732e-07 |  | 1.069547087885245e+000 | 1.6717e-07 |  | 1.0703 | 6.5505e-06 | 39.2914 | 6.5505e-06
1.070288698426624e+000 | 1.6668e-07 | 1.0703 | 1.070288698426624e+000 | 1.6683e-07 |  | 1.070288698426624e+000 | 1.6728e-07 |  | 1.070288698426624e+000 | 1.6713e-07 |  | 1.071 | 6.549e-06 | 39.2921 | 6.549e-06
1.071030823191455e+000 | 1.6664e-07 | 1.071 | 1.071030823191455e+000 | 1.6679e-07 |  | 1.071030823191455e+000 | 1.6724e-07 |  | 1.071030823191455e+000 | 1.6709e-07 |  | 1.0718 | 6.5476e-06 | 39.2928 | 6.5476e-06
1.071773462536293e+000 | 1.666e-07 | 1.0718 | 1.071773462536293e+000 | 1.6675e-07 |  | 1.071773462536293e+000 | 1.672e-07 |  | 1.071773462536293e+000 | 1.6705e-07 |  | 1.0725 | 6.5462e-06 | 39.2935 | 6.5462e-06
1.072516616817943e+000 | 1.6656e-07 | 1.0725 | 1.072516616817943e+000 | 1.6671e-07 |  | 1.072516616817943e+000 | 1.6717e-07 |  | 1.072516616817943e+000 | 1.6701e-07 |  | 1.0733 | 6.5448e-06 | 39.2942 | 6.5448e-06
1.073260286393454e+000 | 1.6652e-07 | 1.0733 | 1.073260286393454e+000 | 1.6667e-07 |  | 1.073260286393454e+000 | 1.6713e-07 |  | 1.073260286393454e+000 | 1.6698e-07 |  | 1.074 | 6.5434e-06 | 39.2949 | 6.5434e-06
1.074004471620124e+000 | 1.6648e-07 | 1.074 | 1.074004471620124e+000 | 1.6663e-07 |  | 1.074004471620124e+000 | 1.6709e-07 |  | 1.074004471620124e+000 | 1.6694e-07 |  | 1.0747 | 6.5419e-06 | 39.2956 | 6.5419e-06
1.074749172855501e+000 | 1.6644e-07 | 1.0747 | 1.074749172855501e+000 | 1.6659e-07 |  | 1.074749172855501e+000 | 1.6705e-07 |  | 1.074749172855501e+000 | 1.669e-07 |  | 1.0755 | 6.5405e-06 | 39.2963 | 6.5405e-06
1.075494390457378e+000 | 1.664e-07 | 1.0755 | 1.075494390457378e+000 | 1.6655e-07 |  | 1.075494390457378e+000 | 1.6701e-07 |  | 1.075494390457378e+000 | 1.6686e-07 |  | 1.0762 | 6.5391e-06 | 39.297 | 6.5391e-06
1.076240124783797e+000 | 1.6636e-07 | 1.0762 | 1.076240124783797e+000 | 1.6652e-07 |  | 1.076240124783797e+000 | 1.6697e-07 |  | 1.076240124783797e+000 | 1.6682e-07 |  | 1.077 | 6.5377e-06 | 39.2977 | 6.5377e-06
1.076986376193049e+000 | 1.6632e-07 | 1.077 | 1.076986376193049e+000 | 1.6648e-07 |  | 1.076986376193049e+000 | 1.6693e-07 |  | 1.076986376193049e+000 | 1.6678e-07 |  | 1.0777 | 6.5363e-06 | 39.2984 | 6.5363e-06
1.077733145043671e+000 | 1.6629e-07 | 1.0777 | 1.077733145043671e+000 | 1.6644e-07 |  | 1.077733145043671e+000 | 1.669e-07 |  | 1.077733145043671e+000 | 1.6674e-07 |  | 1.0785 | 6.5348e-06 | 39.2991 | 6.5348e-06
1.078480431694452e+000 | 1.6625e-07 | 1.0785 | 1.078480431694452e+000 | 1.664e-07 |  | 1.078480431694452e+000 | 1.6686e-07 |  | 1.078480431694452e+000 | 1.667e-07 |  | 1.0792 | 6.5334e-06 | 39.2997 | 6.5334e-06
1.079228236504427e+000 | 1.6621e-07 | 1.0792 | 1.079228236504427e+000 | 1.6636e-07 |  | 1.079228236504427e+000 | 1.6682e-07 |  | 1.079228236504427e+000 | 1.6667e-07 |  | 1.08 | 6.532e-06 | 39.3004 | 6.532e-06
1.079976559832882e+000 | 1.6617e-07 | 1.08 | 1.079976559832882e+000 | 1.6632e-07 |  | 1.079976559832882e+000 | 1.6678e-07 |  | 1.079976559832882e+000 | 1.6663e-07 |  | 1.0807 | 6.5306e-06 | 39.3011 | 6.5306e-06
1.080725402039352e+000 | 1.6613e-07 | 1.0807 | 1.080725402039352e+000 | 1.6628e-07 |  | 1.080725402039352e+000 | 1.6674e-07 |  | 1.080725402039352e+000 | 1.6659e-07 |  | 1.0815 | 6.5292e-06 | 39.3018 | 6.5292e-06
1.081474763483618e+000 | 1.6609e-07 | 1.0815 | 1.081474763483618e+000 | 1.6624e-07 |  | 1.081474763483618e+000 | 1.667e-07 |  | 1.081474763483618e+000 | 1.6655e-07 |  | 1.0822 | 6.5278e-06 | 39.3024 | 6.5278e-06
1.082224644525715e+000 | 1.6605e-07 | 1.0822 | 1.082224644525715e+000 | 1.6621e-07 |  | 1.082224644525715e+000 | 1.6667e-07 |  | 1.082224644525715e+000 | 1.6651e-07 |  | 1.083 | 6.5264e-06 | 39.3031 | 6.5264e-06
1.082975045525925e+000 | 1.6601e-07 | 1.083 | 1.082975045525925e+000 | 1.6617e-07 |  | 1.082975045525925e+000 | 1.6663e-07 |  | 1.082975045525925e+000 | 1.6647e-07 |  | 1.0837 | 6.525e-06 | 39.3038 | 6.525e-06
1.083725966844780e+000 | 1.6597e-07 | 1.0837 | 1.083725966844780e+000 | 1.6613e-07 |  | 1.083725966844780e+000 | 1.6659e-07 |  | 1.083725966844780e+000 | 1.6644e-07 |  | 1.0845 | 6.5235e-06 | 39.3045 | 6.5235e-06
1.084477408843063e+000 | 1.6594e-07 | 1.0845 | 1.084477408843063e+000 | 1.6609e-07 |  | 1.084477408843063e+000 | 1.6655e-07 |  | 1.084477408843063e+000 | 1.664e-07 |  | 1.0852 | 6.5221e-06 | 39.3051 | 6.5221e-06
1.085229371881807e+000 | 1.659e-07 | 1.0852 | 1.085229371881807e+000 | 1.6605e-07 |  | 1.085229371881807e+000 | 1.6651e-07 |  | 1.085229371881807e+000 | 1.6636e-07 |  | 1.086 | 6.5207e-06 | 39.3058 | 6.5207e-06
1.085981856322294e+000 | 1.6586e-07 | 1.086 | 1.085981856322294e+000 | 1.6601e-07 |  | 1.085981856322294e+000 | 1.6647e-07 |  | 1.085981856322294e+000 | 1.6632e-07 |  | 1.0867 | 6.5193e-06 | 39.3065 | 6.5193e-06
1.086734862526058e+000 | 1.6582e-07 | 1.0867 | 1.086734862526058e+000 | 1.6597e-07 |  | 1.086734862526058e+000 | 1.6644e-07 |  | 1.086734862526058e+000 | 1.6628e-07 |  | 1.0875 | 6.5179e-06 | 39.3071 | 6.5179e-06
1.087488390854883e+000 | 1.6578e-07 | 1.0875 | 1.087488390854883e+000 | 1.6594e-07 |  | 1.087488390854883e+000 | 1.664e-07 |  | 1.087488390854883e+000 | 1.6624e-07 |  | 1.0882 | 6.5165e-06 | 39.3078 | 6.5165e-06
1.088242441670804e+000 | 1.6574e-07 | 1.0882 | 1.088242441670804e+000 | 1.659e-07 |  | 1.088242441670804e+000 | 1.6636e-07 |  | 1.088242441670804e+000 | 1.6621e-07 |  | 1.089 | 6.5151e-06 | 39.3084 | 6.5151e-06
1.088997015336106e+000 | 1.657e-07 | 1.089 | 1.088997015336106e+000 | 1.6586e-07 |  | 1.088997015336106e+000 | 1.6632e-07 |  | 1.088997015336106e+000 | 1.6617e-07 |  | 1.0898 | 6.5137e-06 | 39.3091 | 6.5137e-06
1.089752112213328e+000 | 1.6567e-07 | 1.0898 | 1.089752112213328e+000 | 1.6582e-07 |  | 1.089752112213328e+000 | 1.6628e-07 |  | 1.089752112213328e+000 | 1.6613e-07 |  | 1.0905 | 6.5123e-06 | 39.3097 | 6.5123e-06
1.090507732665258e+000 | 1.6563e-07 | 1.0905 | 1.090507732665258e+000 | 1.6578e-07 |  | 1.090507732665258e+000 | 1.6625e-07 |  | 1.090507732665258e+000 | 1.6609e-07 |  | 1.0913 | 6.5109e-06 | 39.3104 | 6.5109e-06
1.091263877054935e+000 | 1.6559e-07 | 1.0913 | 1.091263877054935e+000 | 1.6574e-07 |  | 1.091263877054935e+000 | 1.6621e-07 |  | 1.091263877054935e+000 | 1.6605e-07 |  | 1.092 | 6.5095e-06 | 39.311 | 6.5095e-06
1.092020545745652e+000 | 1.6555e-07 | 1.092 | 1.092020545745652e+000 | 1.6571e-07 |  | 1.092020545745652e+000 | 1.6617e-07 |  | 1.092020545745652e+000 | 1.6602e-07 |  | 1.0928 | 6.5081e-06 | 39.3117 | 6.5081e-06
1.092777739100953e+000 | 1.6551e-07 | 1.0928 | 1.092777739100953e+000 | 1.6567e-07 |  | 1.092777739100953e+000 | 1.6613e-07 |  | 1.092777739100953e+000 | 1.6598e-07 |  | 1.0935 | 6.5067e-06 | 39.3123 | 6.5067e-06
1.093535457484632e+000 | 1.6547e-07 | 1.0935 | 1.093535457484632e+000 | 1.6563e-07 |  | 1.093535457484632e+000 | 1.661e-07 |  | 1.093535457484632e+000 | 1.6594e-07 |  | 1.0943 | 6.5053e-06 | 39.3129 | 6.5053e-06
1.094293701260739e+000 | 1.6544e-07 | 1.0943 | 1.094293701260739e+000 | 1.6559e-07 |  | 1.094293701260739e+000 | 1.6606e-07 |  | 1.094293701260739e+000 | 1.659e-07 |  | 1.0951 | 6.5039e-06 | 39.3136 | 6.5039e-06
1.095052470793575e+000 | 1.654e-07 | 1.0951 | 1.095052470793575e+000 | 1.6555e-07 |  | 1.095052470793575e+000 | 1.6602e-07 |  | 1.095052470793575e+000 | 1.6586e-07 |  | 1.0958 | 6.5025e-06 | 39.3142 | 6.5025e-06
1.095811766447691e+000 | 1.6536e-07 | 1.0958 | 1.095811766447691e+000 | 1.6551e-07 |  | 1.095811766447691e+000 | 1.6598e-07 |  | 1.095811766447691e+000 | 1.6583e-07 |  | 1.0966 | 6.5011e-06 | 39.3149 | 6.5011e-06
1.096571588587894e+000 | 1.6532e-07 | 1.0966 | 1.096571588587894e+000 | 1.6548e-07 |  | 1.096571588587894e+000 | 1.6594e-07 |  | 1.096571588587894e+000 | 1.6579e-07 |  | 1.0973 | 6.4997e-06 | 39.3155 | 6.4997e-06
1.097331937579243e+000 | 1.6528e-07 | 1.0973 | 1.097331937579243e+000 | 1.6544e-07 |  | 1.097331937579243e+000 | 1.6591e-07 |  | 1.097331937579243e+000 | 1.6575e-07 |  | 1.0981 | 6.4983e-06 | 39.3161 | 6.4983e-06
1.098092813787050e+000 | 1.6524e-07 | 1.0981 | 1.098092813787050e+000 | 1.654e-07 |  | 1.098092813787050e+000 | 1.6587e-07 |  | 1.098092813787050e+000 | 1.6571e-07 |  | 1.0989 | 6.4969e-06 | 39.3167 | 6.4969e-06
1.098854217576880e+000 | 1.6521e-07 | 1.0989 | 1.098854217576880e+000 | 1.6536e-07 |  | 1.098854217576880e+000 | 1.6583e-07 |  | 1.098854217576880e+000 | 1.6567e-07 |  | 1.0996 | 6.4955e-06 | 39.3174 | 6.4955e-06
1.099616149314551e+000 | 1.6517e-07 | 1.0996 | 1.099616149314551e+000 | 1.6532e-07 |  | 1.099616149314551e+000 | 1.6579e-07 |  | 1.099616149314551e+000 | 1.6564e-07 |  | 1.1004 | 6.4941e-06 | 39.318 | 6.4941e-06
1.100378609366137e+000 | 1.6513e-07 | 1.1004 | 1.100378609366137e+000 | 1.6529e-07 |  | 1.100378609366137e+000 | 1.6576e-07 |  | 1.100378609366137e+000 | 1.656e-07 |  | 1.1011 | 6.4927e-06 | 39.3186 | 6.4927e-06
1.101141598097964e+000 | 1.6509e-07 | 1.1011 | 1.101141598097964e+000 | 1.6525e-07 |  | 1.101141598097964e+000 | 1.6572e-07 |  | 1.101141598097964e+000 | 1.6556e-07 |  | 1.1019 | 6.4913e-06 | 39.3192 | 6.4913e-06
1.101905115876611e+000 | 1.6505e-07 | 1.1019 | 1.101905115876611e+000 | 1.6521e-07 |  | 1.101905115876611e+000 | 1.6568e-07 |  | 1.101905115876611e+000 | 1.6552e-07 |  | 1.1027 | 6.4899e-06 | 39.3199 | 6.4899e-06
1.102669163068913e+000 | 1.6502e-07 | 1.1027 | 1.102669163068913e+000 | 1.6517e-07 |  | 1.102669163068913e+000 | 1.6564e-07 |  | 1.102669163068913e+000 | 1.6549e-07 |  | 1.1034 | 6.4885e-06 | 39.3205 | 6.4885e-06
1.103433740041959e+000 | 1.6498e-07 | 1.1034 | 1.103433740041959e+000 | 1.6513e-07 |  | 1.103433740041959e+000 | 1.6561e-07 |  | 1.103433740041959e+000 | 1.6545e-07 |  | 1.1042 | 6.4871e-06 | 39.3211 | 6.4871e-06
1.104198847163093e+000 | 1.6494e-07 | 1.1042 | 1.104198847163093e+000 | 1.651e-07 |  | 1.104198847163093e+000 | 1.6557e-07 |  | 1.104198847163093e+000 | 1.6541e-07 |  | 1.105 | 6.4857e-06 | 39.3217 | 6.4857e-06
1.104964484799912e+000 | 1.649e-07 | 1.105 | 1.104964484799912e+000 | 1.6506e-07 |  | 1.104964484799912e+000 | 1.6553e-07 |  | 1.104964484799912e+000 | 1.6537e-07 |  | 1.1057 | 6.4843e-06 | 39.3223 | 6.4843e-06
1.105730653320269e+000 | 1.6486e-07 | 1.1057 | 1.105730653320269e+000 | 1.6502e-07 |  | 1.105730653320269e+000 | 1.6549e-07 |  | 1.105730653320269e+000 | 1.6534e-07 |  | 1.1065 | 6.4829e-06 | 39.3229 | 6.4829e-06
1.106497353092272e+000 | 1.6483e-07 | 1.1065 | 1.106497353092272e+000 | 1.6498e-07 |  | 1.106497353092272e+000 | 1.6546e-07 |  | 1.106497353092272e+000 | 1.653e-07 |  | 1.1073 | 6.4815e-06 | 39.3235 | 6.4815e-06
1.107264584484285e+000 | 1.6479e-07 | 1.1073 | 1.107264584484285e+000 | 1.6495e-07 |  | 1.107264584484285e+000 | 1.6542e-07 |  | 1.107264584484285e+000 | 1.6526e-07 |  | 1.108 | 6.4801e-06 | 39.3241 | 6.4801e-06
1.108032347864926e+000 | 1.6475e-07 | 1.108 | 1.108032347864926e+000 | 1.6491e-07 |  | 1.108032347864926e+000 | 1.6538e-07 |  | 1.108032347864926e+000 | 1.6522e-07 |  | 1.1088 | 6.4787e-06 | 39.3247 | 6.4787e-06
1.108800643603069e+000 | 1.6471e-07 | 1.1088 | 1.108800643603069e+000 | 1.6487e-07 |  | 1.108800643603069e+000 | 1.6534e-07 |  | 1.108800643603069e+000 | 1.6519e-07 |  | 1.1096 | 6.4773e-06 | 39.3253 | 6.4773e-06
1.109569472067845e+000 | 1.6467e-07 | 1.1096 | 1.109569472067845e+000 | 1.6483e-07 |  | 1.109569472067845e+000 | 1.6531e-07 |  | 1.109569472067845e+000 | 1.6515e-07 |  | 1.1103 | 6.476e-06 | 39.3259 | 6.476e-06
1.110338833628639e+000 | 1.6464e-07 | 1.1103 | 1.110338833628639e+000 | 1.6479e-07 |  | 1.110338833628639e+000 | 1.6527e-07 |  | 1.110338833628639e+000 | 1.6511e-07 |  | 1.1111 | 6.4746e-06 | 39.3265 | 6.4746e-06
1.111108728655094e+000 | 1.646e-07 | 1.1111 | 1.111108728655094e+000 | 1.6476e-07 |  | 1.111108728655094e+000 | 1.6523e-07 |  | 1.111108728655094e+000 | 1.6507e-07 |  | 1.1119 | 6.4732e-06 | 39.3271 | 6.4732e-06
1.111879157517107e+000 | 1.6456e-07 | 1.1119 | 1.111879157517107e+000 | 1.6472e-07 |  | 1.111879157517107e+000 | 1.652e-07 |  | 1.111879157517107e+000 | 1.6504e-07 |  | 1.1127 | 6.4718e-06 | 39.3277 | 6.4718e-06
1.112650120584834e+000 | 1.6452e-07 | 1.1127 | 1.112650120584834e+000 | 1.6468e-07 |  | 1.112650120584834e+000 | 1.6516e-07 |  | 1.112650120584834e+000 | 1.65e-07 |  | 1.1134 | 6.4704e-06 | 39.3283 | 6.4704e-06
1.113421618228687e+000 | 1.6449e-07 | 1.1134 | 1.113421618228687e+000 | 1.6464e-07 |  | 1.113421618228687e+000 | 1.6512e-07 |  | 1.113421618228687e+000 | 1.6496e-07 |  | 1.1142 | 6.469e-06 | 39.3289 | 6.469e-06
1.114193650819332e+000 | 1.6445e-07 | 1.1142 | 1.114193650819332e+000 | 1.6461e-07 |  | 1.114193650819332e+000 | 1.6508e-07 |  | 1.114193650819332e+000 | 1.6493e-07 |  | 1.115 | 6.4676e-06 | 39.3294 | 6.4676e-06
1.114966218727697e+000 | 1.6441e-07 | 1.115 | 1.114966218727697e+000 | 1.6457e-07 |  | 1.114966218727697e+000 | 1.6505e-07 |  | 1.114966218727697e+000 | 1.6489e-07 |  | 1.1157 | 6.4663e-06 | 39.33 | 6.4663e-06
1.115739322324964e+000 | 1.6437e-07 | 1.1157 | 1.115739322324964e+000 | 1.6453e-07 |  | 1.115739322324964e+000 | 1.6501e-07 |  | 1.115739322324964e+000 | 1.6485e-07 |  | 1.1165 | 6.4649e-06 | 39.3306 | 6.4649e-06
1.116512961982572e+000 | 1.6433e-07 | 1.1165 | 1.116512961982572e+000 | 1.6449e-07 |  | 1.116512961982572e+000 | 1.6497e-07 |  | 1.116512961982572e+000 | 1.6481e-07 |  | 1.1173 | 6.4635e-06 | 39.3312 | 6.4635e-06
1.117287138072220e+000 | 1.643e-07 | 1.1173 | 1.117287138072220e+000 | 1.6446e-07 |  | 1.117287138072220e+000 | 1.6494e-07 |  | 1.117287138072220e+000 | 1.6478e-07 |  | 1.1181 | 6.4621e-06 | 39.3318 | 6.4621e-06
1.118061850965862e+000 | 1.6426e-07 | 1.1181 | 1.118061850965862e+000 | 1.6442e-07 |  | 1.118061850965862e+000 | 1.649e-07 |  | 1.118061850965862e+000 | 1.6474e-07 |  | 1.1188 | 6.4607e-06 | 39.3323 | 6.4607e-06
1.118837101035711e+000 | 1.6422e-07 | 1.1188 | 1.118837101035711e+000 | 1.6438e-07 |  | 1.118837101035711e+000 | 1.6486e-07 |  | 1.118837101035711e+000 | 1.647e-07 |  | 1.1196 | 6.4593e-06 | 39.3329 | 6.4593e-06
1.119612888654240e+000 | 1.6419e-07 | 1.1196 | 1.119612888654240e+000 | 1.6435e-07 |  | 1.119612888654240e+000 | 1.6482e-07 |  | 1.119612888654240e+000 | 1.6467e-07 |  | 1.1204 | 6.458e-06 | 39.3335 | 6.458e-06
1.120389214194176e+000 | 1.6415e-07 | 1.1204 | 1.120389214194176e+000 | 1.6431e-07 |  | 1.120389214194176e+000 | 1.6479e-07 |  | 1.120389214194176e+000 | 1.6463e-07 |  | 1.1212 | 6.4566e-06 | 39.334 | 6.4566e-06
1.121166078028509e+000 | 1.6411e-07 | 1.1212 | 1.121166078028509e+000 | 1.6427e-07 |  | 1.121166078028509e+000 | 1.6475e-07 |  | 1.121166078028509e+000 | 1.6459e-07 |  | 1.1219 | 6.4552e-06 | 39.3346 | 6.4552e-06
1.121943480530484e+000 | 1.6407e-07 | 1.1219 | 1.121943480530484e+000 | 1.6423e-07 |  | 1.121943480530484e+000 | 1.6471e-07 |  | 1.121943480530484e+000 | 1.6455e-07 |  | 1.1227 | 6.4538e-06 | 39.3352 | 6.4538e-06
1.122721422073608e+000 | 1.6404e-07 | 1.1227 | 1.122721422073608e+000 | 1.642e-07 |  | 1.122721422073608e+000 | 1.6468e-07 |  | 1.122721422073608e+000 | 1.6452e-07 |  | 1.1235 | 6.4525e-06 | 39.3357 | 6.4525e-06
1.123499903031645e+000 | 1.64e-07 | 1.1235 | 1.123499903031645e+000 | 1.6416e-07 |  | 1.123499903031645e+000 | 1.6464e-07 |  | 1.123499903031645e+000 | 1.6448e-07 |  | 1.1243 | 6.4511e-06 | 39.3363 | 6.4511e-06
1.124278923778618e+000 | 1.6396e-07 | 1.1243 | 1.124278923778618e+000 | 1.6412e-07 |  | 1.124278923778618e+000 | 1.646e-07 |  | 1.124278923778618e+000 | 1.6444e-07 |  | 1.1251 | 6.4497e-06 | 39.3368 | 6.4497e-06
1.125058484688809e+000 | 1.6392e-07 | 1.1251 | 1.125058484688809e+000 | 1.6408e-07 |  | 1.125058484688809e+000 | 1.6457e-07 |  | 1.125058484688809e+000 | 1.6441e-07 |  | 1.1258 | 6.4483e-06 | 39.3374 | 6.4483e-06
1.125838586136763e+000 | 1.6389e-07 | 1.1258 | 1.125838586136763e+000 | 1.6405e-07 |  | 1.125838586136763e+000 | 1.6453e-07 |  | 1.125838586136763e+000 | 1.6437e-07 |  | 1.1266 | 6.447e-06 | 39.3379 | 6.447e-06
1.126619228497279e+000 | 1.6385e-07 | 1.1266 | 1.126619228497279e+000 | 1.6401e-07 |  | 1.126619228497279e+000 | 1.6449e-07 |  | 1.126619228497279e+000 | 1.6433e-07 |  | 1.1274 | 6.4456e-06 | 39.3385 | 6.4456e-06
1.127400412145422e+000 | 1.6381e-07 | 1.1274 | 1.127400412145422e+000 | 1.6397e-07 |  | 1.127400412145422e+000 | 1.6446e-07 |  | 1.127400412145422e+000 | 1.643e-07 |  | 1.1282 | 6.4442e-06 | 39.339 | 6.4442e-06
1.128182137456512e+000 | 1.6377e-07 | 1.1282 | 1.128182137456512e+000 | 1.6394e-07 |  | 1.128182137456512e+000 | 1.6442e-07 |  | 1.128182137456512e+000 | 1.6426e-07 |  | 1.129 | 6.4428e-06 | 39.3396 | 6.4428e-06
1.128964404806131e+000 | 1.6374e-07 | 1.129 | 1.128964404806131e+000 | 1.639e-07 |  | 1.128964404806131e+000 | 1.6438e-07 |  | 1.128964404806131e+000 | 1.6422e-07 |  | 1.1297 | 6.4415e-06 | 39.3401 | 6.4415e-06
1.129747214570124e+000 | 1.637e-07 | 1.1297 | 1.129747214570124e+000 | 1.6386e-07 |  | 1.129747214570124e+000 | 1.6435e-07 |  | 1.129747214570124e+000 | 1.6419e-07 |  | 1.1305 | 6.4401e-06 | 39.3406 | 6.4401e-06
1.130530567124592e+000 | 1.6366e-07 | 1.1305 | 1.130530567124592e+000 | 1.6383e-07 |  | 1.130530567124592e+000 | 1.6431e-07 |  | 1.130530567124592e+000 | 1.6415e-07 |  | 1.1313 | 6.4387e-06 | 39.3412 | 6.4387e-06
1.131314462845900e+000 | 1.6363e-07 | 1.1313 | 1.131314462845900e+000 | 1.6379e-07 |  | 1.131314462845900e+000 | 1.6427e-07 |  | 1.131314462845900e+000 | 1.6411e-07 |  | 1.1321 | 6.4373e-06 | 39.3417 | 6.4373e-06
1.132098902110674e+000 | 1.6359e-07 | 1.1321 | 1.132098902110674e+000 | 1.6375e-07 |  | 1.132098902110674e+000 | 1.6424e-07 |  | 1.132098902110674e+000 | 1.6408e-07 |  | 1.1329 | 6.436e-06 | 39.3422 | 6.436e-06
1.132883885295799e+000 | 1.6355e-07 | 1.1329 | 1.132883885295799e+000 | 1.6372e-07 |  | 1.132883885295799e+000 | 1.642e-07 |  | 1.132883885295799e+000 | 1.6404e-07 |  | 1.1337 | 6.4346e-06 | 39.3428 | 6.4346e-06
1.133669412778422e+000 | 1.6352e-07 | 1.1337 | 1.133669412778422e+000 | 1.6368e-07 |  | 1.133669412778422e+000 | 1.6417e-07 |  | 1.133669412778422e+000 | 1.64e-07 |  | 1.1345 | 6.4332e-06 | 39.3433 | 6.4332e-06
1.134455484935954e+000 | 1.6348e-07 | 1.1345 | 1.134455484935954e+000 | 1.6364e-07 |  | 1.134455484935954e+000 | 1.6413e-07 |  | 1.134455484935954e+000 | 1.6397e-07 |  | 1.1352 | 6.4319e-06 | 39.3438 | 6.4319e-06
1.135242102146065e+000 | 1.6344e-07 | 1.1352 | 1.135242102146065e+000 | 1.636e-07 |  | 1.135242102146065e+000 | 1.6409e-07 |  | 1.135242102146065e+000 | 1.6393e-07 |  | 1.136 | 6.4305e-06 | 39.3443 | 6.4305e-06
1.136029264786686e+000 | 1.634e-07 | 1.136 | 1.136029264786686e+000 | 1.6357e-07 |  | 1.136029264786686e+000 | 1.6406e-07 |  | 1.136029264786686e+000 | 1.6389e-07 |  | 1.1368 | 6.4291e-06 | 39.3449 | 6.4291e-06
1.136816973236014e+000 | 1.6337e-07 | 1.1368 | 1.136816973236014e+000 | 1.6353e-07 |  | 1.136816973236014e+000 | 1.6402e-07 |  | 1.136816973236014e+000 | 1.6386e-07 |  | 1.1376 | 6.4278e-06 | 39.3454 | 6.4278e-06
1.137605227872505e+000 | 1.6333e-07 | 1.1376 | 1.137605227872505e+000 | 1.6349e-07 |  | 1.137605227872505e+000 | 1.6398e-07 |  | 1.137605227872505e+000 | 1.6382e-07 |  | 1.1384 | 6.4264e-06 | 39.3459 | 6.4264e-06
1.138394029074878e+000 | 1.6329e-07 | 1.1384 | 1.138394029074878e+000 | 1.6346e-07 |  | 1.138394029074878e+000 | 1.6395e-07 |  | 1.138394029074878e+000 | 1.6378e-07 |  | 1.1392 | 6.425e-06 | 39.3464 | 6.425e-06
1.139183377222115e+000 | 1.6326e-07 | 1.1392 | 1.139183377222115e+000 | 1.6342e-07 |  | 1.139183377222115e+000 | 1.6391e-07 |  | 1.139183377222115e+000 | 1.6375e-07 |  | 1.14 | 6.4237e-06 | 39.3469 | 6.4237e-06
1.139973272693461e+000 | 1.6322e-07 | 1.14 | 1.139973272693461e+000 | 1.6338e-07 |  | 1.139973272693461e+000 | 1.6388e-07 |  | 1.139973272693461e+000 | 1.6371e-07 |  | 1.1408 | 6.4223e-06 | 39.3474 | 6.4223e-06
1.140763715868424e+000 | 1.6318e-07 | 1.1408 | 1.140763715868424e+000 | 1.6335e-07 |  | 1.140763715868424e+000 | 1.6384e-07 |  | 1.140763715868424e+000 | 1.6368e-07 |  | 1.1416 | 6.421e-06 | 39.3479 | 6.421e-06
1.141554707126774e+000 | 1.6315e-07 | 1.1416 | 1.141554707126774e+000 | 1.6331e-07 |  | 1.141554707126774e+000 | 1.638e-07 |  | 1.141554707126774e+000 | 1.6364e-07 |  | 1.1423 | 6.4196e-06 | 39.3484 | 6.4196e-06
1.142346246848545e+000 | 1.6311e-07 | 1.1423 | 1.142346246848545e+000 | 1.6328e-07 |  | 1.142346246848545e+000 | 1.6377e-07 |  | 1.142346246848545e+000 | 1.636e-07 |  | 1.1431 | 6.4182e-06 | 39.3489 | 6.4182e-06
1.143138335414036e+000 | 1.6307e-07 | 1.1431 | 1.143138335414036e+000 | 1.6324e-07 |  | 1.143138335414036e+000 | 1.6373e-07 |  | 1.143138335414036e+000 | 1.6357e-07 |  | 1.1439 | 6.4169e-06 | 39.3494 | 6.4169e-06
1.143930973203807e+000 | 1.6304e-07 | 1.1439 | 1.143930973203807e+000 | 1.632e-07 |  | 1.143930973203807e+000 | 1.637e-07 |  | 1.143930973203807e+000 | 1.6353e-07 |  | 1.1447 | 6.4155e-06 | 39.3499 | 6.4155e-06
1.144724160598685e+000 | 1.63e-07 | 1.1447 | 1.144724160598685e+000 | 1.6317e-07 |  | 1.144724160598685e+000 | 1.6366e-07 |  | 1.144724160598685e+000 | 1.6349e-07 |  | 1.1455 | 6.4142e-06 | 39.3504 | 6.4142e-06
1.145517897979757e+000 | 1.6296e-07 | 1.1455 | 1.145517897979757e+000 | 1.6313e-07 |  | 1.145517897979757e+000 | 1.6362e-07 |  | 1.145517897979757e+000 | 1.6346e-07 |  | 1.1463 | 6.4128e-06 | 39.3509 | 6.4128e-06
1.146312185728378e+000 | 1.6293e-07 | 1.1463 | 1.146312185728378e+000 | 1.6309e-07 |  | 1.146312185728378e+000 | 1.6359e-07 |  | 1.146312185728378e+000 | 1.6342e-07 |  | 1.1471 | 6.4114e-06 | 39.3514 | 6.4114e-06
1.147107024226165e+000 | 1.6289e-07 | 1.1471 | 1.147107024226165e+000 | 1.6306e-07 |  | 1.147107024226165e+000 | 1.6355e-07 |  | 1.147107024226165e+000 | 1.6339e-07 |  | 1.1479 | 6.4101e-06 | 39.3519 | 6.4101e-06
1.147902413855002e+000 | 1.6286e-07 | 1.1479 | 1.147902413855002e+000 | 1.6302e-07 |  | 1.147902413855002e+000 | 1.6352e-07 |  | 1.147902413855002e+000 | 1.6335e-07 |  | 1.1487 | 6.4087e-06 | 39.3524 | 6.4087e-06
1.148698354997035e+000 | 1.6282e-07 | 1.1487 | 1.148698354997035e+000 | 1.6298e-07 |  | 1.148698354997035e+000 | 1.6348e-07 |  | 1.148698354997035e+000 | 1.6331e-07 |  | 1.1495 | 6.4074e-06 | 39.3529 | 6.4074e-06
1.149494848034677e+000 | 1.6278e-07 | 1.1495 | 1.149494848034677e+000 | 1.6295e-07 |  | 1.149494848034677e+000 | 1.6344e-07 |  | 1.149494848034677e+000 | 1.6328e-07 |  | 1.1503 | 6.406e-06 | 39.3533 | 6.406e-06
1.150291893350605e+000 | 1.6275e-07 | 1.1503 | 1.150291893350605e+000 | 1.6291e-07 |  | 1.150291893350605e+000 | 1.6341e-07 |  | 1.150291893350605e+000 | 1.6324e-07 |  | 1.1511 | 6.4047e-06 | 39.3538 | 6.4047e-06
1.151089491327763e+000 | 1.6271e-07 | 1.1511 | 1.151089491327763e+000 | 1.6288e-07 |  | 1.151089491327763e+000 | 1.6337e-07 |  | 1.151089491327763e+000 | 1.6321e-07 |  | 1.1519 | 6.4033e-06 | 39.3543 | 6.4033e-06
1.151887642349358e+000 | 1.6267e-07 | 1.1519 | 1.151887642349358e+000 | 1.6284e-07 |  | 1.151887642349358e+000 | 1.6334e-07 |  | 1.151887642349358e+000 | 1.6317e-07 |  | 1.1527 | 6.402e-06 | 39.3548 | 6.402e-06
1.152686346798864e+000 | 1.6264e-07 | 1.1527 | 1.152686346798864e+000 | 1.628e-07 |  | 1.152686346798864e+000 | 1.633e-07 |  | 1.152686346798864e+000 | 1.6314e-07 |  | 1.1535 | 6.4006e-06 | 39.3552 | 6.4006e-06
1.153485605060022e+000 | 1.626e-07 | 1.1535 | 1.153485605060022e+000 | 1.6277e-07 |  | 1.153485605060022e+000 | 1.6326e-07 |  | 1.153485605060022e+000 | 1.631e-07 |  | 1.1543 | 6.3993e-06 | 39.3557 | 6.3993e-06
1.154285417516838e+000 | 1.6256e-07 | 1.1543 | 1.154285417516838e+000 | 1.6273e-07 |  | 1.154285417516838e+000 | 1.6323e-07 |  | 1.154285417516838e+000 | 1.6306e-07 |  | 1.1551 | 6.3979e-06 | 39.3562 | 6.3979e-06
1.155085784553584e+000 | 1.6253e-07 | 1.1551 | 1.155085784553584e+000 | 1.6269e-07 |  | 1.155085784553584e+000 | 1.6319e-07 |  | 1.155085784553584e+000 | 1.6303e-07 |  | 1.1559 | 6.3966e-06 | 39.3566 | 6.3966e-06
1.155886706554799e+000 | 1.6249e-07 | 1.1559 | 1.155886706554799e+000 | 1.6266e-07 |  | 1.155886706554799e+000 | 1.6316e-07 |  | 1.155886706554799e+000 | 1.6299e-07 |  | 1.1567 | 6.3952e-06 | 39.3571 | 6.3952e-06
1.156688183905287e+000 | 1.6246e-07 | 1.1567 | 1.156688183905287e+000 | 1.6262e-07 |  | 1.156688183905287e+000 | 1.6312e-07 |  | 1.156688183905287e+000 | 1.6296e-07 |  | 1.1575 | 6.3939e-06 | 39.3575 | 6.3939e-06
1.157490216990122e+000 | 1.6242e-07 | 1.1575 | 1.157490216990122e+000 | 1.6259e-07 |  | 1.157490216990122e+000 | 1.6309e-07 |  | 1.157490216990122e+000 | 1.6292e-07 |  | 1.1583 | 6.3925e-06 | 39.358 | 6.3925e-06
1.158292806194643e+000 | 1.6238e-07 | 1.1583 | 1.158292806194643e+000 | 1.6255e-07 |  | 1.158292806194643e+000 | 1.6305e-07 |  | 1.158292806194643e+000 | 1.6288e-07 |  | 1.1591 | 6.3912e-06 | 39.3585 | 6.3912e-06
1.159095951904456e+000 | 1.6235e-07 | 1.1591 | 1.159095951904456e+000 | 1.6251e-07 |  | 1.159095951904456e+000 | 1.6302e-07 |  | 1.159095951904456e+000 | 1.6285e-07 |  | 1.1599 | 6.3898e-06 | 39.3589 | 6.3898e-06
1.159899654505435e+000 | 1.6231e-07 | 1.1599 | 1.159899654505435e+000 | 1.6248e-07 |  | 1.159899654505435e+000 | 1.6298e-07 |  | 1.159899654505435e+000 | 1.6281e-07 |  | 1.1607 | 6.3885e-06 | 39.3593 | 6.3885e-06
1.160703914383720e+000 | 1.6228e-07 | 1.1607 | 1.160703914383720e+000 | 1.6244e-07 |  | 1.160703914383720e+000 | 1.6295e-07 |  | 1.160703914383720e+000 | 1.6278e-07 |  | 1.1615 | 6.3871e-06 | 39.3598 | 6.3871e-06
1.161508731925722e+000 | 1.6224e-07 | 1.1615 | 1.161508731925722e+000 | 1.6241e-07 |  | 1.161508731925722e+000 | 1.6291e-07 |  | 1.161508731925722e+000 | 1.6274e-07 |  | 1.1623 | 6.3858e-06 | 39.3603 | 6.3858e-06
1.162314107518117e+000 | 1.622e-07 | 1.1623 | 1.162314107518117e+000 | 1.6237e-07 |  | 1.162314107518117e+000 | 1.6287e-07 |  | 1.162314107518117e+000 | 1.6271e-07 |  | 1.1631 | 6.3844e-06 | 39.3607 | 6.3844e-06
1.163120041547851e+000 | 1.6217e-07 | 1.1631 | 1.163120041547851e+000 | 1.6234e-07 |  | 1.163120041547851e+000 | 1.6284e-07 |  | 1.163120041547851e+000 | 1.6267e-07 |  | 1.1639 | 6.3831e-06 | 39.3611 | 6.3831e-06
1.163926534402137e+000 | 1.6213e-07 | 1.1639 | 1.163926534402137e+000 | 1.623e-07 |  | 1.163926534402137e+000 | 1.628e-07 |  | 1.163926534402137e+000 | 1.6264e-07 |  | 1.1647 | 6.3817e-06 | 39.3616 | 6.3817e-06
1.164733586468456e+000 | 1.621e-07 | 1.1647 | 1.164733586468456e+000 | 1.6226e-07 |  | 1.164733586468456e+000 | 1.6277e-07 |  | 1.164733586468456e+000 | 1.626e-07 |  | 1.1655 | 6.3804e-06 | 39.362 | 6.3804e-06
1.165541198134560e+000 | 1.6206e-07 | 1.1655 | 1.165541198134560e+000 | 1.6223e-07 |  | 1.165541198134560e+000 | 1.6273e-07 |  | 1.165541198134560e+000 | 1.6257e-07 |  | 1.1663 | 6.3791e-06 | 39.3624 | 6.3791e-06
1.166349369788467e+000 | 1.6202e-07 | 1.1663 | 1.166349369788467e+000 | 1.6219e-07 |  | 1.166349369788467e+000 | 1.627e-07 |  | 1.166349369788467e+000 | 1.6253e-07 |  | 1.1672 | 6.3777e-06 | 39.3629 | 6.3777e-06
1.167158101818468e+000 | 1.6199e-07 | 1.1672 | 1.167158101818468e+000 | 1.6216e-07 |  | 1.167158101818468e+000 | 1.6266e-07 |  | 1.167158101818468e+000 | 1.6249e-07 |  | 1.168 | 6.3764e-06 | 39.3633 | 6.3764e-06
1.167967394613118e+000 | 1.6195e-07 | 1.168 | 1.167967394613118e+000 | 1.6212e-07 |  | 1.167967394613118e+000 | 1.6263e-07 |  | 1.167967394613118e+000 | 1.6246e-07 |  | 1.1688 | 6.375e-06 | 39.3637 | 6.375e-06
1.168777248561246e+000 | 1.6192e-07 | 1.1688 | 1.168777248561246e+000 | 1.6209e-07 |  | 1.168777248561246e+000 | 1.6259e-07 |  | 1.168777248561246e+000 | 1.6242e-07 |  | 1.1696 | 6.3737e-06 | 39.3641 | 6.3737e-06
1.169587664051947e+000 | 1.6188e-07 | 1.1696 | 1.169587664051947e+000 | 1.6205e-07 |  | 1.169587664051947e+000 | 1.6256e-07 |  | 1.169587664051947e+000 | 1.6239e-07 |  | 1.1704 | 6.3724e-06 | 39.3646 | 6.3724e-06
1.170398641474590e+000 | 1.6185e-07 | 1.1704 | 1.170398641474590e+000 | 1.6201e-07 |  | 1.170398641474590e+000 | 1.6252e-07 |  | 1.170398641474590e+000 | 1.6235e-07 |  | 1.1712 | 6.371e-06 | 39.365 | 6.371e-06
1.171210181218810e+000 | 1.6181e-07 | 1.1712 | 1.171210181218810e+000 | 1.6198e-07 |  | 1.171210181218810e+000 | 1.6249e-07 |  | 1.171210181218810e+000 | 1.6232e-07 |  | 1.172 | 6.3697e-06 | 39.3654 | 6.3697e-06
1.172022283674514e+000 | 1.6177e-07 | 1.172 | 1.172022283674514e+000 | 1.6194e-07 |  | 1.172022283674514e+000 | 1.6245e-07 |  | 1.172022283674514e+000 | 1.6228e-07 |  | 1.1728 | 6.3683e-06 | 39.3658 | 6.3683e-06
1.172834949231879e+000 | 1.6174e-07 | 1.1728 | 1.172834949231879e+000 | 1.6191e-07 |  | 1.172834949231879e+000 | 1.6242e-07 |  | 1.172834949231879e+000 | 1.6225e-07 |  | 1.1736 | 6.367e-06 | 39.3662 | 6.367e-06
1.173648178281353e+000 | 1.617e-07 | 1.1736 | 1.173648178281353e+000 | 1.6187e-07 |  | 1.173648178281353e+000 | 1.6238e-07 |  | 1.173648178281353e+000 | 1.6221e-07 |  | 1.1745 | 6.3657e-06 | 39.3666 | 6.3657e-06
1.174461971213654e+000 | 1.6167e-07 | 1.1745 | 1.174461971213654e+000 | 1.6184e-07 |  | 1.174461971213654e+000 | 1.6235e-07 |  | 1.174461971213654e+000 | 1.6218e-07 |  | 1.1753 | 6.3643e-06 | 39.367 | 6.3643e-06
1.175276328419771e+000 | 1.6163e-07 | 1.1753 | 1.175276328419771e+000 | 1.618e-07 |  | 1.175276328419771e+000 | 1.6231e-07 |  | 1.175276328419771e+000 | 1.6214e-07 |  | 1.1761 | 6.363e-06 | 39.3674 | 6.363e-06
1.176091250290965e+000 | 1.616e-07 | 1.1761 | 1.176091250290965e+000 | 1.6177e-07 |  | 1.176091250290965e+000 | 1.6228e-07 |  | 1.176091250290965e+000 | 1.6211e-07 |  | 1.1769 | 6.3617e-06 | 39.3678 | 6.3617e-06
1.176906737218767e+000 | 1.6156e-07 | 1.1769 | 1.176906737218767e+000 | 1.6173e-07 |  | 1.176906737218767e+000 | 1.6224e-07 |  | 1.176906737218767e+000 | 1.6207e-07 |  | 1.1777 | 6.3603e-06 | 39.3682 | 6.3603e-06
1.177722789594982e+000 | 1.6153e-07 | 1.1777 | 1.177722789594982e+000 | 1.617e-07 |  | 1.177722789594982e+000 | 1.6221e-07 |  | 1.177722789594982e+000 | 1.6204e-07 |  | 1.1785 | 6.359e-06 | 39.3686 | 6.359e-06
1.178539407811682e+000 | 1.6149e-07 | 1.1785 | 1.178539407811682e+000 | 1.6166e-07 |  | 1.178539407811682e+000 | 1.6217e-07 |  | 1.178539407811682e+000 | 1.62e-07 |  | 1.1794 | 6.3577e-06 | 39.369 | 6.3577e-06
1.179356592261216e+000 | 1.6145e-07 | 1.1794 | 1.179356592261216e+000 | 1.6163e-07 |  | 1.179356592261216e+000 | 1.6214e-07 |  | 1.179356592261216e+000 | 1.6197e-07 |  | 1.1802 | 6.3563e-06 | 39.3694 | 6.3563e-06
1.180174343336202e+000 | 1.6142e-07 | 1.1802 | 1.180174343336202e+000 | 1.6159e-07 |  | 1.180174343336202e+000 | 1.621e-07 |  | 1.180174343336202e+000 | 1.6193e-07 |  | 1.181 | 6.355e-06 | 39.3698 | 6.355e-06
1.180992661429531e+000 | 1.6138e-07 | 1.181 | 1.180992661429531e+000 | 1.6155e-07 |  | 1.180992661429531e+000 | 1.6207e-07 |  | 1.180992661429531e+000 | 1.619e-07 |  | 1.1818 | 6.3537e-06 | 39.3701 | 6.3537e-06
1.181811546934365e+000 | 1.6135e-07 | 1.1818 | 1.181811546934365e+000 | 1.6152e-07 |  | 1.181811546934365e+000 | 1.6203e-07 |  | 1.181811546934365e+000 | 1.6186e-07 |  | 1.1826 | 6.3524e-06 | 39.3705 | 6.3524e-06
1.182631000244143e+000 | 1.6131e-07 | 1.1826 | 1.182631000244143e+000 | 1.6148e-07 |  | 1.182631000244143e+000 | 1.62e-07 |  | 1.182631000244143e+000 | 1.6183e-07 |  | 1.1835 | 6.351e-06 | 39.3709 | 6.351e-06
1.183451021752571e+000 | 1.6128e-07 | 1.1835 | 1.183451021752571e+000 | 1.6145e-07 |  | 1.183451021752571e+000 | 1.6196e-07 |  | 1.183451021752571e+000 | 1.6179e-07 |  | 1.1843 | 6.3497e-06 | 39.3713 | 6.3497e-06
1.184271611853633e+000 | 1.6124e-07 | 1.1843 | 1.184271611853633e+000 | 1.6141e-07 |  | 1.184271611853633e+000 | 1.6193e-07 |  | 1.184271611853633e+000 | 1.6176e-07 |  | 1.1851 | 6.3484e-06 | 39.3717 | 6.3484e-06
1.185092770941582e+000 | 1.6121e-07 | 1.1851 | 1.185092770941582e+000 | 1.6138e-07 |  | 1.185092770941582e+000 | 1.619e-07 |  | 1.185092770941582e+000 | 1.6172e-07 |  | 1.1859 | 6.347e-06 | 39.372 | 6.347e-06
1.185914499410948e+000 | 1.6117e-07 | 1.1859 | 1.185914499410948e+000 | 1.6134e-07 |  | 1.185914499410948e+000 | 1.6186e-07 |  | 1.185914499410948e+000 | 1.6169e-07 |  | 1.1867 | 6.3457e-06 | 39.3724 | 6.3457e-06
1.186736797656532e+000 | 1.6114e-07 | 1.1867 | 1.186736797656532e+000 | 1.6131e-07 |  | 1.186736797656532e+000 | 1.6183e-07 |  | 1.186736797656532e+000 | 1.6165e-07 |  | 1.1876 | 6.3444e-06 | 39.3728 | 6.3444e-06
1.187559666073410e+000 | 1.611e-07 | 1.1876 | 1.187559666073410e+000 | 1.6127e-07 |  | 1.187559666073410e+000 | 1.6179e-07 |  | 1.187559666073410e+000 | 1.6162e-07 |  | 1.1884 | 6.3431e-06 | 39.3731 | 6.3431e-06
1.188383105056932e+000 | 1.6107e-07 | 1.1884 | 1.188383105056932e+000 | 1.6124e-07 |  | 1.188383105056932e+000 | 1.6176e-07 |  | 1.188383105056932e+000 | 1.6159e-07 |  | 1.1892 | 6.3418e-06 | 39.3735 | 6.3418e-06
1.189207115002721e+000 | 1.6103e-07 | 1.1892 | 1.189207115002721e+000 | 1.612e-07 |  | 1.189207115002721e+000 | 1.6172e-07 |  | 1.189207115002721e+000 | 1.6155e-07 |  | 1.19 | 6.3404e-06 | 39.3738 | 6.3404e-06
1.190031696306676e+000 | 1.61e-07 | 1.19 | 1.190031696306676e+000 | 1.6117e-07 |  | 1.190031696306676e+000 | 1.6169e-07 |  | 1.190031696306676e+000 | 1.6152e-07 |  | 1.1909 | 6.3391e-06 | 39.3742 | 6.3391e-06
1.190856849364968e+000 | 1.6096e-07 | 1.1909 | 1.190856849364968e+000 | 1.6113e-07 |  | 1.190856849364968e+000 | 1.6165e-07 |  | 1.190856849364968e+000 | 1.6148e-07 |  | 1.1917 | 6.3378e-06 | 39.3745 | 6.3378e-06
1.191682574574046e+000 | 1.6093e-07 | 1.1917 | 1.191682574574046e+000 | 1.611e-07 |  | 1.191682574574046e+000 | 1.6162e-07 |  | 1.191682574574046e+000 | 1.6145e-07 |  | 1.1925 | 6.3365e-06 | 39.3749 | 6.3365e-06
1.192508872330632e+000 | 1.6089e-07 | 1.1925 | 1.192508872330632e+000 | 1.6107e-07 |  | 1.192508872330632e+000 | 1.6159e-07 |  | 1.192508872330632e+000 | 1.6141e-07 |  | 1.1933 | 6.3351e-06 | 39.3752 | 6.3351e-06
1.193335743031722e+000 | 1.6086e-07 | 1.1933 | 1.193335743031722e+000 | 1.6103e-07 |  | 1.193335743031722e+000 | 1.6155e-07 |  | 1.193335743031722e+000 | 1.6138e-07 |  | 1.1942 | 6.3338e-06 | 39.3756 | 6.3338e-06
1.194163187074590e+000 | 1.6082e-07 | 1.1942 | 1.194163187074590e+000 | 1.61e-07 |  | 1.194163187074590e+000 | 1.6152e-07 |  | 1.194163187074590e+000 | 1.6134e-07 |  | 1.195 | 6.3325e-06 | 39.3759 | 6.3325e-06
1.194991204856782e+000 | 1.6079e-07 | 1.195 | 1.194991204856782e+000 | 1.6096e-07 |  | 1.194991204856782e+000 | 1.6148e-07 |  | 1.194991204856782e+000 | 1.6131e-07 |  | 1.1958 | 6.3312e-06 | 39.3763 | 6.3312e-06
1.195819796776124e+000 | 1.6075e-07 | 1.1958 | 1.195819796776124e+000 | 1.6093e-07 |  | 1.195819796776124e+000 | 1.6145e-07 |  | 1.195819796776124e+000 | 1.6127e-07 |  | 1.1966 | 6.3299e-06 | 39.3766 | 6.3299e-06
1.196648963230715e+000 | 1.6072e-07 | 1.1966 | 1.196648963230715e+000 | 1.6089e-07 |  | 1.196648963230715e+000 | 1.6141e-07 |  | 1.196648963230715e+000 | 1.6124e-07 |  | 1.1975 | 6.3285e-06 | 39.3769 | 6.3285e-06
1.197478704618929e+000 | 1.6068e-07 | 1.1975 | 1.197478704618929e+000 | 1.6086e-07 |  | 1.197478704618929e+000 | 1.6138e-07 |  | 1.197478704618929e+000 | 1.6121e-07 |  | 1.1983 | 6.3272e-06 | 39.3772 | 6.3272e-06
1.198309021339419e+000 | 1.6065e-07 | 1.1983 | 1.198309021339419e+000 | 1.6082e-07 |  | 1.198309021339419e+000 | 1.6135e-07 |  | 1.198309021339419e+000 | 1.6117e-07 |  | 1.1991 | 6.3259e-06 | 39.3776 | 6.3259e-06
1.199139913791113e+000 | 1.6061e-07 | 1.1991 | 1.199139913791113e+000 | 1.6079e-07 |  | 1.199139913791113e+000 | 1.6131e-07 |  | 1.199139913791113e+000 | 1.6114e-07 |  | 1.2 | 6.3246e-06 | 39.3779 | 6.3246e-06
1.199971382373215e+000 | 1.6058e-07 | 1.2 | 1.199971382373215e+000 | 1.6075e-07 |  | 1.199971382373215e+000 | 1.6128e-07 |  | 1.199971382373215e+000 | 1.611e-07 |  | 1.2008 | 6.3233e-06 | 39.3782 | 6.3233e-06
1.200803427485209e+000 | 1.6054e-07 | 1.2008 | 1.200803427485209e+000 | 1.6072e-07 |  | 1.200803427485209e+000 | 1.6124e-07 |  | 1.200803427485209e+000 | 1.6107e-07 |  | 1.2016 | 6.322e-06 | 39.3785 | 6.322e-06
1.201636049526851e+000 | 1.6051e-07 | 1.2016 | 1.201636049526851e+000 | 1.6068e-07 |  | 1.201636049526851e+000 | 1.6121e-07 |  | 1.201636049526851e+000 | 1.6103e-07 |  | 1.2025 | 6.3207e-06 | 39.3789 | 6.3207e-06
1.202469248898178e+000 | 1.6047e-07 | 1.2025 | 1.202469248898178e+000 | 1.6065e-07 |  | 1.202469248898178e+000 | 1.6118e-07 |  | 1.202469248898178e+000 | 1.61e-07 |  | 1.2033 | 6.3193e-06 | 39.3792 | 6.3193e-06
1.203303025999502e+000 | 1.6044e-07 | 1.2033 | 1.203303025999502e+000 | 1.6062e-07 |  | 1.203303025999502e+000 | 1.6114e-07 |  | 1.203303025999502e+000 | 1.6097e-07 |  | 1.2041 | 6.318e-06 | 39.3795 | 6.318e-06
1.204137381231416e+000 | 1.6041e-07 | 1.2041 | 1.204137381231416e+000 | 1.6058e-07 |  | 1.204137381231416e+000 | 1.6111e-07 |  | 1.204137381231416e+000 | 1.6093e-07 |  | 1.205 | 6.3167e-06 | 39.3798 | 6.3167e-06
1.204972314994786e+000 | 1.6037e-07 | 1.205 | 1.204972314994786e+000 | 1.6055e-07 |  | 1.204972314994786e+000 | 1.6107e-07 |  | 1.204972314994786e+000 | 1.609e-07 |  | 1.2058 | 6.3154e-06 | 39.3801 | 6.3154e-06
1.205807827690760e+000 | 1.6034e-07 | 1.2058 | 1.205807827690760e+000 | 1.6051e-07 |  | 1.205807827690760e+000 | 1.6104e-07 |  | 1.205807827690760e+000 | 1.6086e-07 |  | 1.2066 | 6.3141e-06 | 39.3804 | 6.3141e-06
1.206643919720763e+000 | 1.603e-07 | 1.2066 | 1.206643919720763e+000 | 1.6048e-07 |  | 1.206643919720763e+000 | 1.6101e-07 |  | 1.206643919720763e+000 | 1.6083e-07 |  | 1.2075 | 6.3128e-06 | 39.3807 | 6.3128e-06
1.207480591486496e+000 | 1.6027e-07 | 1.2075 | 1.207480591486496e+000 | 1.6044e-07 |  | 1.207480591486496e+000 | 1.6097e-07 |  | 1.207480591486496e+000 | 1.608e-07 |  | 1.2083 | 6.3115e-06 | 39.381 | 6.3115e-06
1.208317843389942e+000 | 1.6023e-07 | 1.2083 | 1.208317843389942e+000 | 1.6041e-07 |  | 1.208317843389942e+000 | 1.6094e-07 |  | 1.208317843389942e+000 | 1.6076e-07 |  | 1.2092 | 6.3102e-06 | 39.3813 | 6.3102e-06
1.209155675833362e+000 | 1.602e-07 | 1.2092 | 1.209155675833362e+000 | 1.6038e-07 |  | 1.209155675833362e+000 | 1.6091e-07 |  | 1.209155675833362e+000 | 1.6073e-07 |  | 1.21 | 6.3089e-06 | 39.3816 | 6.3089e-06
1.209994089219293e+000 | 1.6016e-07 | 1.21 | 1.209994089219293e+000 | 1.6034e-07 |  | 1.209994089219293e+000 | 1.6087e-07 |  | 1.209994089219293e+000 | 1.6069e-07 |  | 1.2108 | 6.3076e-06 | 39.3819 | 6.3076e-06
1.210833083950554e+000 | 1.6013e-07 | 1.2108 | 1.210833083950554e+000 | 1.6031e-07 |  | 1.210833083950554e+000 | 1.6084e-07 |  | 1.210833083950554e+000 | 1.6066e-07 |  | 1.2117 | 6.3062e-06 | 39.3822 | 6.3062e-06
1.211672660430243e+000 | 1.601e-07 | 1.2117 | 1.211672660430243e+000 | 1.6027e-07 |  | 1.211672660430243e+000 | 1.608e-07 |  | 1.211672660430243e+000 | 1.6063e-07 |  | 1.2125 | 6.3049e-06 | 39.3825 | 6.3049e-06
1.212512819061737e+000 | 1.6006e-07 | 1.2125 | 1.212512819061737e+000 | 1.6024e-07 |  | 1.212512819061737e+000 | 1.6077e-07 |  | 1.212512819061737e+000 | 1.6059e-07 |  | 1.2134 | 6.3036e-06 | 39.3827 | 6.3036e-06
1.213353560248693e+000 | 1.6003e-07 | 1.2134 | 1.213353560248693e+000 | 1.602e-07 |  | 1.213353560248693e+000 | 1.6074e-07 |  | 1.213353560248693e+000 | 1.6056e-07 |  | 1.2142 | 6.3023e-06 | 39.383 | 6.3023e-06
1.214194884395047e+000 | 1.5999e-07 | 1.2142 | 1.214194884395047e+000 | 1.6017e-07 |  | 1.214194884395047e+000 | 1.607e-07 |  | 1.214194884395047e+000 | 1.6053e-07 |  | 1.215 | 6.301e-06 | 39.3833 | 6.301e-06
1.215036791905016e+000 | 1.5996e-07 | 1.215 | 1.215036791905016e+000 | 1.6014e-07 |  | 1.215036791905016e+000 | 1.6067e-07 |  | 1.215036791905016e+000 | 1.6049e-07 |  | 1.2159 | 6.2997e-06 | 39.3836 | 6.2997e-06
1.215879283183097e+000 | 1.5992e-07 | 1.2159 | 1.215879283183097e+000 | 1.601e-07 |  | 1.215879283183097e+000 | 1.6064e-07 |  | 1.215879283183097e+000 | 1.6046e-07 |  | 1.2167 | 6.2984e-06 | 39.3839 | 6.2984e-06
1.216722358634068e+000 | 1.5989e-07 | 1.2167 | 1.216722358634068e+000 | 1.6007e-07 |  | 1.216722358634068e+000 | 1.606e-07 |  | 1.216722358634068e+000 | 1.6042e-07 |  | 1.2176 | 6.2971e-06 | 39.3841 | 6.2971e-06
1.217566018662986e+000 | 1.5986e-07 | 1.2176 | 1.217566018662986e+000 | 1.6003e-07 |  | 1.217566018662986e+000 | 1.6057e-07 |  | 1.217566018662986e+000 | 1.6039e-07 |  | 1.2184 | 6.2958e-06 | 39.3844 | 6.2958e-06
1.218410263675191e+000 | 1.5982e-07 | 1.2184 | 1.218410263675191e+000 | 1.6e-07 |  | 1.218410263675191e+000 | 1.6054e-07 |  | 1.218410263675191e+000 | 1.6036e-07 |  | 1.2193 | 6.2945e-06 | 39.3847 | 6.2945e-06
1.219255094076303e+000 | 1.5979e-07 | 1.2193 | 1.219255094076303e+000 | 1.5997e-07 |  | 1.219255094076303e+000 | 1.605e-07 |  | 1.219255094076303e+000 | 1.6032e-07 |  | 1.2201 | 6.2932e-06 | 39.3849 | 6.2932e-06
1.220100510272223e+000 | 1.5975e-07 | 1.2201 | 1.220100510272223e+000 | 1.5993e-07 |  | 1.220100510272223e+000 | 1.6047e-07 |  | 1.220100510272223e+000 | 1.6029e-07 |  | 1.2209 | 6.2919e-06 | 39.3852 | 6.2919e-06
1.220946512669134e+000 | 1.5972e-07 | 1.2209 | 1.220946512669134e+000 | 1.599e-07 |  | 1.220946512669134e+000 | 1.6044e-07 |  | 1.220946512669134e+000 | 1.6026e-07 |  | 1.2218 | 6.2906e-06 | 39.3854 | 6.2906e-06
1.221793101673501e+000 | 1.5969e-07 | 1.2218 | 1.221793101673501e+000 | 1.5987e-07 |  | 1.221793101673501e+000 | 1.604e-07 |  | 1.221793101673501e+000 | 1.6022e-07 |  | 1.2226 | 6.2893e-06 | 39.3857 | 6.2893e-06
1.222640277692069e+000 | 1.5965e-07 | 1.2226 | 1.222640277692069e+000 | 1.5983e-07 |  | 1.222640277692069e+000 | 1.6037e-07 |  | 1.222640277692069e+000 | 1.6019e-07 |  | 1.2235 | 6.288e-06 | 39.3859 | 6.288e-06
1.223488041131866e+000 | 1.5962e-07 | 1.2235 | 1.223488041131866e+000 | 1.598e-07 |  | 1.223488041131866e+000 | 1.6034e-07 |  | 1.223488041131866e+000 | 1.6016e-07 |  | 1.2243 | 6.2867e-06 | 39.3862 | 6.2867e-06
1.224336392400204e+000 | 1.5958e-07 | 1.2243 | 1.224336392400204e+000 | 1.5976e-07 |  | 1.224336392400204e+000 | 1.603e-07 |  | 1.224336392400204e+000 | 1.6012e-07 |  | 1.2252 | 6.2854e-06 | 39.3864 | 6.2854e-06
1.225185331904676e+000 | 1.5955e-07 | 1.2252 | 1.225185331904676e+000 | 1.5973e-07 |  | 1.225185331904676e+000 | 1.6027e-07 |  | 1.225185331904676e+000 | 1.6009e-07 |  | 1.226 | 6.2841e-06 | 39.3867 | 6.2841e-06
1.226034860053156e+000 | 1.5952e-07 | 1.226 | 1.226034860053156e+000 | 1.597e-07 |  | 1.226034860053156e+000 | 1.6024e-07 |  | 1.226034860053156e+000 | 1.6006e-07 |  | 1.2269 | 6.2828e-06 | 39.3869 | 6.2828e-06
1.226884977253804e+000 | 1.5948e-07 | 1.2269 | 1.226884977253804e+000 | 1.5966e-07 |  | 1.226884977253804e+000 | 1.602e-07 |  | 1.226884977253804e+000 | 1.6002e-07 |  | 1.2277 | 6.2815e-06 | 39.3871 | 6.2815e-06
1.227735683915060e+000 | 1.5945e-07 | 1.2277 | 1.227735683915060e+000 | 1.5963e-07 |  | 1.227735683915060e+000 | 1.6017e-07 |  | 1.227735683915060e+000 | 1.5999e-07 |  | 1.2286 | 6.2803e-06 | 39.3874 | 6.2803e-06
1.228586980445650e+000 | 1.5941e-07 | 1.2286 | 1.228586980445650e+000 | 1.596e-07 |  | 1.228586980445650e+000 | 1.6014e-07 |  | 1.228586980445650e+000 | 1.5996e-07 |  | 1.2294 | 6.279e-06 | 39.3876 | 6.279e-06
1.229438867254581e+000 | 1.5938e-07 | 1.2294 | 1.229438867254581e+000 | 1.5956e-07 |  | 1.229438867254581e+000 | 1.601e-07 |  | 1.229438867254581e+000 | 1.5992e-07 |  | 1.2303 | 6.2777e-06 | 39.3878 | 6.2777e-06
1.230291344751144e+000 | 1.5935e-07 | 1.2303 | 1.230291344751144e+000 | 1.5953e-07 |  | 1.230291344751144e+000 | 1.6007e-07 |  | 1.230291344751144e+000 | 1.5989e-07 |  | 1.2311 | 6.2764e-06 | 39.3881 | 6.2764e-06
1.231144413344916e+000 | 1.5931e-07 | 1.2311 | 1.231144413344916e+000 | 1.5949e-07 |  | 1.231144413344916e+000 | 1.6004e-07 |  | 1.231144413344916e+000 | 1.5986e-07 |  | 1.232 | 6.2751e-06 | 39.3883 | 6.2751e-06
1.231998073445756e+000 | 1.5928e-07 | 1.232 | 1.231998073445756e+000 | 1.5946e-07 |  | 1.231998073445756e+000 | 1.6e-07 |  | 1.231998073445756e+000 | 1.5982e-07 |  | 1.2329 | 6.2738e-06 | 39.3885 | 6.2738e-06
1.232852325463807e+000 | 1.5925e-07 | 1.2329 | 1.232852325463807e+000 | 1.5943e-07 |  | 1.232852325463807e+000 | 1.5997e-07 |  | 1.232852325463807e+000 | 1.5979e-07 |  | 1.2337 | 6.2725e-06 | 39.3887 | 6.2725e-06
1.233707169809497e+000 | 1.5921e-07 | 1.2337 | 1.233707169809497e+000 | 1.5939e-07 |  | 1.233707169809497e+000 | 1.5994e-07 |  | 1.233707169809497e+000 | 1.5976e-07 |  | 1.2346 | 6.2712e-06 | 39.3889 | 6.2712e-06
1.234562606893539e+000 | 1.5918e-07 | 1.2346 | 1.234562606893539e+000 | 1.5936e-07 |  | 1.234562606893539e+000 | 1.5991e-07 |  | 1.234562606893539e+000 | 1.5972e-07 |  | 1.2354 | 6.2699e-06 | 39.3891 | 6.2699e-06
1.235418637126929e+000 | 1.5915e-07 | 1.2354 | 1.235418637126929e+000 | 1.5933e-07 |  | 1.235418637126929e+000 | 1.5987e-07 |  | 1.235418637126929e+000 | 1.5969e-07 |  | 1.2363 | 6.2686e-06 | 39.3894 | 6.2686e-06
1.236275260920952e+000 | 1.5911e-07 | 1.2363 | 1.236275260920952e+000 | 1.5929e-07 |  | 1.236275260920952e+000 | 1.5984e-07 |  | 1.236275260920952e+000 | 1.5966e-07 |  | 1.2371 | 6.2673e-06 | 39.3895 | 6.2673e-06
1.237132478687173e+000 | 1.5908e-07 | 1.2371 | 1.237132478687173e+000 | 1.5926e-07 |  | 1.237132478687173e+000 | 1.5981e-07 |  | 1.237132478687173e+000 | 1.5963e-07 |  | 1.238 | 6.2661e-06 | 39.3898 | 6.2661e-06
1.237990290837446e+000 | 1.5905e-07 | 1.238 | 1.237990290837446e+000 | 1.5923e-07 |  | 1.237990290837446e+000 | 1.5977e-07 |  | 1.237990290837446e+000 | 1.5959e-07 |  | 1.2388 | 6.2648e-06 | 39.3899 | 6.2648e-06
1.238848697783909e+000 | 1.5901e-07 | 1.2388 | 1.238848697783909e+000 | 1.5919e-07 |  | 1.238848697783909e+000 | 1.5974e-07 |  | 1.238848697783909e+000 | 1.5956e-07 |  | 1.2397 | 6.2635e-06 | 39.3902 | 6.2635e-06
1.239707699938987e+000 | 1.5898e-07 | 1.2397 | 1.239707699938987e+000 | 1.5916e-07 |  | 1.239707699938987e+000 | 1.5971e-07 |  | 1.239707699938987e+000 | 1.5953e-07 |  | 1.2406 | 6.2622e-06 | 39.3903 | 6.2622e-06
1.240567297715389e+000 | 1.5894e-07 | 1.2406 | 1.240567297715389e+000 | 1.5913e-07 |  | 1.240567297715389e+000 | 1.5968e-07 |  | 1.240567297715389e+000 | 1.5949e-07 |  | 1.2414 | 6.2609e-06 | 39.3905 | 6.2609e-06
1.241427491526112e+000 | 1.5891e-07 | 1.2414 | 1.241427491526112e+000 | 1.5909e-07 |  | 1.241427491526112e+000 | 1.5964e-07 |  | 1.241427491526112e+000 | 1.5946e-07 |  | 1.2423 | 6.2596e-06 | 39.3907 | 6.2596e-06
1.242288281784439e+000 | 1.5888e-07 | 1.2423 | 1.242288281784439e+000 | 1.5906e-07 |  | 1.242288281784439e+000 | 1.5961e-07 |  | 1.242288281784439e+000 | 1.5943e-07 |  | 1.2431 | 6.2583e-06 | 39.3909 | 6.2584e-06
1.243149668903940e+000 | 1.5884e-07 | 1.2431 | 1.243149668903940e+000 | 1.5903e-07 |  | 1.243149668903940e+000 | 1.5958e-07 |  | 1.243149668903940e+000 | 1.594e-07 |  | 1.244 | 6.2571e-06 | 39.3911 | 6.2571e-06
1.244011653298469e+000 | 1.5881e-07 | 1.244 | 1.244011653298469e+000 | 1.59e-07 |  | 1.244011653298469e+000 | 1.5955e-07 |  | 1.244011653298469e+000 | 1.5936e-07 |  | 1.2449 | 6.2558e-06 | 39.3913 | 6.2558e-06
1.244874235382170e+000 | 1.5878e-07 | 1.2449 | 1.244874235382170e+000 | 1.5896e-07 |  | 1.244874235382170e+000 | 1.5951e-07 |  | 1.244874235382170e+000 | 1.5933e-07 |  | 1.2457 | 6.2545e-06 | 39.3914 | 6.2545e-06
1.245737415569474e+000 | 1.5875e-07 | 1.2457 | 1.245737415569474e+000 | 1.5893e-07 |  | 1.245737415569474e+000 | 1.5948e-07 |  | 1.245737415569474e+000 | 1.593e-07 |  | 1.2466 | 6.2532e-06 | 39.3916 | 6.2532e-06
1.246601194275097e+000 | 1.5871e-07 | 1.2466 | 1.246601194275097e+000 | 1.589e-07 |  | 1.246601194275097e+000 | 1.5945e-07 |  | 1.246601194275097e+000 | 1.5926e-07 |  | 1.2475 | 6.2519e-06 | 39.3918 | 6.2519e-06
1.247465571914046e+000 | 1.5868e-07 | 1.2475 | 1.247465571914046e+000 | 1.5886e-07 |  | 1.247465571914046e+000 | 1.5942e-07 |  | 1.247465571914046e+000 | 1.5923e-07 |  | 1.2483 | 6.2507e-06 | 39.392 | 6.2507e-06
1.248330548901612e+000 | 1.5865e-07 | 1.2483 | 1.248330548901612e+000 | 1.5883e-07 |  | 1.248330548901612e+000 | 1.5938e-07 |  | 1.248330548901612e+000 | 1.592e-07 |  | 1.2492 | 6.2494e-06 | 39.3921 | 6.2494e-06
1.249196125653377e+000 | 1.5861e-07 | 1.2492 | 1.249196125653377e+000 | 1.588e-07 |  | 1.249196125653377e+000 | 1.5935e-07 |  | 1.249196125653377e+000 | 1.5917e-07 |  | 1.2501 | 6.2481e-06 | 39.3923 | 6.2481e-06
1.250062302585209e+000 | 1.5858e-07 | 1.2501 | 1.250062302585209e+000 | 1.5876e-07 |  | 1.250062302585209e+000 | 1.5932e-07 |  | 1.250062302585209e+000 | 1.5913e-07 |  | 1.2509 | 6.2468e-06 | 39.3924 | 6.2468e-06
1.250929080113266e+000 | 1.5855e-07 | 1.2509 | 1.250929080113266e+000 | 1.5873e-07 |  | 1.250929080113266e+000 | 1.5929e-07 |  | 1.250929080113266e+000 | 1.591e-07 |  | 1.2518 | 6.2456e-06 | 39.3926 | 6.2456e-06
1.251796458653995e+000 | 1.5851e-07 | 1.2518 | 1.251796458653995e+000 | 1.587e-07 |  | 1.251796458653995e+000 | 1.5925e-07 |  | 1.251796458653995e+000 | 1.5907e-07 |  | 1.2527 | 6.2443e-06 | 39.3927 | 6.2443e-06
1.252664438624128e+000 | 1.5848e-07 | 1.2527 | 1.252664438624128e+000 | 1.5867e-07 |  | 1.252664438624128e+000 | 1.5922e-07 |  | 1.252664438624128e+000 | 1.5904e-07 |  | 1.2535 | 6.243e-06 | 39.3929 | 6.243e-06
1.253533020440691e+000 | 1.5845e-07 | 1.2535 | 1.253533020440691e+000 | 1.5863e-07 |  | 1.253533020440691e+000 | 1.5919e-07 |  | 1.253533020440691e+000 | 1.59e-07 |  | 1.2544 | 6.2417e-06 | 39.393 | 6.2417e-06
1.254402204520995e+000 | 1.5841e-07 | 1.2544 | 1.254402204520995e+000 | 1.586e-07 |  | 1.254402204520995e+000 | 1.5916e-07 |  | 1.254402204520995e+000 | 1.5897e-07 |  | 1.2553 | 6.2404e-06 | 39.3932 | 6.2405e-06
1.255271991282643e+000 | 1.5838e-07 | 1.2553 | 1.255271991282643e+000 | 1.5857e-07 |  | 1.255271991282643e+000 | 1.5913e-07 |  | 1.255271991282643e+000 | 1.5894e-07 |  | 1.2561 | 6.2392e-06 | 39.3933 | 6.2392e-06
1.256142381143527e+000 | 1.5835e-07 | 1.2561 | 1.256142381143527e+000 | 1.5854e-07 |  | 1.256142381143527e+000 | 1.5909e-07 |  | 1.256142381143527e+000 | 1.5891e-07 |  | 1.257 | 6.2379e-06 | 39.3935 | 6.2379e-06
1.257013374521828e+000 | 1.5832e-07 | 1.257 | 1.257013374521828e+000 | 1.585e-07 |  | 1.257013374521828e+000 | 1.5906e-07 |  | 1.257013374521828e+000 | 1.5888e-07 |  | 1.2579 | 6.2366e-06 | 39.3936 | 6.2366e-06
1.257884971836018e+000 | 1.5828e-07 | 1.2579 | 1.257884971836018e+000 | 1.5847e-07 |  | 1.257884971836018e+000 | 1.5903e-07 |  | 1.257884971836018e+000 | 1.5884e-07 |  | 1.2588 | 6.2354e-06 | 39.3937 | 6.2354e-06
1.258757173504858e+000 | 1.5825e-07 | 1.2588 | 1.258757173504858e+000 | 1.5844e-07 |  | 1.258757173504858e+000 | 1.59e-07 |  | 1.258757173504858e+000 | 1.5881e-07 |  | 1.2596 | 6.2341e-06 | 39.3938 | 6.2341e-06
1.259629979947399e+000 | 1.5822e-07 | 1.2596 | 1.259629979947399e+000 | 1.584e-07 |  | 1.259629979947399e+000 | 1.5897e-07 |  | 1.259629979947399e+000 | 1.5878e-07 |  | 1.2605 | 6.2328e-06 | 39.394 | 6.2328e-06
1.260503391582986e+000 | 1.5818e-07 | 1.2605 | 1.260503391582986e+000 | 1.5837e-07 |  | 1.260503391582986e+000 | 1.5893e-07 |  | 1.260503391582986e+000 | 1.5875e-07 |  | 1.2614 | 6.2315e-06 | 39.3941 | 6.2315e-06
1.261377408831250e+000 | 1.5815e-07 | 1.2614 | 1.261377408831250e+000 | 1.5834e-07 |  | 1.261377408831250e+000 | 1.589e-07 |  | 1.261377408831250e+000 | 1.5871e-07 |  | 1.2623 | 6.2303e-06 | 39.3942 | 6.2303e-06
1.262252032112116e+000 | 1.5812e-07 | 1.2623 | 1.262252032112116e+000 | 1.5831e-07 |  | 1.262252032112116e+000 | 1.5887e-07 |  | 1.262252032112116e+000 | 1.5868e-07 |  | 1.2631 | 6.229e-06 | 39.3943 | 6.229e-06
1.263127261845799e+000 | 1.5809e-07 | 1.2631 | 1.263127261845799e+000 | 1.5827e-07 |  | 1.263127261845799e+000 | 1.5884e-07 |  | 1.263127261845799e+000 | 1.5865e-07 |  | 1.264 | 6.2277e-06 | 39.3945 | 6.2277e-06
1.264003098452807e+000 | 1.5805e-07 | 1.264 | 1.264003098452807e+000 | 1.5824e-07 |  | 1.264003098452807e+000 | 1.5881e-07 |  | 1.264003098452807e+000 | 1.5862e-07 |  | 1.2649 | 6.2265e-06 | 39.3946 | 6.2265e-06
1.264879542353937e+000 | 1.5802e-07 | 1.2649 | 1.264879542353937e+000 | 1.5821e-07 |  | 1.264879542353937e+000 | 1.5877e-07 |  | 1.264879542353937e+000 | 1.5859e-07 |  | 1.2658 | 6.2252e-06 | 39.3947 | 6.2252e-06
1.265756593970280e+000 | 1.5799e-07 | 1.2658 | 1.265756593970280e+000 | 1.5818e-07 |  | 1.265756593970280e+000 | 1.5874e-07 |  | 1.265756593970280e+000 | 1.5855e-07 |  | 1.2666 | 6.2239e-06 | 39.3948 | 6.2239e-06
1.266634253723218e+000 | 1.5796e-07 | 1.2666 | 1.266634253723218e+000 | 1.5815e-07 |  | 1.266634253723218e+000 | 1.5871e-07 |  | 1.266634253723218e+000 | 1.5852e-07 |  | 1.2675 | 6.2227e-06 | 39.3949 | 6.2227e-06
1.267512522034425e+000 | 1.5792e-07 | 1.2675 | 1.267512522034425e+000 | 1.5811e-07 |  | 1.267512522034425e+000 | 1.5868e-07 |  | 1.267512522034425e+000 | 1.5849e-07 |  | 1.2684 | 6.2214e-06 | 39.395 | 6.2214e-06
1.268391399325867e+000 | 1.5789e-07 | 1.2684 | 1.268391399325867e+000 | 1.5808e-07 |  | 1.268391399325867e+000 | 1.5865e-07 |  | 1.268391399325867e+000 | 1.5846e-07 |  | 1.2693 | 6.2201e-06 | 39.3951 | 6.2201e-06
1.269270886019805e+000 | 1.5786e-07 | 1.2693 | 1.269270886019805e+000 | 1.5805e-07 |  | 1.269270886019805e+000 | 1.5861e-07 |  | 1.269270886019805e+000 | 1.5843e-07 |  | 1.2702 | 6.2189e-06 | 39.3952 | 6.2189e-06
1.270150982538790e+000 | 1.5783e-07 | 1.2702 | 1.270150982538790e+000 | 1.5802e-07 |  | 1.270150982538790e+000 | 1.5858e-07 |  | 1.270150982538790e+000 | 1.5839e-07 |  | 1.271 | 6.2176e-06 | 39.3953 | 6.2176e-06
1.271031689305667e+000 | 1.5779e-07 | 1.271 | 1.271031689305667e+000 | 1.5798e-07 |  | 1.271031689305667e+000 | 1.5855e-07 |  | 1.271031689305667e+000 | 1.5836e-07 |  | 1.2719 | 6.2164e-06 | 39.3953 | 6.2164e-06
1.271913006743574e+000 | 1.5776e-07 | 1.2719 | 1.271913006743574e+000 | 1.5795e-07 |  | 1.271913006743574e+000 | 1.5852e-07 |  | 1.271913006743574e+000 | 1.5833e-07 |  | 1.2728 | 6.2151e-06 | 39.3954 | 6.2151e-06
1.272794935275943e+000 | 1.5773e-07 | 1.2728 | 1.272794935275943e+000 | 1.5792e-07 |  | 1.272794935275943e+000 | 1.5849e-07 |  | 1.272794935275943e+000 | 1.583e-07 |  | 1.2737 | 6.2138e-06 | 39.3955 | 6.2138e-06
1.273677475326499e+000 | 1.577e-07 | 1.2737 | 1.273677475326499e+000 | 1.5789e-07 |  | 1.273677475326499e+000 | 1.5846e-07 |  | 1.273677475326499e+000 | 1.5827e-07 |  | 1.2746 | 6.2126e-06 | 39.3956 | 6.2126e-06
1.274560627319262e+000 | 1.5766e-07 | 1.2746 | 1.274560627319262e+000 | 1.5786e-07 |  | 1.274560627319262e+000 | 1.5842e-07 |  | 1.274560627319262e+000 | 1.5824e-07 |  | 1.2754 | 6.2113e-06 | 39.3957 | 6.2113e-06
1.275444391678544e+000 | 1.5763e-07 | 1.2754 | 1.275444391678544e+000 | 1.5782e-07 |  | 1.275444391678544e+000 | 1.5839e-07 |  | 1.275444391678544e+000 | 1.582e-07 |  | 1.2763 | 6.21e-06 | 39.3957 | 6.21e-06
1.276328768828953e+000 | 1.576e-07 | 1.2763 | 1.276328768828953e+000 | 1.5779e-07 |  | 1.276328768828953e+000 | 1.5836e-07 |  | 1.276328768828953e+000 | 1.5817e-07 |  | 1.2772 | 6.2088e-06 | 39.3958 | 6.2088e-06
1.277213759195390e+000 | 1.5757e-07 | 1.2772 | 1.277213759195390e+000 | 1.5776e-07 |  | 1.277213759195390e+000 | 1.5833e-07 |  | 1.277213759195390e+000 | 1.5814e-07 |  | 1.2781 | 6.2075e-06 | 39.3959 | 6.2075e-06
1.278099363203052e+000 | 1.5754e-07 | 1.2781 | 1.278099363203052e+000 | 1.5773e-07 |  | 1.278099363203052e+000 | 1.583e-07 |  | 1.278099363203052e+000 | 1.5811e-07 |  | 1.279 | 6.2063e-06 | 39.3959 | 6.2063e-06
1.278985581277429e+000 | 1.575e-07 | 1.279 | 1.278985581277429e+000 | 1.577e-07 |  | 1.278985581277429e+000 | 1.5827e-07 |  | 1.278985581277429e+000 | 1.5808e-07 |  | 1.2799 | 6.205e-06 | 39.396 | 6.205e-06
1.279872413844308e+000 | 1.5747e-07 | 1.2799 | 1.279872413844308e+000 | 1.5766e-07 |  | 1.279872413844308e+000 | 1.5824e-07 |  | 1.279872413844308e+000 | 1.5805e-07 |  | 1.2808 | 6.2038e-06 | 39.396 | 6.2038e-06
1.280759861329770e+000 | 1.5744e-07 | 1.2808 | 1.280759861329770e+000 | 1.5763e-07 |  | 1.280759861329770e+000 | 1.5821e-07 |  | 1.280759861329770e+000 | 1.5801e-07 |  | 1.2816 | 6.2025e-06 | 39.3961 | 6.2025e-06
1.281647924160193e+000 | 1.5741e-07 | 1.2816 | 1.281647924160193e+000 | 1.576e-07 |  | 1.281647924160193e+000 | 1.5817e-07 |  | 1.281647924160193e+000 | 1.5798e-07 |  | 1.2825 | 6.2012e-06 | 39.3961 | 6.2012e-06
1.282536602762248e+000 | 1.5738e-07 | 1.2825 | 1.282536602762248e+000 | 1.5757e-07 |  | 1.282536602762248e+000 | 1.5814e-07 |  | 1.282536602762248e+000 | 1.5795e-07 |  | 1.2834 | 6.2e-06 | 39.3962 | 6.2e-06
1.283425897562904e+000 | 1.5734e-07 | 1.2834 | 1.283425897562904e+000 | 1.5754e-07 |  | 1.283425897562904e+000 | 1.5811e-07 |  | 1.283425897562904e+000 | 1.5792e-07 |  | 1.2843 | 6.1987e-06 | 39.3962 | 6.1987e-06
1.284315808989426e+000 | 1.5731e-07 | 1.2843 | 1.284315808989426e+000 | 1.575e-07 |  | 1.284315808989426e+000 | 1.5808e-07 |  | 1.284315808989426e+000 | 1.5789e-07 |  | 1.2852 | 6.1975e-06 | 39.3963 | 6.1975e-06
1.285206337469373e+000 | 1.5728e-07 | 1.2852 | 1.285206337469373e+000 | 1.5747e-07 |  | 1.285206337469373e+000 | 1.5805e-07 |  | 1.285206337469373e+000 | 1.5786e-07 |  | 1.2861 | 6.1962e-06 | 39.3963 | 6.1962e-06
1.286097483430603e+000 | 1.5725e-07 | 1.2861 | 1.286097483430603e+000 | 1.5744e-07 |  | 1.286097483430603e+000 | 1.5802e-07 |  | 1.286097483430603e+000 | 1.5783e-07 |  | 1.287 | 6.195e-06 | 39.3963 | 6.195e-06
1.286989247301271e+000 | 1.5722e-07 | 1.287 | 1.286989247301271e+000 | 1.5741e-07 |  | 1.286989247301271e+000 | 1.5799e-07 |  | 1.286989247301271e+000 | 1.5779e-07 |  | 1.2879 | 6.1937e-06 | 39.3964 | 6.1937e-06
1.287881629509825e+000 | 1.5718e-07 | 1.2879 | 1.287881629509825e+000 | 1.5738e-07 |  | 1.287881629509825e+000 | 1.5796e-07 |  | 1.287881629509825e+000 | 1.5776e-07 |  | 1.2888 | 6.1925e-06 | 39.3964 | 6.1925e-06
1.288774630485016e+000 | 1.5715e-07 | 1.2888 | 1.288774630485016e+000 | 1.5735e-07 |  | 1.288774630485016e+000 | 1.5792e-07 |  | 1.288774630485016e+000 | 1.5773e-07 |  | 1.2897 | 6.1912e-06 | 39.3964 | 6.1912e-06
1.289668250655886e+000 | 1.5712e-07 | 1.2897 | 1.289668250655886e+000 | 1.5731e-07 |  | 1.289668250655886e+000 | 1.5789e-07 |  | 1.289668250655886e+000 | 1.577e-07 |  | 1.2906 | 6.19e-06 | 39.3964 | 6.19e-06
1.290562490451779e+000 | 1.5709e-07 | 1.2906 | 1.290562490451779e+000 | 1.5728e-07 |  | 1.290562490451779e+000 | 1.5786e-07 |  | 1.290562490451779e+000 | 1.5767e-07 |  | 1.2915 | 6.1887e-06 | 39.3964 | 6.1887e-06
1.291457350302335e+000 | 1.5706e-07 | 1.2915 | 1.291457350302335e+000 | 1.5725e-07 |  | 1.291457350302335e+000 | 1.5783e-07 |  | 1.291457350302335e+000 | 1.5764e-07 |  | 1.2924 | 6.1875e-06 | 39.3965 | 6.1875e-06
1.292352830637492e+000 | 1.5702e-07 | 1.2924 | 1.292352830637492e+000 | 1.5722e-07 |  | 1.292352830637492e+000 | 1.578e-07 |  | 1.292352830637492e+000 | 1.5761e-07 |  | 1.2932 | 6.1862e-06 | 39.3965 | 6.1862e-06
1.293248931887487e+000 | 1.5699e-07 | 1.2932 | 1.293248931887487e+000 | 1.5719e-07 |  | 1.293248931887487e+000 | 1.5777e-07 |  | 1.293248931887487e+000 | 1.5758e-07 |  | 1.2941 | 6.185e-06 | 39.3965 | 6.185e-06
1.294145654482854e+000 | 1.5696e-07 | 1.2941 | 1.294145654482854e+000 | 1.5716e-07 |  | 1.294145654482854e+000 | 1.5774e-07 |  | 1.294145654482854e+000 | 1.5754e-07 |  | 1.295 | 6.1837e-06 | 39.3965 | 6.1837e-06
1.295042998854425e+000 | 1.5693e-07 | 1.295 | 1.295042998854425e+000 | 1.5712e-07 |  | 1.295042998854425e+000 | 1.5771e-07 |  | 1.295042998854425e+000 | 1.5751e-07 |  | 1.2959 | 6.1825e-06 | 39.3965 | 6.1825e-06
1.295940965433334e+000 | 1.569e-07 | 1.2959 | 1.295940965433334e+000 | 1.5709e-07 |  | 1.295940965433334e+000 | 1.5768e-07 |  | 1.295940965433334e+000 | 1.5748e-07 |  | 1.2968 | 6.1812e-06 | 39.3965 | 6.1812e-06
1.296839554651010e+000 | 1.5687e-07 | 1.2968 | 1.296839554651010e+000 | 1.5706e-07 |  | 1.296839554651010e+000 | 1.5765e-07 |  | 1.296839554651010e+000 | 1.5745e-07 |  | 1.2977 | 6.18e-06 | 39.3965 | 6.18e-06
1.297738766939183e+000 | 1.5684e-07 | 1.2977 | 1.297738766939183e+000 | 1.5703e-07 |  | 1.297738766939183e+000 | 1.5762e-07 |  | 1.297738766939183e+000 | 1.5742e-07 |  | 1.2986 | 6.1788e-06 | 39.3965 | 6.1788e-06
1.298638602729884e+000 | 1.568e-07 | 1.2986 | 1.298638602729884e+000 | 1.57e-07 |  | 1.298638602729884e+000 | 1.5758e-07 |  | 1.298638602729884e+000 | 1.5739e-07 |  | 1.2995 | 6.1775e-06 | 39.3965 | 6.1775e-06
1.299539062455440e+000 | 1.5677e-07 | 1.2995 | 1.299539062455440e+000 | 1.5697e-07 |  | 1.299539062455440e+000 | 1.5755e-07 |  | 1.299539062455440e+000 | 1.5736e-07 |  | 1.3004 | 6.1763e-06 | 39.3965 | 6.1763e-06
1.300440146548480e+000 | 1.5674e-07 | 1.3004 | 1.300440146548480e+000 | 1.5694e-07 |  | 1.300440146548480e+000 | 1.5752e-07 |  | 1.300440146548480e+000 | 1.5733e-07 |  | 1.3013 | 6.175e-06 | 39.3964 | 6.175e-06
1.301341855441934e+000 | 1.5671e-07 | 1.3013 | 1.301341855441934e+000 | 1.5691e-07 |  | 1.301341855441934e+000 | 1.5749e-07 |  | 1.301341855441934e+000 | 1.573e-07 |  | 1.3022 | 6.1738e-06 | 39.3964 | 6.1738e-06
1.302244189569028e+000 | 1.5668e-07 | 1.3022 | 1.302244189569028e+000 | 1.5687e-07 |  | 1.302244189569028e+000 | 1.5746e-07 |  | 1.302244189569028e+000 | 1.5727e-07 |  | 1.3031 | 6.1725e-06 | 39.3964 | 6.1725e-06
1.303147149363294e+000 | 1.5665e-07 | 1.3031 | 1.303147149363294e+000 | 1.5684e-07 |  | 1.303147149363294e+000 | 1.5743e-07 |  | 1.303147149363294e+000 | 1.5724e-07 |  | 1.3041 | 6.1713e-06 | 39.3964 | 6.1713e-06
1.304050735258560e+000 | 1.5662e-07 | 1.3041 | 1.304050735258560e+000 | 1.5681e-07 |  | 1.304050735258560e+000 | 1.574e-07 |  | 1.304050735258560e+000 | 1.572e-07 |  | 1.305 | 6.1701e-06 | 39.3963 | 6.1701e-06
1.304954947688958e+000 | 1.5658e-07 | 1.305 | 1.304954947688958e+000 | 1.5678e-07 |  | 1.304954947688958e+000 | 1.5737e-07 |  | 1.304954947688958e+000 | 1.5717e-07 |  | 1.3059 | 6.1688e-06 | 39.3963 | 6.1688e-06
1.305859787088918e+000 | 1.5655e-07 | 1.3059 | 1.305859787088918e+000 | 1.5675e-07 |  | 1.305859787088918e+000 | 1.5734e-07 |  | 1.305859787088918e+000 | 1.5714e-07 |  | 1.3068 | 6.1676e-06 | 39.3963 | 6.1676e-06
1.306765253893173e+000 | 1.5652e-07 | 1.3068 | 1.306765253893173e+000 | 1.5672e-07 |  | 1.306765253893173e+000 | 1.5731e-07 |  | 1.306765253893173e+000 | 1.5711e-07 |  | 1.3077 | 6.1663e-06 | 39.3962 | 6.1664e-06
1.307671348536759e+000 | 1.5649e-07 | 1.3077 | 1.307671348536759e+000 | 1.5669e-07 |  | 1.307671348536759e+000 | 1.5728e-07 |  | 1.307671348536759e+000 | 1.5708e-07 |  | 1.3086 | 6.1651e-06 | 39.3962 | 6.1651e-06
1.308578071455010e+000 | 1.5646e-07 | 1.3086 | 1.308578071455010e+000 | 1.5666e-07 |  | 1.308578071455010e+000 | 1.5725e-07 |  | 1.308578071455010e+000 | 1.5705e-07 |  | 1.3095 | 6.1639e-06 | 39.3962 | 6.1639e-06
1.309485423083565e+000 | 1.5643e-07 | 1.3095 | 1.309485423083565e+000 | 1.5663e-07 |  | 1.309485423083565e+000 | 1.5722e-07 |  | 1.309485423083565e+000 | 1.5702e-07 |  | 1.3104 | 6.1626e-06 | 39.3961 | 6.1626e-06
1.310393403858363e+000 | 1.564e-07 | 1.3104 | 1.310393403858363e+000 | 1.5659e-07 |  | 1.310393403858363e+000 | 1.5719e-07 |  | 1.310393403858363e+000 | 1.5699e-07 |  | 1.3113 | 6.1614e-06 | 39.396 | 6.1614e-06
1.311302014215647e+000 | 1.5637e-07 | 1.3113 | 1.311302014215647e+000 | 1.5656e-07 |  | 1.311302014215647e+000 | 1.5716e-07 |  | 1.311302014215647e+000 | 1.5696e-07 |  | 1.3122 | 6.1602e-06 | 39.396 | 6.1602e-06
1.312211254591961e+000 | 1.5633e-07 | 1.3122 | 1.312211254591961e+000 | 1.5653e-07 |  | 1.312211254591961e+000 | 1.5713e-07 |  | 1.312211254591961e+000 | 1.5693e-07 |  | 1.3131 | 6.1589e-06 | 39.3959 | 6.1589e-06
1.313121125424152e+000 | 1.563e-07 | 1.3131 | 1.313121125424152e+000 | 1.565e-07 |  | 1.313121125424152e+000 | 1.571e-07 |  | 1.313121125424152e+000 | 1.569e-07 |  | 1.314 | 6.1577e-06 | 39.3959 | 6.1577e-06
1.314031627149371e+000 | 1.5627e-07 | 1.314 | 1.314031627149371e+000 | 1.5647e-07 |  | 1.314031627149371e+000 | 1.5707e-07 |  | 1.314031627149371e+000 | 1.5687e-07 |  | 1.3149 | 6.1565e-06 | 39.3958 | 6.1565e-06
1.314942760205071e+000 | 1.5624e-07 | 1.3149 | 1.314942760205071e+000 | 1.5644e-07 |  | 1.314942760205071e+000 | 1.5704e-07 |  | 1.314942760205071e+000 | 1.5684e-07 |  | 1.3159 | 6.1552e-06 | 39.3957 | 6.1552e-06
1.315854525029008e+000 | 1.5621e-07 | 1.3159 | 1.315854525029008e+000 | 1.5641e-07 |  | 1.315854525029008e+000 | 1.5701e-07 |  | 1.315854525029008e+000 | 1.5681e-07 |  | 1.3168 | 6.154e-06 | 39.3957 | 6.154e-06
1.316766922059243e+000 | 1.5618e-07 | 1.3168 | 1.316766922059243e+000 | 1.5638e-07 |  | 1.316766922059243e+000 | 1.5698e-07 |  | 1.316766922059243e+000 | 1.5678e-07 |  | 1.3177 | 6.1528e-06 | 39.3956 | 6.1528e-06
1.317679951734140e+000 | 1.5615e-07 | 1.3177 | 1.317679951734140e+000 | 1.5635e-07 |  | 1.317679951734140e+000 | 1.5695e-07 |  | 1.317679951734140e+000 | 1.5675e-07 |  | 1.3186 | 6.1515e-06 | 39.3955 | 6.1515e-06
1.318593614492367e+000 | 1.5612e-07 | 1.3186 | 1.318593614492367e+000 | 1.5632e-07 |  | 1.318593614492367e+000 | 1.5692e-07 |  | 1.318593614492367e+000 | 1.5672e-07 |  | 1.3195 | 6.1503e-06 | 39.3954 | 6.1503e-06
1.319507910772894e+000 | 1.5609e-07 | 1.3195 | 1.319507910772894e+000 | 1.5629e-07 |  | 1.319507910772894e+000 | 1.5689e-07 |  | 1.319507910772894e+000 | 1.5669e-07 |  | 1.3204 | 6.1491e-06 | 39.3954 | 6.1491e-06
1.320422841015000e+000 | 1.5606e-07 | 1.3204 | 1.320422841015000e+000 | 1.5626e-07 |  | 1.320422841015000e+000 | 1.5686e-07 |  | 1.320422841015000e+000 | 1.5666e-07 |  | 1.3213 | 6.1478e-06 | 39.3953 | 6.1479e-06
1.321338405658265e+000 | 1.5602e-07 | 1.3213 | 1.321338405658265e+000 | 1.5623e-07 |  | 1.321338405658265e+000 | 1.5683e-07 |  | 1.321338405658265e+000 | 1.5663e-07 |  | 1.3223 | 6.1466e-06 | 39.3952 | 6.1466e-06
1.322254605142575e+000 | 1.5599e-07 | 1.3223 | 1.322254605142575e+000 | 1.5619e-07 |  | 1.322254605142575e+000 | 1.568e-07 |  | 1.322254605142575e+000 | 1.566e-07 |  | 1.3232 | 6.1454e-06 | 39.3951 | 6.1454e-06
1.323171439908120e+000 | 1.5596e-07 | 1.3232 | 1.323171439908120e+000 | 1.5616e-07 |  | 1.323171439908120e+000 | 1.5677e-07 |  | 1.323171439908120e+000 | 1.5657e-07 |  | 1.3241 | 6.1442e-06 | 39.395 | 6.1442e-06
1.324088910395397e+000 | 1.5593e-07 | 1.3241 | 1.324088910395397e+000 | 1.5613e-07 |  | 1.324088910395397e+000 | 1.5674e-07 |  | 1.324088910395397e+000 | 1.5654e-07 |  | 1.325 | 6.1429e-06 | 39.3949 | 6.1429e-06
1.325007017045208e+000 | 1.559e-07 | 1.325 | 1.325007017045208e+000 | 1.561e-07 |  | 1.325007017045208e+000 | 1.5671e-07 |  | 1.325007017045208e+000 | 1.5651e-07 |  | 1.3259 | 6.1417e-06 | 39.3948 | 6.1417e-06
1.325925760298658e+000 | 1.5587e-07 | 1.3259 | 1.325925760298658e+000 | 1.5607e-07 |  | 1.325925760298658e+000 | 1.5668e-07 |  | 1.325925760298658e+000 | 1.5648e-07 |  | 1.3268 | 6.1405e-06 | 39.3947 | 6.1405e-06
1.326845140597162e+000 | 1.5584e-07 | 1.3268 | 1.326845140597162e+000 | 1.5604e-07 |  | 1.326845140597162e+000 | 1.5665e-07 |  | 1.326845140597162e+000 | 1.5644e-07 |  | 1.3278 | 6.1393e-06 | 39.3945 | 6.1393e-06
1.327765158382438e+000 | 1.5581e-07 | 1.3278 | 1.327765158382438e+000 | 1.5601e-07 |  | 1.327765158382438e+000 | 1.5662e-07 |  | 1.327765158382438e+000 | 1.5641e-07 |  | 1.3287 | 6.138e-06 | 39.3944 | 6.138e-06
1.328685814096512e+000 | 1.5578e-07 | 1.3287 | 1.328685814096512e+000 | 1.5598e-07 |  | 1.328685814096512e+000 | 1.5659e-07 |  | 1.328685814096512e+000 | 1.5639e-07 |  | 1.3296 | 6.1368e-06 | 39.3943 | 6.1368e-06
1.329607108181715e+000 | 1.5575e-07 | 1.3296 | 1.329607108181715e+000 | 1.5595e-07 |  | 1.329607108181715e+000 | 1.5656e-07 |  | 1.329607108181715e+000 | 1.5636e-07 |  | 1.3305 | 6.1356e-06 | 39.3942 | 6.1356e-06
1.330529041080686e+000 | 1.5572e-07 | 1.3305 | 1.330529041080686e+000 | 1.5592e-07 |  | 1.330529041080686e+000 | 1.5653e-07 |  | 1.330529041080686e+000 | 1.5633e-07 |  | 1.3315 | 6.1344e-06 | 39.3941 | 6.1344e-06
1.331451613236371e+000 | 1.5569e-07 | 1.3315 | 1.331451613236371e+000 | 1.5589e-07 |  | 1.331451613236371e+000 | 1.565e-07 |  | 1.331451613236371e+000 | 1.563e-07 |  | 1.3324 | 6.1331e-06 | 39.394 | 6.1331e-06
1.332374825092022e+000 | 1.5566e-07 | 1.3324 | 1.332374825092022e+000 | 1.5586e-07 |  | 1.332374825092022e+000 | 1.5647e-07 |  | 1.332374825092022e+000 | 1.5627e-07 |  | 1.3333 | 6.1319e-06 | 39.3938 | 6.1319e-06
1.333298677091199e+000 | 1.5563e-07 | 1.3333 | 1.333298677091199e+000 | 1.5583e-07 |  | 1.333298677091199e+000 | 1.5644e-07 |  | 1.333298677091199e+000 | 1.5624e-07 |  | 1.3342 | 6.1307e-06 | 39.3937 | 6.1307e-06
1.334223169677769e+000 | 1.556e-07 | 1.3342 | 1.334223169677769e+000 | 1.558e-07 |  | 1.334223169677769e+000 | 1.5641e-07 |  | 1.334223169677769e+000 | 1.5621e-07 |  | 1.3351 | 6.1295e-06 | 39.3935 | 6.1295e-06
1.335148303295908e+000 | 1.5557e-07 | 1.3351 | 1.335148303295908e+000 | 1.5577e-07 |  | 1.335148303295908e+000 | 1.5638e-07 |  | 1.335148303295908e+000 | 1.5618e-07 |  | 1.3361 | 6.1283e-06 | 39.3934 | 6.1283e-06
1.336074078390100e+000 | 1.5554e-07 | 1.3361 | 1.336074078390100e+000 | 1.5574e-07 |  | 1.336074078390100e+000 | 1.5635e-07 |  | 1.336074078390100e+000 | 1.5615e-07 |  | 1.337 | 6.1271e-06 | 39.3933 | 6.1271e-06
1.337000495405134e+000 | 1.5551e-07 | 1.337 | 1.337000495405134e+000 | 1.5571e-07 |  | 1.337000495405134e+000 | 1.5632e-07 |  | 1.337000495405134e+000 | 1.5612e-07 |  | 1.3379 | 6.1258e-06 | 39.3931 | 6.1258e-06
1.337927554786112e+000 | 1.5547e-07 | 1.3379 | 1.337927554786112e+000 | 1.5568e-07 |  | 1.337927554786112e+000 | 1.5629e-07 |  | 1.337927554786112e+000 | 1.5609e-07 |  | 1.3389 | 6.1246e-06 | 39.3929 | 6.1246e-06
1.338855256978442e+000 | 1.5544e-07 | 1.3389 | 1.338855256978442e+000 | 1.5565e-07 |  | 1.338855256978442e+000 | 1.5626e-07 |  | 1.338855256978442e+000 | 1.5606e-07 |  | 1.3398 | 6.1234e-06 | 39.3928 | 6.1234e-06
1.339783602427841e+000 | 1.5541e-07 | 1.3398 | 1.339783602427841e+000 | 1.5562e-07 |  | 1.339783602427841e+000 | 1.5623e-07 |  | 1.339783602427841e+000 | 1.5603e-07 |  | 1.3407 | 6.1222e-06 | 39.3926 | 6.1222e-06
1.340712591580336e+000 | 1.5538e-07 | 1.3407 | 1.340712591580336e+000 | 1.5559e-07 |  | 1.340712591580336e+000 | 1.562e-07 |  | 1.340712591580336e+000 | 1.56e-07 |  | 1.3416 | 6.121e-06 | 39.3925 | 6.121e-06
1.341642224882261e+000 | 1.5535e-07 | 1.3416 | 1.341642224882261e+000 | 1.5556e-07 |  | 1.341642224882261e+000 | 1.5617e-07 |  | 1.341642224882261e+000 | 1.5597e-07 |  | 1.3426 | 6.1198e-06 | 39.3923 | 6.1198e-06
1.342572502780264e+000 | 1.5532e-07 | 1.3426 | 1.342572502780264e+000 | 1.5553e-07 |  | 1.342572502780264e+000 | 1.5614e-07 |  | 1.342572502780264e+000 | 1.5594e-07 |  | 1.3435 | 6.1185e-06 | 39.3921 | 6.1185e-06
1.343503425721297e+000 | 1.5529e-07 | 1.3435 | 1.343503425721297e+000 | 1.555e-07 |  | 1.343503425721297e+000 | 1.5611e-07 |  | 1.343503425721297e+000 | 1.5591e-07 |  | 1.3444 | 6.1173e-06 | 39.3919 | 6.1173e-06
1.344434994152626e+000 | 1.5526e-07 | 1.3444 | 1.344434994152626e+000 | 1.5547e-07 |  | 1.344434994152626e+000 | 1.5609e-07 |  | 1.344434994152626e+000 | 1.5588e-07 |  | 1.3454 | 6.1161e-06 | 39.3918 | 6.1161e-06
1.345367208521826e+000 | 1.5523e-07 | 1.3454 | 1.345367208521826e+000 | 1.5544e-07 |  | 1.345367208521826e+000 | 1.5606e-07 |  | 1.345367208521826e+000 | 1.5585e-07 |  | 1.3463 | 6.1149e-06 | 39.3916 | 6.1149e-06
1.346300069276782e+000 | 1.552e-07 | 1.3463 | 1.346300069276782e+000 | 1.5541e-07 |  | 1.346300069276782e+000 | 1.5603e-07 |  | 1.346300069276782e+000 | 1.5582e-07 |  | 1.3472 | 6.1137e-06 | 39.3914 | 6.1137e-06
1.347233576865690e+000 | 1.5517e-07 | 1.3472 | 1.347233576865690e+000 | 1.5538e-07 |  | 1.347233576865690e+000 | 1.56e-07 |  | 1.347233576865690e+000 | 1.5579e-07 |  | 1.3482 | 6.1125e-06 | 39.3912 | 6.1125e-06
1.348167731737057e+000 | 1.5514e-07 | 1.3482 | 1.348167731737057e+000 | 1.5535e-07 |  | 1.348167731737057e+000 | 1.5597e-07 |  | 1.348167731737057e+000 | 1.5576e-07 |  | 1.3491 | 6.1113e-06 | 39.391 | 6.1113e-06
1.349102534339699e+000 | 1.5511e-07 | 1.3491 | 1.349102534339699e+000 | 1.5532e-07 |  | 1.349102534339699e+000 | 1.5594e-07 |  | 1.349102534339699e+000 | 1.5573e-07 |  | 1.35 | 6.1101e-06 | 39.3908 | 6.1101e-06
1.350037985122746e+000 | 1.5508e-07 | 1.35 | 1.350037985122746e+000 | 1.5529e-07 |  | 1.350037985122746e+000 | 1.5591e-07 |  | 1.350037985122746e+000 | 1.557e-07 |  | 1.351 | 6.1088e-06 | 39.3907 | 6.1088e-06
1.350974084535638e+000 | 1.5505e-07 | 1.351 | 1.350974084535638e+000 | 1.5526e-07 |  | 1.350974084535638e+000 | 1.5588e-07 |  | 1.350974084535638e+000 | 1.5567e-07 |  | 1.3519 | 6.1076e-06 | 39.3905 | 6.1076e-06
1.351910833028126e+000 | 1.5502e-07 | 1.3519 | 1.351910833028126e+000 | 1.5523e-07 |  | 1.351910833028126e+000 | 1.5585e-07 |  | 1.351910833028126e+000 | 1.5565e-07 |  | 1.3528 | 6.1064e-06 | 39.3903 | 6.1064e-06
1.352848231050275e+000 | 1.5499e-07 | 1.3528 | 1.352848231050275e+000 | 1.552e-07 |  | 1.352848231050275e+000 | 1.5582e-07 |  | 1.352848231050275e+000 | 1.5562e-07 |  | 1.3538 | 6.1052e-06 | 39.39 | 6.1052e-06
1.353786279052459e+000 | 1.5496e-07 | 1.3538 | 1.353786279052459e+000 | 1.5517e-07 |  | 1.353786279052459e+000 | 1.5579e-07 |  | 1.353786279052459e+000 | 1.5559e-07 |  | 1.3547 | 6.104e-06 | 39.3898 | 6.104e-06
1.354724977485368e+000 | 1.5493e-07 | 1.3547 | 1.354724977485368e+000 | 1.5514e-07 |  | 1.354724977485368e+000 | 1.5577e-07 |  | 1.354724977485368e+000 | 1.5556e-07 |  | 1.3557 | 6.1028e-06 | 39.3896 | 6.1028e-06
1.355664326800001e+000 | 1.549e-07 | 1.3557 | 1.355664326800001e+000 | 1.5511e-07 |  | 1.355664326800001e+000 | 1.5574e-07 |  | 1.355664326800001e+000 | 1.5553e-07 |  | 1.3566 | 6.1016e-06 | 39.3894 | 6.1016e-06
1.356604327447672e+000 | 1.5487e-07 | 1.3566 | 1.356604327447672e+000 | 1.5508e-07 |  | 1.356604327447672e+000 | 1.5571e-07 |  | 1.356604327447672e+000 | 1.555e-07 |  | 1.3575 | 6.1004e-06 | 39.3892 | 6.1004e-06
1.357544979880007e+000 | 1.5485e-07 | 1.3575 | 1.357544979880007e+000 | 1.5505e-07 |  | 1.357544979880007e+000 | 1.5568e-07 |  | 1.357544979880007e+000 | 1.5547e-07 |  | 1.3585 | 6.0992e-06 | 39.3889 | 6.0992e-06
1.358486284548945e+000 | 1.5482e-07 | 1.3585 | 1.358486284548945e+000 | 1.5502e-07 |  | 1.358486284548945e+000 | 1.5565e-07 |  | 1.358486284548945e+000 | 1.5544e-07 |  | 1.3594 | 6.098e-06 | 39.3887 | 6.098e-06
1.359428241906739e+000 | 1.5479e-07 | 1.3594 | 1.359428241906739e+000 | 1.5499e-07 |  | 1.359428241906739e+000 | 1.5562e-07 |  | 1.359428241906739e+000 | 1.5541e-07 |  | 1.3604 | 6.0968e-06 | 39.3885 | 6.0968e-06
1.360370852405955e+000 | 1.5476e-07 | 1.3604 | 1.360370852405955e+000 | 1.5497e-07 |  | 1.360370852405955e+000 | 1.5559e-07 |  | 1.360370852405955e+000 | 1.5538e-07 |  | 1.3613 | 6.0956e-06 | 39.3883 | 6.0956e-06
1.361314116499473e+000 | 1.5473e-07 | 1.3613 | 1.361314116499473e+000 | 1.5494e-07 |  | 1.361314116499473e+000 | 1.5556e-07 |  | 1.361314116499473e+000 | 1.5535e-07 |  | 1.3623 | 6.0944e-06 | 39.388 | 6.0944e-06
1.362258034640488e+000 | 1.547e-07 | 1.3623 | 1.362258034640488e+000 | 1.5491e-07 |  | 1.362258034640488e+000 | 1.5553e-07 |  | 1.362258034640488e+000 | 1.5533e-07 |  | 1.3632 | 6.0932e-06 | 39.3878 | 6.0932e-06
1.363202607282508e+000 | 1.5467e-07 | 1.3632 | 1.363202607282508e+000 | 1.5488e-07 |  | 1.363202607282508e+000 | 1.5551e-07 |  | 1.363202607282508e+000 | 1.553e-07 |  | 1.3641 | 6.092e-06 | 39.3875 | 6.092e-06
1.364147834879355e+000 | 1.5464e-07 | 1.3641 | 1.364147834879355e+000 | 1.5485e-07 |  | 1.364147834879355e+000 | 1.5548e-07 |  | 1.364147834879355e+000 | 1.5527e-07 |  | 1.3651 | 6.0908e-06 | 39.3873 | 6.0908e-06
1.365093717885166e+000 | 1.5461e-07 | 1.3651 | 1.365093717885166e+000 | 1.5482e-07 |  | 1.365093717885166e+000 | 1.5545e-07 |  | 1.365093717885166e+000 | 1.5524e-07 |  | 1.366 | 6.0896e-06 | 39.387 | 6.0896e-06
1.366040256754396e+000 | 1.5458e-07 | 1.366 | 1.366040256754396e+000 | 1.5479e-07 |  | 1.366040256754396e+000 | 1.5542e-07 |  | 1.366040256754396e+000 | 1.5521e-07 |  | 1.367 | 6.0884e-06 | 39.3868 | 6.0884e-06
1.366987451941810e+000 | 1.5455e-07 | 1.367 | 1.366987451941810e+000 | 1.5476e-07 |  | 1.366987451941810e+000 | 1.5539e-07 |  | 1.366987451941810e+000 | 1.5518e-07 |  | 1.3679 | 6.0872e-06 | 39.3865 | 6.0872e-06
1.367935303902491e+000 | 1.5452e-07 | 1.3679 | 1.367935303902491e+000 | 1.5473e-07 |  | 1.367935303902491e+000 | 1.5536e-07 |  | 1.367935303902491e+000 | 1.5515e-07 |  | 1.3689 | 6.086e-06 | 39.3862 | 6.086e-06
1.368883813091838e+000 | 1.5449e-07 | 1.3689 | 1.368883813091838e+000 | 1.547e-07 |  | 1.368883813091838e+000 | 1.5533e-07 |  | 1.368883813091838e+000 | 1.5512e-07 |  | 1.3698 | 6.0848e-06 | 39.386 | 6.0848e-06
1.369832979965566e+000 | 1.5446e-07 | 1.3698 | 1.369832979965566e+000 | 1.5467e-07 |  | 1.369832979965566e+000 | 1.5531e-07 |  | 1.369832979965566e+000 | 1.551e-07 |  | 1.3708 | 6.0836e-06 | 39.3857 | 6.0836e-06
1.370782804979704e+000 | 1.5443e-07 | 1.3708 | 1.370782804979704e+000 | 1.5464e-07 |  | 1.370782804979704e+000 | 1.5528e-07 |  | 1.370782804979704e+000 | 1.5507e-07 |  | 1.3717 | 6.0824e-06 | 39.3854 | 6.0824e-06
1.371733288590598e+000 | 1.544e-07 | 1.3717 | 1.371733288590598e+000 | 1.5462e-07 |  | 1.371733288590598e+000 | 1.5525e-07 |  | 1.371733288590598e+000 | 1.5504e-07 |  | 1.3727 | 6.0812e-06 | 39.3852 | 6.0812e-06
1.372684431254911e+000 | 1.5437e-07 | 1.3727 | 1.372684431254911e+000 | 1.5459e-07 |  | 1.372684431254911e+000 | 1.5522e-07 |  | 1.372684431254911e+000 | 1.5501e-07 |  | 1.3736 | 6.08e-06 | 39.3849 | 6.08e-06
1.373636233429622e+000 | 1.5434e-07 | 1.3736 | 1.373636233429622e+000 | 1.5456e-07 |  | 1.373636233429622e+000 | 1.5519e-07 |  | 1.373636233429622e+000 | 1.5498e-07 |  | 1.3746 | 6.0788e-06 | 39.3846 | 6.0788e-06
1.374588695572029e+000 | 1.5432e-07 | 1.3746 | 1.374588695572029e+000 | 1.5453e-07 |  | 1.374588695572029e+000 | 1.5516e-07 |  | 1.374588695572029e+000 | 1.5495e-07 |  | 1.3755 | 6.0776e-06 | 39.3843 | 6.0776e-06
1.375541818139744e+000 | 1.5429e-07 | 1.3755 | 1.375541818139744e+000 | 1.545e-07 |  | 1.375541818139744e+000 | 1.5514e-07 |  | 1.375541818139744e+000 | 1.5492e-07 |  | 1.3765 | 6.0764e-06 | 39.384 | 6.0764e-06
1.376495601590697e+000 | 1.5426e-07 | 1.3765 | 1.376495601590697e+000 | 1.5447e-07 |  | 1.376495601590697e+000 | 1.5511e-07 |  | 1.376495601590697e+000 | 1.549e-07 |  | 1.3775 | 6.0752e-06 | 39.3837 | 6.0752e-06
1.377450046383138e+000 | 1.5423e-07 | 1.3775 | 1.377450046383138e+000 | 1.5444e-07 |  | 1.377450046383138e+000 | 1.5508e-07 |  | 1.377450046383138e+000 | 1.5487e-07 |  | 1.3784 | 6.074e-06 | 39.3834 | 6.074e-06
1.378405152975631e+000 | 1.542e-07 | 1.3784 | 1.378405152975631e+000 | 1.5441e-07 |  | 1.378405152975631e+000 | 1.5505e-07 |  | 1.378405152975631e+000 | 1.5484e-07 |  | 1.3794 | 6.0728e-06 | 39.3831 | 6.0728e-06
1.379360921827061e+000 | 1.5417e-07 | 1.3794 | 1.379360921827061e+000 | 1.5438e-07 |  | 1.379360921827061e+000 | 1.5502e-07 |  | 1.379360921827061e+000 | 1.5481e-07 |  | 1.3803 | 6.0716e-06 | 39.3828 | 6.0716e-06
1.380317353396629e+000 | 1.5414e-07 | 1.3803 | 1.380317353396629e+000 | 1.5435e-07 |  | 1.380317353396629e+000 | 1.55e-07 |  | 1.380317353396629e+000 | 1.5478e-07 |  | 1.3813 | 6.0704e-06 | 39.3825 | 6.0704e-06
1.381274448143857e+000 | 1.5411e-07 | 1.3813 | 1.381274448143857e+000 | 1.5433e-07 |  | 1.381274448143857e+000 | 1.5497e-07 |  | 1.381274448143857e+000 | 1.5475e-07 |  | 1.3822 | 6.0693e-06 | 39.3821 | 6.0693e-06
1.382232206528583e+000 | 1.5408e-07 | 1.3822 | 1.382232206528583e+000 | 1.543e-07 |  | 1.382232206528583e+000 | 1.5494e-07 |  | 1.382232206528583e+000 | 1.5473e-07 |  | 1.3832 | 6.0681e-06 | 39.3818 | 6.0681e-06
1.383190629010965e+000 | 1.5405e-07 | 1.3832 | 1.383190629010965e+000 | 1.5427e-07 |  | 1.383190629010965e+000 | 1.5491e-07 |  | 1.383190629010965e+000 | 1.547e-07 |  | 1.3841 | 6.0669e-06 | 39.3815 | 6.0669e-06
1.384149716051480e+000 | 1.5403e-07 | 1.3841 | 1.384149716051480e+000 | 1.5424e-07 |  | 1.384149716051480e+000 | 1.5488e-07 |  | 1.384149716051480e+000 | 1.5467e-07 |  | 1.3851 | 6.0657e-06 | 39.3812 | 6.0657e-06
1.385109468110925e+000 | 1.54e-07 | 1.3851 | 1.385109468110925e+000 | 1.5421e-07 |  | 1.385109468110925e+000 | 1.5486e-07 |  | 1.385109468110925e+000 | 1.5464e-07 |  | 1.3861 | 6.0645e-06 | 39.3809 | 6.0645e-06
1.386069885650415e+000 | 1.5397e-07 | 1.3861 | 1.386069885650415e+000 | 1.5418e-07 |  | 1.386069885650415e+000 | 1.5483e-07 |  | 1.386069885650415e+000 | 1.5461e-07 |  | 1.387 | 6.0633e-06 | 39.3805 | 6.0633e-06
1.387030969131385e+000 | 1.5394e-07 | 1.387 | 1.387030969131385e+000 | 1.5415e-07 |  | 1.387030969131385e+000 | 1.548e-07 |  | 1.387030969131385e+000 | 1.5458e-07 |  | 1.388 | 6.0621e-06 | 39.3802 | 6.0621e-06
1.387992719015592e+000 | 1.5391e-07 | 1.388 | 1.387992719015592e+000 | 1.5413e-07 |  | 1.387992719015592e+000 | 1.5477e-07 |  | 1.387992719015592e+000 | 1.5456e-07 |  | 1.389 | 6.0609e-06 | 39.3798 | 6.0609e-06
1.388955135765111e+000 | 1.5388e-07 | 1.389 | 1.388955135765111e+000 | 1.541e-07 |  | 1.388955135765111e+000 | 1.5474e-07 |  | 1.388955135765111e+000 | 1.5453e-07 |  | 1.3899 | 6.0598e-06 | 39.3795 | 6.0598e-06
1.389918219842337e+000 | 1.5385e-07 | 1.3899 | 1.389918219842337e+000 | 1.5407e-07 |  | 1.389918219842337e+000 | 1.5472e-07 |  | 1.389918219842337e+000 | 1.545e-07 |  | 1.3909 | 6.0586e-06 | 39.3792 | 6.0586e-06
1.390881971709988e+000 | 1.5382e-07 | 1.3909 | 1.390881971709988e+000 | 1.5404e-07 |  | 1.390881971709988e+000 | 1.5469e-07 |  | 1.390881971709988e+000 | 1.5447e-07 |  | 1.3918 | 6.0574e-06 | 39.3788 | 6.0574e-06
1.391846391831101e+000 | 1.5379e-07 | 1.3918 | 1.391846391831101e+000 | 1.5401e-07 |  | 1.391846391831101e+000 | 1.5466e-07 |  | 1.391846391831101e+000 | 1.5444e-07 |  | 1.3928 | 6.0562e-06 | 39.3785 | 6.0562e-06
1.392811480669035e+000 | 1.5377e-07 | 1.3928 | 1.392811480669035e+000 | 1.5398e-07 |  | 1.392811480669035e+000 | 1.5463e-07 |  | 1.392811480669035e+000 | 1.5442e-07 |  | 1.3938 | 6.055e-06 | 39.3781 | 6.055e-06
1.393777238687469e+000 | 1.5374e-07 | 1.3938 | 1.393777238687469e+000 | 1.5395e-07 |  | 1.393777238687469e+000 | 1.5461e-07 |  | 1.393777238687469e+000 | 1.5439e-07 |  | 1.3947 | 6.0538e-06 | 39.3777 | 6.0538e-06
1.394743666350405e+000 | 1.5371e-07 | 1.3947 | 1.394743666350405e+000 | 1.5393e-07 |  | 1.394743666350405e+000 | 1.5458e-07 |  | 1.394743666350405e+000 | 1.5436e-07 |  | 1.3957 | 6.0527e-06 | 39.3774 | 6.0527e-06
1.395710764122167e+000 | 1.5368e-07 | 1.3957 | 1.395710764122167e+000 | 1.539e-07 |  | 1.395710764122167e+000 | 1.5455e-07 |  | 1.395710764122167e+000 | 1.5433e-07 |  | 1.3967 | 6.0515e-06 | 39.377 | 6.0515e-06
1.396678532467398e+000 | 1.5365e-07 | 1.3967 | 1.396678532467398e+000 | 1.5387e-07 |  | 1.396678532467398e+000 | 1.5452e-07 |  | 1.396678532467398e+000 | 1.5431e-07 |  | 1.3976 | 6.0503e-06 | 39.3766 | 6.0503e-06
1.397646971851066e+000 | 1.5362e-07 | 1.3976 | 1.397646971851066e+000 | 1.5384e-07 |  | 1.397646971851066e+000 | 1.5449e-07 |  | 1.397646971851066e+000 | 1.5428e-07 |  | 1.3986 | 6.0491e-06 | 39.3762 | 6.0491e-06
1.398616082738462e+000 | 1.5359e-07 | 1.3986 | 1.398616082738462e+000 | 1.5381e-07 |  | 1.398616082738462e+000 | 1.5447e-07 |  | 1.398616082738462e+000 | 1.5425e-07 |  | 1.3996 | 6.0479e-06 | 39.3759 | 6.0479e-06
1.399585865595196e+000 | 1.5357e-07 | 1.3996 | 1.399585865595196e+000 | 1.5379e-07 |  | 1.399585865595196e+000 | 1.5444e-07 |  | 1.399585865595196e+000 | 1.5422e-07 |  | 1.4006 | 6.0468e-06 | 39.3755 | 6.0468e-06
1.400556320887205e+000 | 1.5354e-07 | 1.4006 | 1.400556320887205e+000 | 1.5376e-07 |  | 1.400556320887205e+000 | 1.5441e-07 |  | 1.400556320887205e+000 | 1.5419e-07 |  | 1.4015 | 6.0456e-06 | 39.3751 | 6.0456e-06
1.401527449080746e+000 | 1.5351e-07 | 1.4015 | 1.401527449080746e+000 | 1.5373e-07 |  | 1.401527449080746e+000 | 1.5438e-07 |  | 1.401527449080746e+000 | 1.5417e-07 |  | 1.4025 | 6.0444e-06 | 39.3747 | 6.0444e-06
1.402499250642401e+000 | 1.5348e-07 | 1.4025 | 1.402499250642401e+000 | 1.537e-07 |  | 1.402499250642401e+000 | 1.5436e-07 |  | 1.402499250642401e+000 | 1.5414e-07 |  | 1.4035 | 6.0432e-06 | 39.3743 | 6.0432e-06
1.403471726039075e+000 | 1.5345e-07 | 1.4035 | 1.403471726039075e+000 | 1.5367e-07 |  | 1.403471726039075e+000 | 1.5433e-07 |  | 1.403471726039075e+000 | 1.5411e-07 |  | 1.4044 | 6.042e-06 | 39.3739 | 6.042e-06
1.404444875737997e+000 | 1.5342e-07 | 1.4044 | 1.404444875737997e+000 | 1.5364e-07 |  | 1.404444875737997e+000 | 1.543e-07 |  | 1.404444875737997e+000 | 1.5408e-07 |  | 1.4054 | 6.0409e-06 | 39.3735 | 6.0409e-06
1.405418700206720e+000 | 1.534e-07 | 1.4054 | 1.405418700206720e+000 | 1.5362e-07 |  | 1.405418700206720e+000 | 1.5428e-07 |  | 1.405418700206720e+000 | 1.5406e-07 |  | 1.4064 | 6.0397e-06 | 39.3731 | 6.0397e-06
1.406393199913119e+000 | 1.5337e-07 | 1.4064 | 1.406393199913119e+000 | 1.5359e-07 |  | 1.406393199913119e+000 | 1.5425e-07 |  | 1.406393199913119e+000 | 1.5403e-07 |  | 1.4074 | 6.0385e-06 | 39.3727 | 6.0385e-06
1.407368375325398e+000 | 1.5334e-07 | 1.4074 | 1.407368375325398e+000 | 1.5356e-07 |  | 1.407368375325398e+000 | 1.5422e-07 |  | 1.407368375325398e+000 | 1.54e-07 |  | 1.4083 | 6.0373e-06 | 39.3723 | 6.0373e-06
1.408344226912081e+000 | 1.5331e-07 | 1.4083 | 1.408344226912081e+000 | 1.5353e-07 |  | 1.408344226912081e+000 | 1.5419e-07 |  | 1.408344226912081e+000 | 1.5397e-07 |  | 1.4093 | 6.0362e-06 | 39.3718 | 6.0362e-06
1.409320755142020e+000 | 1.5328e-07 | 1.4093 | 1.409320755142020e+000 | 1.535e-07 |  | 1.409320755142020e+000 | 1.5417e-07 |  | 1.409320755142020e+000 | 1.5395e-07 |  | 1.4103 | 6.035e-06 | 39.3714 | 6.035e-06
1.410297960484390e+000 | 1.5326e-07 | 1.4103 | 1.410297960484390e+000 | 1.5348e-07 |  | 1.410297960484390e+000 | 1.5414e-07 |  | 1.410297960484390e+000 | 1.5392e-07 |  | 1.4113 | 6.0338e-06 | 39.371 | 6.0338e-06
1.411275843408693e+000 | 1.5323e-07 | 1.4113 | 1.411275843408693e+000 | 1.5345e-07 |  | 1.411275843408693e+000 | 1.5411e-07 |  | 1.411275843408693e+000 | 1.5389e-07 |  | 1.4123 | 6.0327e-06 | 39.3706 | 6.0327e-06
1.412254404384755e+000 | 1.532e-07 | 1.4123 | 1.412254404384755e+000 | 1.5342e-07 |  | 1.412254404384755e+000 | 1.5409e-07 |  | 1.412254404384755e+000 | 1.5386e-07 |  | 1.4132 | 6.0315e-06 | 39.3701 | 6.0315e-06
1.413233643882730e+000 | 1.5317e-07 | 1.4132 | 1.413233643882730e+000 | 1.5339e-07 |  | 1.413233643882730e+000 | 1.5406e-07 |  | 1.413233643882730e+000 | 1.5384e-07 |  | 1.4142 | 6.0303e-06 | 39.3697 | 6.0303e-06
1.414213562373095e+000 | 1.5314e-07 | 1.4142 | 1.414213562373095e+000 | 1.5337e-07 |  | 1.414213562373095e+000 | 1.5403e-07 |  | 1.414213562373095e+000 | 1.5381e-07 |  | 1.4152 | 6.0291e-06 | 39.3692 | 6.0291e-06
1.415194160326656e+000 | 1.5312e-07 | 1.4152 | 1.415194160326656e+000 | 1.5334e-07 |  | 1.415194160326656e+000 | 1.54e-07 |  | 1.415194160326656e+000 | 1.5378e-07 |  | 1.4162 | 6.028e-06 | 39.3688 | 6.028e-06
1.416175438214544e+000 | 1.5309e-07 | 1.4162 | 1.416175438214544e+000 | 1.5331e-07 |  | 1.416175438214544e+000 | 1.5398e-07 |  | 1.416175438214544e+000 | 1.5376e-07 |  | 1.4172 | 6.0268e-06 | 39.3684 | 6.0268e-06
1.417157396508217e+000 | 1.5306e-07 | 1.4172 | 1.417157396508217e+000 | 1.5328e-07 |  | 1.417157396508217e+000 | 1.5395e-07 |  | 1.417157396508217e+000 | 1.5373e-07 |  | 1.4181 | 6.0256e-06 | 39.3679 | 6.0256e-06
1.418140035679459e+000 | 1.5303e-07 | 1.4181 | 1.418140035679459e+000 | 1.5326e-07 |  | 1.418140035679459e+000 | 1.5392e-07 |  | 1.418140035679459e+000 | 1.537e-07 |  | 1.4191 | 6.0245e-06 | 39.3674 | 6.0245e-06
1.419123356200382e+000 | 1.53e-07 | 1.4191 | 1.419123356200382e+000 | 1.5323e-07 |  | 1.419123356200382e+000 | 1.539e-07 |  | 1.419123356200382e+000 | 1.5367e-07 |  | 1.4201 | 6.0233e-06 | 39.367 | 6.0233e-06
1.420107358543427e+000 | 1.5298e-07 | 1.4201 | 1.420107358543427e+000 | 1.532e-07 |  | 1.420107358543427e+000 | 1.5387e-07 |  | 1.420107358543427e+000 | 1.5365e-07 |  | 1.4211 | 6.0221e-06 | 39.3665 | 6.0221e-06
1.421092043181360e+000 | 1.5295e-07 | 1.4211 | 1.421092043181360e+000 | 1.5317e-07 |  | 1.421092043181360e+000 | 1.5384e-07 |  | 1.421092043181360e+000 | 1.5362e-07 |  | 1.4221 | 6.021e-06 | 39.366 | 6.021e-06
1.422077410587275e+000 | 1.5292e-07 | 1.4221 | 1.422077410587275e+000 | 1.5314e-07 |  | 1.422077410587275e+000 | 1.5382e-07 |  | 1.422077410587275e+000 | 1.5359e-07 |  | 1.4231 | 6.0198e-06 | 39.3656 | 6.0198e-06
1.423063461234595e+000 | 1.5289e-07 | 1.4231 | 1.423063461234595e+000 | 1.5312e-07 |  | 1.423063461234595e+000 | 1.5379e-07 |  | 1.423063461234595e+000 | 1.5357e-07 |  | 1.4241 | 6.0186e-06 | 39.3651 | 6.0186e-06
1.424050195597072e+000 | 1.5287e-07 | 1.4241 | 1.424050195597072e+000 | 1.5309e-07 |  | 1.424050195597072e+000 | 1.5376e-07 |  | 1.424050195597072e+000 | 1.5354e-07 |  | 1.425 | 6.0175e-06 | 39.3646 | 6.0175e-06
1.425037614148784e+000 | 1.5284e-07 | 1.425 | 1.425037614148784e+000 | 1.5306e-07 |  | 1.425037614148784e+000 | 1.5374e-07 |  | 1.425037614148784e+000 | 1.5351e-07 |  | 1.426 | 6.0163e-06 | 39.3641 | 6.0163e-06
1.426025717364141e+000 | 1.5281e-07 | 1.426 | 1.426025717364141e+000 | 1.5303e-07 |  | 1.426025717364141e+000 | 1.5371e-07 |  | 1.426025717364141e+000 | 1.5348e-07 |  | 1.427 | 6.0151e-06 | 39.3636 | 6.0151e-06
1.427014505717879e+000 | 1.5278e-07 | 1.427 | 1.427014505717879e+000 | 1.5301e-07 |  | 1.427014505717879e+000 | 1.5368e-07 |  | 1.427014505717879e+000 | 1.5346e-07 |  | 1.428 | 6.014e-06 | 39.3631 | 6.014e-06
1.428003979685064e+000 | 1.5275e-07 | 1.428 | 1.428003979685064e+000 | 1.5298e-07 |  | 1.428003979685064e+000 | 1.5366e-07 |  | 1.428003979685064e+000 | 1.5343e-07 |  | 1.429 | 6.0128e-06 | 39.3626 | 6.0128e-06
1.428994139741093e+000 | 1.5273e-07 | 1.429 | 1.428994139741093e+000 | 1.5295e-07 |  | 1.428994139741093e+000 | 1.5363e-07 |  | 1.428994139741093e+000 | 1.534e-07 |  | 1.43 | 6.0117e-06 | 39.3622 | 6.0117e-06
1.429984986361691e+000 | 1.527e-07 | 1.43 | 1.429984986361691e+000 | 1.5293e-07 |  | 1.429984986361691e+000 | 1.536e-07 |  | 1.429984986361691e+000 | 1.5338e-07 |  | 1.431 | 6.0105e-06 | 39.3616 | 6.0105e-06
1.430976520022913e+000 | 1.5267e-07 | 1.431 | 1.430976520022913e+000 | 1.529e-07 |  | 1.430976520022913e+000 | 1.5358e-07 |  | 1.430976520022913e+000 | 1.5335e-07 |  | 1.432 | 6.0093e-06 | 39.3611 | 6.0093e-06
1.431968741201144e+000 | 1.5264e-07 | 1.432 | 1.431968741201144e+000 | 1.5287e-07 |  | 1.431968741201144e+000 | 1.5355e-07 |  | 1.431968741201144e+000 | 1.5332e-07 |  | 1.433 | 6.0082e-06 | 39.3606 | 6.0082e-06
1.432961650373100e+000 | 1.5262e-07 | 1.433 | 1.432961650373100e+000 | 1.5284e-07 |  | 1.432961650373100e+000 | 1.5352e-07 |  | 1.432961650373100e+000 | 1.533e-07 |  | 1.434 | 6.007e-06 | 39.3601 | 6.007e-06
1.433955248015828e+000 | 1.5259e-07 | 1.434 | 1.433955248015828e+000 | 1.5282e-07 |  | 1.433955248015828e+000 | 1.535e-07 |  | 1.433955248015828e+000 | 1.5327e-07 |  | 1.4349 | 6.0059e-06 | 39.3596 | 6.0059e-06
1.434949534606703e+000 | 1.5256e-07 | 1.4349 | 1.434949534606703e+000 | 1.5279e-07 |  | 1.434949534606703e+000 | 1.5347e-07 |  | 1.434949534606703e+000 | 1.5324e-07 |  | 1.4359 | 6.0047e-06 | 39.3591 | 6.0047e-06
1.435944510623435e+000 | 1.5253e-07 | 1.4359 | 1.435944510623435e+000 | 1.5276e-07 |  | 1.435944510623435e+000 | 1.5344e-07 |  | 1.435944510623435e+000 | 1.5322e-07 |  | 1.4369 | 6.0035e-06 | 39.3585 | 6.0035e-06
1.436940176544063e+000 | 1.5251e-07 | 1.4369 | 1.436940176544063e+000 | 1.5274e-07 |  | 1.436940176544063e+000 | 1.5342e-07 |  | 1.436940176544063e+000 | 1.5319e-07 |  | 1.4379 | 6.0024e-06 | 39.358 | 6.0024e-06
1.437936532846957e+000 | 1.5248e-07 | 1.4379 | 1.437936532846957e+000 | 1.5271e-07 |  | 1.437936532846957e+000 | 1.5339e-07 |  | 1.437936532846957e+000 | 1.5316e-07 |  | 1.4389 | 6.0012e-06 | 39.3575 | 6.0012e-06
1.438933580010820e+000 | 1.5245e-07 | 1.4389 | 1.438933580010820e+000 | 1.5268e-07 |  | 1.438933580010820e+000 | 1.5337e-07 |  | 1.438933580010820e+000 | 1.5314e-07 |  | 1.4399 | 6.0001e-06 | 39.3569 | 6.0001e-06
1.439931318514686e+000 | 1.5243e-07 | 1.4399 | 1.439931318514686e+000 | 1.5265e-07 |  | 1.439931318514686e+000 | 1.5334e-07 |  | 1.439931318514686e+000 | 1.5311e-07 |  | 1.4409 | 5.9989e-06 | 39.3564 | 5.9989e-06
1.440929748837921e+000 | 1.524e-07 | 1.4409 | 1.440929748837921e+000 | 1.5263e-07 |  | 1.440929748837921e+000 | 1.5331e-07 |  | 1.440929748837921e+000 | 1.5308e-07 |  | 1.4419 | 5.9978e-06 | 39.3558 | 5.9978e-06
1.441928871460225e+000 | 1.5237e-07 | 1.4419 | 1.441928871460225e+000 | 1.526e-07 |  | 1.441928871460225e+000 | 1.5329e-07 |  | 1.441928871460225e+000 | 1.5306e-07 |  | 1.4429 | 5.9966e-06 | 39.3553 | 5.9966e-06
1.442928686861629e+000 | 1.5234e-07 | 1.4429 | 1.442928686861629e+000 | 1.5257e-07 |  | 1.442928686861629e+000 | 1.5326e-07 |  | 1.442928686861629e+000 | 1.5303e-07 |  | 1.4439 | 5.9955e-06 | 39.3547 | 5.9955e-06
1.443929195522496e+000 | 1.5232e-07 | 1.4439 | 1.443929195522496e+000 | 1.5255e-07 |  | 1.443929195522496e+000 | 1.5323e-07 |  | 1.443929195522496e+000 | 1.5301e-07 |  | 1.4449 | 5.9943e-06 | 39.3542 | 5.9943e-06
1.444930397923526e+000 | 1.5229e-07 | 1.4449 | 1.444930397923526e+000 | 1.5252e-07 |  | 1.444930397923526e+000 | 1.5321e-07 |  | 1.444930397923526e+000 | 1.5298e-07 |  | 1.4459 | 5.9932e-06 | 39.3536 | 5.9932e-06
1.445932294545747e+000 | 1.5226e-07 | 1.4459 | 1.445932294545747e+000 | 1.5249e-07 |  | 1.445932294545747e+000 | 1.5318e-07 |  | 1.445932294545747e+000 | 1.5295e-07 |  | 1.4469 | 5.992e-06 | 39.353 | 5.992e-06
1.446934885870526e+000 | 1.5224e-07 | 1.4469 | 1.446934885870526e+000 | 1.5247e-07 |  | 1.446934885870526e+000 | 1.5316e-07 |  | 1.446934885870526e+000 | 1.5293e-07 |  | 1.4479 | 5.9909e-06 | 39.3525 | 5.9909e-06
1.447938172379559e+000 | 1.5221e-07 | 1.4479 | 1.447938172379559e+000 | 1.5244e-07 |  | 1.447938172379559e+000 | 1.5313e-07 |  | 1.447938172379559e+000 | 1.529e-07 |  | 1.4489 | 5.9897e-06 | 39.3519 | 5.9897e-06
1.448942154554879e+000 | 1.5218e-07 | 1.4489 | 1.448942154554879e+000 | 1.5241e-07 |  | 1.448942154554879e+000 | 1.531e-07 |  | 1.448942154554879e+000 | 1.5287e-07 |  | 1.4499 | 5.9886e-06 | 39.3513 | 5.9886e-06
1.449946832878852e+000 | 1.5215e-07 | 1.4499 | 1.449946832878852e+000 | 1.5239e-07 |  | 1.449946832878852e+000 | 1.5308e-07 |  | 1.449946832878852e+000 | 1.5285e-07 |  | 1.451 | 5.9874e-06 | 39.3507 | 5.9874e-06
1.450952207834179e+000 | 1.5213e-07 | 1.451 | 1.450952207834179e+000 | 1.5236e-07 |  | 1.450952207834179e+000 | 1.5305e-07 |  | 1.450952207834179e+000 | 1.5282e-07 |  | 1.452 | 5.9863e-06 | 39.3501 | 5.9863e-06
1.451958279903894e+000 | 1.521e-07 | 1.452 | 1.451958279903894e+000 | 1.5233e-07 |  | 1.451958279903894e+000 | 1.5303e-07 |  | 1.451958279903894e+000 | 1.528e-07 |  | 1.453 | 5.9851e-06 | 39.3495 | 5.9851e-06
1.452965049571370e+000 | 1.5207e-07 | 1.453 | 1.452965049571370e+000 | 1.5231e-07 |  | 1.452965049571370e+000 | 1.53e-07 |  | 1.452965049571370e+000 | 1.5277e-07 |  | 1.454 | 5.984e-06 | 39.349 | 5.984e-06
1.453972517320311e+000 | 1.5205e-07 | 1.454 | 1.453972517320311e+000 | 1.5228e-07 |  | 1.453972517320311e+000 | 1.5297e-07 |  | 1.453972517320311e+000 | 1.5274e-07 |  | 1.455 | 5.9828e-06 | 39.3483 | 5.9828e-06
1.454980683634757e+000 | 1.5202e-07 | 1.455 | 1.454980683634757e+000 | 1.5225e-07 |  | 1.454980683634757e+000 | 1.5295e-07 |  | 1.454980683634757e+000 | 1.5272e-07 |  | 1.456 | 5.9817e-06 | 39.3477 | 5.9817e-06
1.455989548999087e+000 | 1.5199e-07 | 1.456 | 1.455989548999087e+000 | 1.5223e-07 |  | 1.455989548999087e+000 | 1.5292e-07 |  | 1.455989548999087e+000 | 1.5269e-07 |  | 1.457 | 5.9805e-06 | 39.3471 | 5.9805e-06
1.456999113898011e+000 | 1.5197e-07 | 1.457 | 1.456999113898011e+000 | 1.522e-07 |  | 1.456999113898011e+000 | 1.529e-07 |  | 1.456999113898011e+000 | 1.5267e-07 |  | 1.458 | 5.9794e-06 | 39.3465 | 5.9794e-06
1.458009378816579e+000 | 1.5194e-07 | 1.458 | 1.458009378816579e+000 | 1.5217e-07 |  | 1.458009378816579e+000 | 1.5287e-07 |  | 1.458009378816579e+000 | 1.5264e-07 |  | 1.459 | 5.9782e-06 | 39.3459 | 5.9782e-06
1.459020344240176e+000 | 1.5191e-07 | 1.459 | 1.459020344240176e+000 | 1.5215e-07 |  | 1.459020344240176e+000 | 1.5285e-07 |  | 1.459020344240176e+000 | 1.5261e-07 |  | 1.46 | 5.9771e-06 | 39.3453 | 5.9771e-06
1.460032010654522e+000 | 1.5189e-07 | 1.46 | 1.460032010654522e+000 | 1.5212e-07 |  | 1.460032010654522e+000 | 1.5282e-07 |  | 1.460032010654522e+000 | 1.5259e-07 |  | 1.461 | 5.9759e-06 | 39.3447 | 5.9759e-06
1.461044378545676e+000 | 1.5186e-07 | 1.461 | 1.461044378545676e+000 | 1.5209e-07 |  | 1.461044378545676e+000 | 1.528e-07 |  | 1.461044378545676e+000 | 1.5256e-07 |  | 1.4621 | 5.9748e-06 | 39.344 | 5.9748e-06
1.462057448400033e+000 | 1.5183e-07 | 1.4621 | 1.462057448400033e+000 | 1.5207e-07 |  | 1.462057448400033e+000 | 1.5277e-07 |  | 1.462057448400033e+000 | 1.5254e-07 |  | 1.4631 | 5.9737e-06 | 39.3434 | 5.9737e-06
1.463071220704327e+000 | 1.5181e-07 | 1.4631 | 1.463071220704327e+000 | 1.5204e-07 |  | 1.463071220704327e+000 | 1.5274e-07 |  | 1.463071220704327e+000 | 1.5251e-07 |  | 1.4641 | 5.9725e-06 | 39.3428 | 5.9725e-06
1.464085695945625e+000 | 1.5178e-07 | 1.4641 | 1.464085695945625e+000 | 1.5202e-07 |  | 1.464085695945625e+000 | 1.5272e-07 |  | 1.464085695945625e+000 | 1.5248e-07 |  | 1.4651 | 5.9714e-06 | 39.3421 | 5.9714e-06
1.465100874611338e+000 | 1.5175e-07 | 1.4651 | 1.465100874611338e+000 | 1.5199e-07 |  | 1.465100874611338e+000 | 1.5269e-07 |  | 1.465100874611338e+000 | 1.5246e-07 |  | 1.4661 | 5.9702e-06 | 39.3415 | 5.9702e-06
1.466116757189209e+000 | 1.5173e-07 | 1.4661 | 1.466116757189209e+000 | 1.5196e-07 |  | 1.466116757189209e+000 | 1.5267e-07 |  | 1.466116757189209e+000 | 1.5243e-07 |  | 1.4671 | 5.9691e-06 | 39.3408 | 5.9691e-06
1.467133344167324e+000 | 1.517e-07 | 1.4671 | 1.467133344167324e+000 | 1.5194e-07 |  | 1.467133344167324e+000 | 1.5264e-07 |  | 1.467133344167324e+000 | 1.5241e-07 |  | 1.4682 | 5.968e-06 | 39.3402 | 5.968e-06
1.468150636034103e+000 | 1.5167e-07 | 1.4682 | 1.468150636034103e+000 | 1.5191e-07 |  | 1.468150636034103e+000 | 1.5262e-07 |  | 1.468150636034103e+000 | 1.5238e-07 |  | 1.4692 | 5.9668e-06 | 39.3395 | 5.9668e-06
1.469168633278309e+000 | 1.5165e-07 | 1.4692 | 1.469168633278309e+000 | 1.5188e-07 |  | 1.469168633278309e+000 | 1.5259e-07 |  | 1.469168633278309e+000 | 1.5236e-07 |  | 1.4702 | 5.9657e-06 | 39.3389 | 5.9657e-06
1.470187336389041e+000 | 1.5162e-07 | 1.4702 | 1.470187336389041e+000 | 1.5186e-07 |  | 1.470187336389041e+000 | 1.5257e-07 |  | 1.470187336389041e+000 | 1.5233e-07 |  | 1.4712 | 5.9645e-06 | 39.3382 | 5.9645e-06
1.471206745855738e+000 | 1.516e-07 | 1.4712 | 1.471206745855738e+000 | 1.5183e-07 |  | 1.471206745855738e+000 | 1.5254e-07 |  | 1.471206745855738e+000 | 1.5231e-07 |  | 1.4722 | 5.9634e-06 | 39.3375 | 5.9634e-06
1.472226862168178e+000 | 1.5157e-07 | 1.4722 | 1.472226862168178e+000 | 1.5181e-07 |  | 1.472226862168178e+000 | 1.5252e-07 |  | 1.472226862168178e+000 | 1.5228e-07 |  | 1.4732 | 5.9623e-06 | 39.3369 | 5.9623e-06
1.473247685816480e+000 | 1.5154e-07 | 1.4732 | 1.473247685816480e+000 | 1.5178e-07 |  | 1.473247685816480e+000 | 1.5249e-07 |  | 1.473247685816480e+000 | 1.5225e-07 |  | 1.4743 | 5.9611e-06 | 39.3362 | 5.9611e-06
1.474269217291101e+000 | 1.5152e-07 | 1.4743 | 1.474269217291101e+000 | 1.5175e-07 |  | 1.474269217291101e+000 | 1.5247e-07 |  | 1.474269217291101e+000 | 1.5223e-07 |  | 1.4753 | 5.96e-06 | 39.3355 | 5.96e-06
1.475291457082840e+000 | 1.5149e-07 | 1.4753 | 1.475291457082840e+000 | 1.5173e-07 |  | 1.475291457082840e+000 | 1.5244e-07 |  | 1.475291457082840e+000 | 1.522e-07 |  | 1.4763 | 5.9589e-06 | 39.3348 | 5.9589e-06
1.476314405682833e+000 | 1.5146e-07 | 1.4763 | 1.476314405682833e+000 | 1.517e-07 |  | 1.476314405682833e+000 | 1.5242e-07 |  | 1.476314405682833e+000 | 1.5218e-07 |  | 1.4773 | 5.9577e-06 | 39.3341 | 5.9577e-06
1.477338063582561e+000 | 1.5144e-07 | 1.4773 | 1.477338063582561e+000 | 1.5168e-07 |  | 1.477338063582561e+000 | 1.5239e-07 |  | 1.477338063582561e+000 | 1.5215e-07 |  | 1.4784 | 5.9566e-06 | 39.3334 | 5.9566e-06
1.478362431273842e+000 | 1.5141e-07 | 1.4784 | 1.478362431273842e+000 | 1.5165e-07 |  | 1.478362431273842e+000 | 1.5237e-07 |  | 1.478362431273842e+000 | 1.5213e-07 |  | 1.4794 | 5.9555e-06 | 39.3327 | 5.9555e-06
1.479387509248838e+000 | 1.5139e-07 | 1.4794 | 1.479387509248838e+000 | 1.5163e-07 |  | 1.479387509248838e+000 | 1.5234e-07 |  | 1.479387509248838e+000 | 1.521e-07 |  | 1.4804 | 5.9543e-06 | 39.332 | 5.9543e-06
1.480413298000049e+000 | 1.5136e-07 | 1.4804 | 1.480413298000049e+000 | 1.516e-07 |  | 1.480413298000049e+000 | 1.5232e-07 |  | 1.480413298000049e+000 | 1.5208e-07 |  | 1.4814 | 5.9532e-06 | 39.3313 | 5.9532e-06
1.481439798020320e+000 | 1.5133e-07 | 1.4814 | 1.481439798020320e+000 | 1.5157e-07 |  | 1.481439798020320e+000 | 1.5229e-07 |  | 1.481439798020320e+000 | 1.5205e-07 |  | 1.4825 | 5.9521e-06 | 39.3306 | 5.9521e-06
1.482467009802835e+000 | 1.5131e-07 | 1.4825 | 1.482467009802835e+000 | 1.5155e-07 |  | 1.482467009802835e+000 | 1.5227e-07 |  | 1.482467009802835e+000 | 1.5203e-07 |  | 1.4835 | 5.9509e-06 | 39.3299 | 5.9509e-06
1.483494933841122e+000 | 1.5128e-07 | 1.4835 | 1.483494933841122e+000 | 1.5152e-07 |  | 1.483494933841122e+000 | 1.5224e-07 |  | 1.483494933841122e+000 | 1.52e-07 |  | 1.4845 | 5.9498e-06 | 39.3292 | 5.9498e-06
1.484523570629049e+000 | 1.5126e-07 | 1.4845 | 1.484523570629049e+000 | 1.515e-07 |  | 1.484523570629049e+000 | 1.5222e-07 |  | 1.484523570629049e+000 | 1.5198e-07 |  | 1.4856 | 5.9487e-06 | 39.3285 | 5.9487e-06
1.485552920660829e+000 | 1.5123e-07 | 1.4856 | 1.485552920660829e+000 | 1.5147e-07 |  | 1.485552920660829e+000 | 1.5219e-07 |  | 1.485552920660829e+000 | 1.5195e-07 |  | 1.4866 | 5.9475e-06 | 39.3277 | 5.9475e-06
1.486582984431015e+000 | 1.512e-07 | 1.4866 | 1.486582984431015e+000 | 1.5145e-07 |  | 1.486582984431015e+000 | 1.5217e-07 |  | 1.486582984431015e+000 | 1.5193e-07 |  | 1.4876 | 5.9464e-06 | 39.327 | 5.9464e-06
1.487613762434505e+000 | 1.5118e-07 | 1.4876 | 1.487613762434505e+000 | 1.5142e-07 |  | 1.487613762434505e+000 | 1.5214e-07 |  | 1.487613762434505e+000 | 1.519e-07 |  | 1.4886 | 5.9453e-06 | 39.3262 | 5.9453e-06
1.488645255166540e+000 | 1.5115e-07 | 1.4886 | 1.488645255166540e+000 | 1.5139e-07 |  | 1.488645255166540e+000 | 1.5212e-07 |  | 1.488645255166540e+000 | 1.5188e-07 |  | 1.4897 | 5.9442e-06 | 39.3255 | 5.9442e-06
1.489677463122702e+000 | 1.5113e-07 | 1.4897 | 1.489677463122702e+000 | 1.5137e-07 |  | 1.489677463122702e+000 | 1.5209e-07 |  | 1.489677463122702e+000 | 1.5185e-07 |  | 1.4907 | 5.943e-06 | 39.3248 | 5.943e-06
1.490710386798921e+000 | 1.511e-07 | 1.4907 | 1.490710386798921e+000 | 1.5134e-07 |  | 1.490710386798921e+000 | 1.5207e-07 |  | 1.490710386798921e+000 | 1.5183e-07 |  | 1.4917 | 5.9419e-06 | 39.324 | 5.9419e-06
1.491744026691466e+000 | 1.5108e-07 | 1.4917 | 1.491744026691466e+000 | 1.5132e-07 |  | 1.491744026691466e+000 | 1.5204e-07 |  | 1.491744026691466e+000 | 1.518e-07 |  | 1.4928 | 5.9408e-06 | 39.3233 | 5.9408e-06
1.492778383296953e+000 | 1.5105e-07 | 1.4928 | 1.492778383296953e+000 | 1.5129e-07 |  | 1.492778383296953e+000 | 1.5202e-07 |  | 1.492778383296953e+000 | 1.5178e-07 |  | 1.4938 | 5.9397e-06 | 39.3225 | 5.9397e-06
1.493813457112343e+000 | 1.5102e-07 | 1.4938 | 1.493813457112343e+000 | 1.5127e-07 |  | 1.493813457112343e+000 | 1.5199e-07 |  | 1.493813457112343e+000 | 1.5175e-07 |  | 1.4948 | 5.9385e-06 | 39.3217 | 5.9385e-06
1.494849248634939e+000 | 1.51e-07 | 1.4948 | 1.494849248634939e+000 | 1.5124e-07 |  | 1.494849248634939e+000 | 1.5197e-07 |  | 1.494849248634939e+000 | 1.5173e-07 |  | 1.4959 | 5.9374e-06 | 39.321 | 5.9374e-06
1.495885758362390e+000 | 1.5097e-07 | 1.4959 | 1.495885758362390e+000 | 1.5122e-07 |  | 1.495885758362390e+000 | 1.5194e-07 |  | 1.495885758362390e+000 | 1.517e-07 |  | 1.4969 | 5.9363e-06 | 39.3202 | 5.9363e-06
1.496922986792691e+000 | 1.5095e-07 | 1.4969 | 1.496922986792691e+000 | 1.5119e-07 |  | 1.496922986792691e+000 | 1.5192e-07 |  | 1.496922986792691e+000 | 1.5168e-07 |  | 1.498 | 5.9352e-06 | 39.3194 | 5.9352e-06
1.497960934424182e+000 | 1.5092e-07 | 1.498 | 1.497960934424182e+000 | 1.5117e-07 |  | 1.497960934424182e+000 | 1.519e-07 |  | 1.497960934424182e+000 | 1.5165e-07 |  | 1.499 | 5.934e-06 | 39.3186 | 5.934e-06
1.498999601755548e+000 | 1.509e-07 | 1.499 | 1.498999601755548e+000 | 1.5114e-07 |  | 1.498999601755548e+000 | 1.5187e-07 |  | 1.498999601755548e+000 | 1.5163e-07 |  | 1.5 | 5.9329e-06 | 39.3179 | 5.9329e-06
1.500038989285818e+000 | 1.5087e-07 | 1.5 | 1.500038989285818e+000 | 1.5112e-07 |  | 1.500038989285818e+000 | 1.5185e-07 |  | 1.500038989285818e+000 | 1.516e-07 |  | 1.5011 | 5.9318e-06 | 39.3171 | 5.9318e-06
1.501079097514371e+000 | 1.5085e-07 | 1.5011 | 1.501079097514371e+000 | 1.5109e-07 |  | 1.501079097514371e+000 | 1.5182e-07 |  | 1.501079097514371e+000 | 1.5158e-07 |  | 1.5021 | 5.9307e-06 | 39.3163 | 5.9307e-06
1.502119926940929e+000 | 1.5082e-07 | 1.5021 | 1.502119926940929e+000 | 1.5106e-07 |  | 1.502119926940929e+000 | 1.518e-07 |  | 1.502119926940929e+000 | 1.5155e-07 |  | 1.5032 | 5.9296e-06 | 39.3155 | 5.9296e-06
1.503161478065563e+000 | 1.5079e-07 | 1.5032 | 1.503161478065563e+000 | 1.5104e-07 |  | 1.503161478065563e+000 | 1.5177e-07 |  | 1.503161478065563e+000 | 1.5153e-07 |  | 1.5042 | 5.9284e-06 | 39.3147 | 5.9284e-06
1.504203751388688e+000 | 1.5077e-07 | 1.5042 | 1.504203751388688e+000 | 1.5101e-07 |  | 1.504203751388688e+000 | 1.5175e-07 |  | 1.504203751388688e+000 | 1.515e-07 |  | 1.5052 | 5.9273e-06 | 39.3139 | 5.9273e-06
1.505246747411067e+000 | 1.5074e-07 | 1.5052 | 1.505246747411067e+000 | 1.5099e-07 |  | 1.505246747411067e+000 | 1.5173e-07 |  | 1.505246747411067e+000 | 1.5148e-07 |  | 1.5063 | 5.9262e-06 | 39.3131 | 5.9262e-06
1.506290466633812e+000 | 1.5072e-07 | 1.5063 | 1.506290466633812e+000 | 1.5096e-07 |  | 1.506290466633812e+000 | 1.517e-07 |  | 1.506290466633812e+000 | 1.5146e-07 |  | 1.5073 | 5.9251e-06 | 39.3123 | 5.9251e-06
1.507334909558381e+000 | 1.5069e-07 | 1.5073 | 1.507334909558381e+000 | 1.5094e-07 |  | 1.507334909558381e+000 | 1.5168e-07 |  | 1.507334909558381e+000 | 1.5143e-07 |  | 1.5084 | 5.924e-06 | 39.3115 | 5.924e-06
1.508380076686579e+000 | 1.5067e-07 | 1.5084 | 1.508380076686579e+000 | 1.5091e-07 |  | 1.508380076686579e+000 | 1.5165e-07 |  | 1.508380076686579e+000 | 1.5141e-07 |  | 1.5094 | 5.9228e-06 | 39.3106 | 5.9228e-06
1.509425968520560e+000 | 1.5064e-07 | 1.5094 | 1.509425968520560e+000 | 1.5089e-07 |  | 1.509425968520560e+000 | 1.5163e-07 |  | 1.509425968520560e+000 | 1.5138e-07 |  | 1.5105 | 5.9217e-06 | 39.3098 | 5.9217e-06
1.510472585562826e+000 | 1.5062e-07 | 1.5105 | 1.510472585562826e+000 | 1.5086e-07 |  | 1.510472585562826e+000 | 1.516e-07 |  | 1.510472585562826e+000 | 1.5136e-07 |  | 1.5115 | 5.9206e-06 | 39.309 | 5.9206e-06
1.511519928316227e+000 | 1.5059e-07 | 1.5115 | 1.511519928316227e+000 | 1.5084e-07 |  | 1.511519928316227e+000 | 1.5158e-07 |  | 1.511519928316227e+000 | 1.5133e-07 |  | 1.5126 | 5.9195e-06 | 39.3081 | 5.9195e-06
1.512567997283962e+000 | 1.5057e-07 | 1.5126 | 1.512567997283962e+000 | 1.5081e-07 |  | 1.512567997283962e+000 | 1.5156e-07 |  | 1.512567997283962e+000 | 1.5131e-07 |  | 1.5136 | 5.9184e-06 | 39.3073 | 5.9184e-06
1.513616792969579e+000 | 1.5054e-07 | 1.5136 | 1.513616792969579e+000 | 1.5079e-07 |  | 1.513616792969579e+000 | 1.5153e-07 |  | 1.513616792969579e+000 | 1.5129e-07 |  | 1.5147 | 5.9173e-06 | 39.3065 | 5.9173e-06
1.514666315876976e+000 | 1.5052e-07 | 1.5147 | 1.514666315876976e+000 | 1.5077e-07 |  | 1.514666315876976e+000 | 1.5151e-07 |  | 1.514666315876976e+000 | 1.5126e-07 |  | 1.5157 | 5.9162e-06 | 39.3056 | 5.9162e-06
1.515716566510398e+000 | 1.5049e-07 | 1.5157 | 1.515716566510398e+000 | 1.5074e-07 |  | 1.515716566510398e+000 | 1.5148e-07 |  | 1.515716566510398e+000 | 1.5124e-07 |  | 1.5168 | 5.915e-06 | 39.3048 | 5.915e-06
1.516767545374442e+000 | 1.5047e-07 | 1.5168 | 1.516767545374442e+000 | 1.5072e-07 |  | 1.516767545374442e+000 | 1.5146e-07 |  | 1.516767545374442e+000 | 1.5121e-07 |  | 1.5178 | 5.9139e-06 | 39.3039 | 5.9139e-06
1.517819252974054e+000 | 1.5044e-07 | 1.5178 | 1.517819252974054e+000 | 1.5069e-07 |  | 1.517819252974054e+000 | 1.5144e-07 |  | 1.517819252974054e+000 | 1.5119e-07 |  | 1.5189 | 5.9128e-06 | 39.303 | 5.9128e-06
1.518871689814530e+000 | 1.5042e-07 | 1.5189 | 1.518871689814530e+000 | 1.5067e-07 |  | 1.518871689814530e+000 | 1.5141e-07 |  | 1.518871689814530e+000 | 1.5116e-07 |  | 1.5199 | 5.9117e-06 | 39.3022 | 5.9117e-06
1.519924856401516e+000 | 1.5039e-07 | 1.5199 | 1.519924856401516e+000 | 1.5064e-07 |  | 1.519924856401516e+000 | 1.5139e-07 |  | 1.519924856401516e+000 | 1.5114e-07 |  | 1.521 | 5.9106e-06 | 39.3013 | 5.9106e-06
1.520978753241009e+000 | 1.5037e-07 | 1.521 | 1.520978753241009e+000 | 1.5062e-07 |  | 1.520978753241009e+000 | 1.5137e-07 |  | 1.520978753241009e+000 | 1.5112e-07 |  | 1.522 | 5.9095e-06 | 39.3004 | 5.9095e-06
1.522033380839358e+000 | 1.5034e-07 | 1.522 | 1.522033380839358e+000 | 1.5059e-07 |  | 1.522033380839358e+000 | 1.5134e-07 |  | 1.522033380839358e+000 | 1.5109e-07 |  | 1.5231 | 5.9084e-06 | 39.2995 | 5.9084e-06
1.523088739703261e+000 | 1.5032e-07 | 1.5231 | 1.523088739703261e+000 | 1.5057e-07 |  | 1.523088739703261e+000 | 1.5132e-07 |  | 1.523088739703261e+000 | 1.5107e-07 |  | 1.5241 | 5.9073e-06 | 39.2987 | 5.9073e-06
1.524144830339769e+000 | 1.5029e-07 | 1.5241 | 1.524144830339769e+000 | 1.5054e-07 |  | 1.524144830339769e+000 | 1.5129e-07 |  | 1.524144830339769e+000 | 1.5104e-07 |  | 1.5252 | 5.9062e-06 | 39.2978 | 5.9062e-06
1.525201653256284e+000 | 1.5027e-07 | 1.5252 | 1.525201653256284e+000 | 1.5052e-07 |  | 1.525201653256284e+000 | 1.5127e-07 |  | 1.525201653256284e+000 | 1.5102e-07 |  | 1.5263 | 5.9051e-06 | 39.2969 | 5.9051e-06
1.526259208960559e+000 | 1.5024e-07 | 1.5263 | 1.526259208960559e+000 | 1.5049e-07 |  | 1.526259208960559e+000 | 1.5125e-07 |  | 1.526259208960559e+000 | 1.51e-07 |  | 1.5273 | 5.9039e-06 | 39.296 | 5.9039e-06
1.527317497960701e+000 | 1.5022e-07 | 1.5273 | 1.527317497960701e+000 | 1.5047e-07 |  | 1.527317497960701e+000 | 1.5122e-07 |  | 1.527317497960701e+000 | 1.5097e-07 |  | 1.5284 | 5.9028e-06 | 39.2951 | 5.9028e-06
1.528376520765167e+000 | 1.5019e-07 | 1.5284 | 1.528376520765167e+000 | 1.5045e-07 |  | 1.528376520765167e+000 | 1.512e-07 |  | 1.528376520765167e+000 | 1.5095e-07 |  | 1.5294 | 5.9017e-06 | 39.2942 | 5.9017e-06
1.529436277882768e+000 | 1.5017e-07 | 1.5294 | 1.529436277882768e+000 | 1.5042e-07 |  | 1.529436277882768e+000 | 1.5118e-07 |  | 1.529436277882768e+000 | 1.5093e-07 |  | 1.5305 | 5.9006e-06 | 39.2932 | 5.9006e-06
1.530496769822668e+000 | 1.5014e-07 | 1.5305 | 1.530496769822668e+000 | 1.504e-07 |  | 1.530496769822668e+000 | 1.5115e-07 |  | 1.530496769822668e+000 | 1.509e-07 |  | 1.5316 | 5.8995e-06 | 39.2923 | 5.8995e-06
1.531557997094383e+000 | 1.5012e-07 | 1.5316 | 1.531557997094383e+000 | 1.5037e-07 |  | 1.531557997094383e+000 | 1.5113e-07 |  | 1.531557997094383e+000 | 1.5088e-07 |  | 1.5326 | 5.8984e-06 | 39.2914 | 5.8984e-06
1.532619960207783e+000 | 1.501e-07 | 1.5326 | 1.532619960207783e+000 | 1.5035e-07 |  | 1.532619960207783e+000 | 1.5111e-07 |  | 1.532619960207783e+000 | 1.5085e-07 |  | 1.5337 | 5.8973e-06 | 39.2905 | 5.8973e-06
1.533682659673092e+000 | 1.5007e-07 | 1.5337 | 1.533682659673092e+000 | 1.5032e-07 |  | 1.533682659673092e+000 | 1.5108e-07 |  | 1.533682659673092e+000 | 1.5083e-07 |  | 1.5347 | 5.8962e-06 | 39.2896 | 5.8962e-06
1.534746096000887e+000 | 1.5005e-07 | 1.5347 | 1.534746096000887e+000 | 1.503e-07 |  | 1.534746096000887e+000 | 1.5106e-07 |  | 1.534746096000887e+000 | 1.5081e-07 |  | 1.5358 | 5.8951e-06 | 39.2886 | 5.8951e-06
1.535810269702098e+000 | 1.5002e-07 | 1.5358 | 1.535810269702098e+000 | 1.5028e-07 |  | 1.535810269702098e+000 | 1.5104e-07 |  | 1.535810269702098e+000 | 1.5078e-07 |  | 1.5369 | 5.894e-06 | 39.2877 | 5.894e-06
1.536875181288012e+000 | 1.5e-07 | 1.5369 | 1.536875181288012e+000 | 1.5025e-07 |  | 1.536875181288012e+000 | 1.5101e-07 |  | 1.536875181288012e+000 | 1.5076e-07 |  | 1.5379 | 5.8929e-06 | 39.2868 | 5.8929e-06
1.537940831270269e+000 | 1.4997e-07 | 1.5379 | 1.537940831270269e+000 | 1.5023e-07 |  | 1.537940831270269e+000 | 1.5099e-07 |  | 1.537940831270269e+000 | 1.5074e-07 |  | 1.539 | 5.8918e-06 | 39.2858 | 5.8918e-06
1.539007220160862e+000 | 1.4995e-07 | 1.539 | 1.539007220160862e+000 | 1.502e-07 |  | 1.539007220160862e+000 | 1.5097e-07 |  | 1.539007220160862e+000 | 1.5071e-07 |  | 1.5401 | 5.8907e-06 | 39.2849 | 5.8907e-06
1.540074348472143e+000 | 1.4992e-07 | 1.5401 | 1.540074348472143e+000 | 1.5018e-07 |  | 1.540074348472143e+000 | 1.5094e-07 |  | 1.540074348472143e+000 | 1.5069e-07 |  | 1.5411 | 5.8896e-06 | 39.2839 | 5.8896e-06
1.541142216716816e+000 | 1.499e-07 | 1.5411 | 1.541142216716816e+000 | 1.5016e-07 |  | 1.541142216716816e+000 | 1.5092e-07 |  | 1.541142216716816e+000 | 1.5067e-07 |  | 1.5422 | 5.8885e-06 | 39.283 | 5.8885e-06
1.542210825407941e+000 | 1.4988e-07 | 1.5422 | 1.542210825407941e+000 | 1.5013e-07 |  | 1.542210825407941e+000 | 1.509e-07 |  | 1.542210825407941e+000 | 1.5064e-07 |  | 1.5433 | 5.8874e-06 | 39.282 | 5.8874e-06
1.543280175058935e+000 | 1.4985e-07 | 1.5433 | 1.543280175058935e+000 | 1.5011e-07 |  | 1.543280175058935e+000 | 1.5087e-07 |  | 1.543280175058935e+000 | 1.5062e-07 |  | 1.5444 | 5.8863e-06 | 39.281 | 5.8863e-06
1.544350266183570e+000 | 1.4983e-07 | 1.5444 | 1.544350266183570e+000 | 1.5008e-07 |  | 1.544350266183570e+000 | 1.5085e-07 |  | 1.544350266183570e+000 | 1.506e-07 |  | 1.5454 | 5.8852e-06 | 39.2801 | 5.8852e-06
1.545421099295975e+000 | 1.498e-07 | 1.5454 | 1.545421099295975e+000 | 1.5006e-07 |  | 1.545421099295975e+000 | 1.5083e-07 |  | 1.545421099295975e+000 | 1.5057e-07 |  | 1.5465 | 5.8841e-06 | 39.2791 | 5.8841e-06
1.546492674910634e+000 | 1.4978e-07 | 1.5465 | 1.546492674910634e+000 | 1.5004e-07 |  | 1.546492674910634e+000 | 1.5081e-07 |  | 1.546492674910634e+000 | 1.5055e-07 |  | 1.5476 | 5.883e-06 | 39.2781 | 5.883e-06
1.547564993542390e+000 | 1.4975e-07 | 1.5476 | 1.547564993542390e+000 | 1.5001e-07 |  | 1.547564993542390e+000 | 1.5078e-07 |  | 1.547564993542390e+000 | 1.5053e-07 |  | 1.5486 | 5.8819e-06 | 39.2771 | 5.8819e-06
1.548638055706441e+000 | 1.4973e-07 | 1.5486 | 1.548638055706441e+000 | 1.4999e-07 |  | 1.548638055706441e+000 | 1.5076e-07 |  | 1.548638055706441e+000 | 1.505e-07 |  | 1.5497 | 5.8808e-06 | 39.2761 | 5.8808e-06
1.549711861918343e+000 | 1.4971e-07 | 1.5497 | 1.549711861918343e+000 | 1.4996e-07 |  | 1.549711861918343e+000 | 1.5074e-07 |  | 1.549711861918343e+000 | 1.5048e-07 |  | 1.5508 | 5.8797e-06 | 39.2751 | 5.8797e-06
1.550786412694010e+000 | 1.4968e-07 | 1.5508 | 1.550786412694010e+000 | 1.4994e-07 |  | 1.550786412694010e+000 | 1.5071e-07 |  | 1.550786412694010e+000 | 1.5046e-07 |  | 1.5519 | 5.8786e-06 | 39.2741 | 5.8786e-06
1.551861708549712e+000 | 1.4966e-07 | 1.5519 | 1.551861708549712e+000 | 1.4992e-07 |  | 1.551861708549712e+000 | 1.5069e-07 |  | 1.551861708549712e+000 | 1.5043e-07 |  | 1.5529 | 5.8775e-06 | 39.2731 | 5.8775e-06
1.552937750002080e+000 | 1.4963e-07 | 1.5529 | 1.552937750002080e+000 | 1.4989e-07 |  | 1.552937750002080e+000 | 1.5067e-07 |  | 1.552937750002080e+000 | 1.5041e-07 |  | 1.554 | 5.8764e-06 | 39.2721 | 5.8764e-06
1.554014537568099e+000 | 1.4961e-07 | 1.554 | 1.554014537568099e+000 | 1.4987e-07 |  | 1.554014537568099e+000 | 1.5065e-07 |  | 1.554014537568099e+000 | 1.5039e-07 |  | 1.5551 | 5.8754e-06 | 39.2711 | 5.8754e-06
1.555092071765117e+000 | 1.4959e-07 | 1.5551 | 1.555092071765117e+000 | 1.4985e-07 |  | 1.555092071765117e+000 | 1.5062e-07 |  | 1.555092071765117e+000 | 1.5036e-07 |  | 1.5562 | 5.8743e-06 | 39.2701 | 5.8743e-06
1.556170353110837e+000 | 1.4956e-07 | 1.5562 | 1.556170353110837e+000 | 1.4982e-07 |  | 1.556170353110837e+000 | 1.506e-07 |  | 1.556170353110837e+000 | 1.5034e-07 |  | 1.5572 | 5.8732e-06 | 39.269 | 5.8732e-06
1.557249382123324e+000 | 1.4954e-07 | 1.5572 | 1.557249382123324e+000 | 1.498e-07 |  | 1.557249382123324e+000 | 1.5058e-07 |  | 1.557249382123324e+000 | 1.5032e-07 |  | 1.5583 | 5.8721e-06 | 39.268 | 5.8721e-06
1.558329159321000e+000 | 1.4951e-07 | 1.5583 | 1.558329159321000e+000 | 1.4978e-07 |  | 1.558329159321000e+000 | 1.5056e-07 |  | 1.558329159321000e+000 | 1.503e-07 |  | 1.5594 | 5.871e-06 | 39.267 | 5.871e-06
1.559409685222647e+000 | 1.4949e-07 | 1.5594 | 1.559409685222647e+000 | 1.4975e-07 |  | 1.559409685222647e+000 | 1.5053e-07 |  | 1.559409685222647e+000 | 1.5027e-07 |  | 1.5605 | 5.8699e-06 | 39.2659 | 5.8699e-06
1.560490960347407e+000 | 1.4947e-07 | 1.5605 | 1.560490960347407e+000 | 1.4973e-07 |  | 1.560490960347407e+000 | 1.5051e-07 |  | 1.560490960347407e+000 | 1.5025e-07 |  | 1.5616 | 5.8688e-06 | 39.2649 | 5.8688e-06
1.561572985214782e+000 | 1.4944e-07 | 1.5616 | 1.561572985214782e+000 | 1.4971e-07 |  | 1.561572985214782e+000 | 1.5049e-07 |  | 1.561572985214782e+000 | 1.5023e-07 |  | 1.5627 | 5.8677e-06 | 39.2638 | 5.8677e-06
1.562655760344635e+000 | 1.4942e-07 | 1.5627 | 1.562655760344635e+000 | 1.4968e-07 |  | 1.562655760344635e+000 | 1.5047e-07 |  | 1.562655760344635e+000 | 1.502e-07 |  | 1.5637 | 5.8666e-06 | 39.2628 | 5.8666e-06
1.563739286257187e+000 | 1.494e-07 | 1.5637 | 1.563739286257187e+000 | 1.4966e-07 |  | 1.563739286257187e+000 | 1.5044e-07 |  | 1.563739286257187e+000 | 1.5018e-07 |  | 1.5648 | 5.8655e-06 | 39.2617 | 5.8655e-06
1.564823563473023e+000 | 1.4937e-07 | 1.5648 | 1.564823563473023e+000 | 1.4964e-07 |  | 1.564823563473023e+000 | 1.5042e-07 |  | 1.564823563473023e+000 | 1.5016e-07 |  | 1.5659 | 5.8645e-06 | 39.2607 | 5.8645e-06
1.565908592513086e+000 | 1.4935e-07 | 1.5659 | 1.565908592513086e+000 | 1.4961e-07 |  | 1.565908592513086e+000 | 1.504e-07 |  | 1.565908592513086e+000 | 1.5014e-07 |  | 1.567 | 5.8634e-06 | 39.2596 | 5.8634e-06
1.566994373898682e+000 | 1.4933e-07 | 1.567 | 1.566994373898682e+000 | 1.4959e-07 |  | 1.566994373898682e+000 | 1.5038e-07 |  | 1.566994373898682e+000 | 1.5011e-07 |  | 1.5681 | 5.8623e-06 | 39.2585 | 5.8623e-06
1.568080908151477e+000 | 1.493e-07 | 1.5681 | 1.568080908151477e+000 | 1.4957e-07 |  | 1.568080908151477e+000 | 1.5035e-07 |  | 1.568080908151477e+000 | 1.5009e-07 |  | 1.5692 | 5.8612e-06 | 39.2575 | 5.8612e-06
1.569168195793502e+000 | 1.4928e-07 | 1.5692 | 1.569168195793502e+000 | 1.4954e-07 |  | 1.569168195793502e+000 | 1.5033e-07 |  | 1.569168195793502e+000 | 1.5007e-07 |  | 1.5703 | 5.8601e-06 | 39.2564 | 5.8601e-06
1.570256237347145e+000 | 1.4925e-07 | 1.5703 | 1.570256237347145e+000 | 1.4952e-07 |  | 1.570256237347145e+000 | 1.5031e-07 |  | 1.570256237347145e+000 | 1.5005e-07 |  | 1.5713 | 5.859e-06 | 39.2553 | 5.859e-06
1.571345033335161e+000 | 1.4923e-07 | 1.5713 | 1.571345033335161e+000 | 1.495e-07 |  | 1.571345033335161e+000 | 1.5029e-07 |  | 1.571345033335161e+000 | 1.5002e-07 |  | 1.5724 | 5.8579e-06 | 39.2542 | 5.8579e-06
1.572434584280664e+000 | 1.4921e-07 | 1.5724 | 1.572434584280664e+000 | 1.4947e-07 |  | 1.572434584280664e+000 | 1.5026e-07 |  | 1.572434584280664e+000 | 1.5e-07 |  | 1.5735 | 5.8569e-06 | 39.2531 | 5.8569e-06
1.573524890707132e+000 | 1.4918e-07 | 1.5735 | 1.573524890707132e+000 | 1.4945e-07 |  | 1.573524890707132e+000 | 1.5024e-07 |  | 1.573524890707132e+000 | 1.4998e-07 |  | 1.5746 | 5.8558e-06 | 39.252 | 5.8558e-06
1.574615953138407e+000 | 1.4916e-07 | 1.5746 | 1.574615953138407e+000 | 1.4943e-07 |  | 1.574615953138407e+000 | 1.5022e-07 |  | 1.574615953138407e+000 | 1.4996e-07 |  | 1.5757 | 5.8547e-06 | 39.2509 | 5.8547e-06
1.575707772098693e+000 | 1.4914e-07 | 1.5757 | 1.575707772098693e+000 | 1.494e-07 |  | 1.575707772098693e+000 | 1.502e-07 |  | 1.575707772098693e+000 | 1.4993e-07 |  | 1.5768 | 5.8536e-06 | 39.2498 | 5.8536e-06
1.576800348112557e+000 | 1.4911e-07 | 1.5768 | 1.576800348112557e+000 | 1.4938e-07 |  | 1.576800348112557e+000 | 1.5018e-07 |  | 1.576800348112557e+000 | 1.4991e-07 |  | 1.5779 | 5.8525e-06 | 39.2487 | 5.8525e-06
1.577893681704931e+000 | 1.4909e-07 | 1.5779 | 1.577893681704931e+000 | 1.4936e-07 |  | 1.577893681704931e+000 | 1.5015e-07 |  | 1.577893681704931e+000 | 1.4989e-07 |  | 1.579 | 5.8515e-06 | 39.2476 | 5.8515e-06
1.578987773401110e+000 | 1.4907e-07 | 1.579 | 1.578987773401110e+000 | 1.4933e-07 |  | 1.578987773401110e+000 | 1.5013e-07 |  | 1.578987773401110e+000 | 1.4987e-07 |  | 1.5801 | 5.8504e-06 | 39.2464 | 5.8504e-06
1.580082623726755e+000 | 1.4904e-07 | 1.5801 | 1.580082623726755e+000 | 1.4931e-07 |  | 1.580082623726755e+000 | 1.5011e-07 |  | 1.580082623726755e+000 | 1.4984e-07 |  | 1.5812 | 5.8493e-06 | 39.2453 | 5.8493e-06
1.581178233207888e+000 | 1.4902e-07 | 1.5812 | 1.581178233207888e+000 | 1.4929e-07 |  | 1.581178233207888e+000 | 1.5009e-07 |  | 1.581178233207888e+000 | 1.4982e-07 |  | 1.5823 | 5.8482e-06 | 39.2442 | 5.8482e-06
1.582274602370900e+000 | 1.49e-07 | 1.5823 | 1.582274602370900e+000 | 1.4927e-07 |  | 1.582274602370900e+000 | 1.5007e-07 |  | 1.582274602370900e+000 | 1.498e-07 |  | 1.5834 | 5.8471e-06 | 39.2431 | 5.8471e-06
1.583371731742544e+000 | 1.4897e-07 | 1.5834 | 1.583371731742544e+000 | 1.4924e-07 |  | 1.583371731742544e+000 | 1.5004e-07 |  | 1.583371731742544e+000 | 1.4978e-07 |  | 1.5845 | 5.8461e-06 | 39.2419 | 5.8461e-06
1.584469621849938e+000 | 1.4895e-07 | 1.5845 | 1.584469621849938e+000 | 1.4922e-07 |  | 1.584469621849938e+000 | 1.5002e-07 |  | 1.584469621849938e+000 | 1.4976e-07 |  | 1.5856 | 5.845e-06 | 39.2408 | 5.845e-06
1.585568273220569e+000 | 1.4893e-07 | 1.5856 | 1.585568273220569e+000 | 1.492e-07 |  | 1.585568273220569e+000 | 1.5e-07 |  | 1.585568273220569e+000 | 1.4973e-07 |  | 1.5867 | 5.8439e-06 | 39.2396 | 5.8439e-06
1.586667686382286e+000 | 1.4891e-07 | 1.5867 | 1.586667686382286e+000 | 1.4917e-07 |  | 1.586667686382286e+000 | 1.4998e-07 |  | 1.586667686382286e+000 | 1.4971e-07 |  | 1.5878 | 5.8428e-06 | 39.2385 | 5.8428e-06
1.587767861863305e+000 | 1.4888e-07 | 1.5878 | 1.587767861863305e+000 | 1.4915e-07 |  | 1.587767861863305e+000 | 1.4996e-07 |  | 1.587767861863305e+000 | 1.4969e-07 |  | 1.5889 | 5.8418e-06 | 39.2373 | 5.8418e-06
1.588868800192210e+000 | 1.4886e-07 | 1.5889 | 1.588868800192210e+000 | 1.4913e-07 |  | 1.588868800192210e+000 | 1.4994e-07 |  | 1.588868800192210e+000 | 1.4967e-07 |  | 1.59 | 5.8407e-06 | 39.2362 | 5.8407e-06
1.589970501897948e+000 | 1.4884e-07 | 1.59 | 1.589970501897948e+000 | 1.4911e-07 |  | 1.589970501897948e+000 | 1.4991e-07 |  | 1.589970501897948e+000 | 1.4965e-07 |  | 1.5911 | 5.8396e-06 | 39.235 | 5.8396e-06
1.591072967509837e+000 | 1.4881e-07 | 1.5911 | 1.591072967509837e+000 | 1.4908e-07 |  | 1.591072967509837e+000 | 1.4989e-07 |  | 1.591072967509837e+000 | 1.4962e-07 |  | 1.5922 | 5.8385e-06 | 39.2338 | 5.8385e-06
1.592176197557560e+000 | 1.4879e-07 | 1.5922 | 1.592176197557560e+000 | 1.4906e-07 |  | 1.592176197557560e+000 | 1.4987e-07 |  | 1.592176197557560e+000 | 1.496e-07 |  | 1.5933 | 5.8375e-06 | 39.2326 | 5.8375e-06
1.593280192571166e+000 | 1.4877e-07 | 1.5933 | 1.593280192571166e+000 | 1.4904e-07 |  | 1.593280192571166e+000 | 1.4985e-07 |  | 1.593280192571166e+000 | 1.4958e-07 |  | 1.5944 | 5.8364e-06 | 39.2314 | 5.8364e-06
1.594384953081072e+000 | 1.4875e-07 | 1.5944 | 1.594384953081072e+000 | 1.4902e-07 |  | 1.594384953081072e+000 | 1.4983e-07 |  | 1.594384953081072e+000 | 1.4956e-07 |  | 1.5955 | 5.8353e-06 | 39.2303 | 5.8353e-06
1.595490479618066e+000 | 1.4872e-07 | 1.5955 | 1.595490479618066e+000 | 1.4899e-07 |  | 1.595490479618066e+000 | 1.4981e-07 |  | 1.595490479618066e+000 | 1.4954e-07 |  | 1.5966 | 5.8342e-06 | 39.2291 | 5.8342e-06
1.596596772713300e+000 | 1.487e-07 | 1.5966 | 1.596596772713300e+000 | 1.4897e-07 |  | 1.596596772713300e+000 | 1.4979e-07 |  | 1.596596772713300e+000 | 1.4951e-07 |  | 1.5977 | 5.8332e-06 | 39.2279 | 5.8332e-06
1.597703832898296e+000 | 1.4868e-07 | 1.5977 | 1.597703832898296e+000 | 1.4895e-07 |  | 1.597703832898296e+000 | 1.4976e-07 |  | 1.597703832898296e+000 | 1.4949e-07 |  | 1.5988 | 5.8321e-06 | 39.2267 | 5.8321e-06
1.598811660704945e+000 | 1.4865e-07 | 1.5988 | 1.598811660704945e+000 | 1.4893e-07 |  | 1.598811660704945e+000 | 1.4974e-07 |  | 1.598811660704945e+000 | 1.4947e-07 |  | 1.5999 | 5.831e-06 | 39.2254 | 5.831e-06
1.599920256665505e+000 | 1.4863e-07 | 1.5999 | 1.599920256665505e+000 | 1.489e-07 |  | 1.599920256665505e+000 | 1.4972e-07 |  | 1.599920256665505e+000 | 1.4945e-07 |  | 1.601 | 5.83e-06 | 39.2242 | 5.83e-06
1.601029621312606e+000 | 1.4861e-07 | 1.601 | 1.601029621312606e+000 | 1.4888e-07 |  | 1.601029621312606e+000 | 1.497e-07 |  | 1.601029621312606e+000 | 1.4943e-07 |  | 1.6021 | 5.8289e-06 | 39.223 | 5.8289e-06
1.602139755179244e+000 | 1.4859e-07 | 1.6021 | 1.602139755179244e+000 | 1.4886e-07 |  | 1.602139755179244e+000 | 1.4968e-07 |  | 1.602139755179244e+000 | 1.4941e-07 |  | 1.6033 | 5.8278e-06 | 39.2218 | 5.8278e-06
1.603250658798788e+000 | 1.4856e-07 | 1.6033 | 1.603250658798788e+000 | 1.4884e-07 |  | 1.603250658798788e+000 | 1.4966e-07 |  | 1.603250658798788e+000 | 1.4938e-07 |  | 1.6044 | 5.8268e-06 | 39.2206 | 5.8268e-06
1.604362332704973e+000 | 1.4854e-07 | 1.6044 | 1.604362332704973e+000 | 1.4882e-07 |  | 1.604362332704973e+000 | 1.4964e-07 |  | 1.604362332704973e+000 | 1.4936e-07 |  | 1.6055 | 5.8257e-06 | 39.2193 | 5.8257e-06
1.605474777431907e+000 | 1.4852e-07 | 1.6055 | 1.605474777431907e+000 | 1.4879e-07 |  | 1.605474777431907e+000 | 1.4961e-07 |  | 1.605474777431907e+000 | 1.4934e-07 |  | 1.6066 | 5.8246e-06 | 39.2181 | 5.8246e-06
1.606587993514068e+000 | 1.485e-07 | 1.6066 | 1.606587993514068e+000 | 1.4877e-07 |  | 1.606587993514068e+000 | 1.4959e-07 |  | 1.606587993514068e+000 | 1.4932e-07 |  | 1.6077 | 5.8236e-06 | 39.2169 | 5.8236e-06
1.607701981486303e+000 | 1.4847e-07 | 1.6077 | 1.607701981486303e+000 | 1.4875e-07 |  | 1.607701981486303e+000 | 1.4957e-07 |  | 1.607701981486303e+000 | 1.493e-07 |  | 1.6088 | 5.8225e-06 | 39.2156 | 5.8225e-06
1.608816741883832e+000 | 1.4845e-07 | 1.6088 | 1.608816741883832e+000 | 1.4873e-07 |  | 1.608816741883832e+000 | 1.4955e-07 |  | 1.608816741883832e+000 | 1.4928e-07 |  | 1.6099 | 5.8214e-06 | 39.2144 | 5.8214e-06
1.609932275242244e+000 | 1.4843e-07 | 1.6099 | 1.609932275242244e+000 | 1.4871e-07 |  | 1.609932275242244e+000 | 1.4953e-07 |  | 1.609932275242244e+000 | 1.4926e-07 |  | 1.611 | 5.8204e-06 | 39.2131 | 5.8204e-06
1.611048582097501e+000 | 1.4841e-07 | 1.611 | 1.611048582097501e+000 | 1.4868e-07 |  | 1.611048582097501e+000 | 1.4951e-07 |  | 1.611048582097501e+000 | 1.4923e-07 |  | 1.6122 | 5.8193e-06 | 39.2118 | 5.8193e-06
1.612165662985935e+000 | 1.4838e-07 | 1.6122 | 1.612165662985935e+000 | 1.4866e-07 |  | 1.612165662985935e+000 | 1.4949e-07 |  | 1.612165662985935e+000 | 1.4921e-07 |  | 1.6133 | 5.8182e-06 | 39.2106 | 5.8182e-06
1.613283518444253e+000 | 1.4836e-07 | 1.6133 | 1.613283518444253e+000 | 1.4864e-07 |  | 1.613283518444253e+000 | 1.4947e-07 |  | 1.613283518444253e+000 | 1.4919e-07 |  | 1.6144 | 5.8172e-06 | 39.2093 | 5.8172e-06
1.614402149009530e+000 | 1.4834e-07 | 1.6144 | 1.614402149009530e+000 | 1.4862e-07 |  | 1.614402149009530e+000 | 1.4945e-07 |  | 1.614402149009530e+000 | 1.4917e-07 |  | 1.6155 | 5.8161e-06 | 39.208 | 5.8161e-06
1.615521555219216e+000 | 1.4832e-07 | 1.6155 | 1.615521555219216e+000 | 1.486e-07 |  | 1.615521555219216e+000 | 1.4943e-07 |  | 1.615521555219216e+000 | 1.4915e-07 |  | 1.6166 | 5.815e-06 | 39.2068 | 5.815e-06
1.616641737611134e+000 | 1.483e-07 | 1.6166 | 1.616641737611134e+000 | 1.4857e-07 |  | 1.616641737611134e+000 | 1.4941e-07 |  | 1.616641737611134e+000 | 1.4913e-07 |  | 1.6178 | 5.814e-06 | 39.2055 | 5.814e-06
1.617762696723478e+000 | 1.4827e-07 | 1.6178 | 1.617762696723478e+000 | 1.4855e-07 |  | 1.617762696723478e+000 | 1.4938e-07 |  | 1.617762696723478e+000 | 1.4911e-07 |  | 1.6189 | 5.8129e-06 | 39.2042 | 5.8129e-06
1.618884433094817e+000 | 1.4825e-07 | 1.6189 | 1.618884433094817e+000 | 1.4853e-07 |  | 1.618884433094817e+000 | 1.4936e-07 |  | 1.618884433094817e+000 | 1.4909e-07 |  | 1.62 | 5.8119e-06 | 39.2029 | 5.8119e-06
1.620006947264092e+000 | 1.4823e-07 | 1.62 | 1.620006947264092e+000 | 1.4851e-07 |  | 1.620006947264092e+000 | 1.4934e-07 |  | 1.620006947264092e+000 | 1.4906e-07 |  | 1.6211 | 5.8108e-06 | 39.2016 | 5.8108e-06
1.621130239770618e+000 | 1.4821e-07 | 1.6211 | 1.621130239770618e+000 | 1.4849e-07 |  | 1.621130239770618e+000 | 1.4932e-07 |  | 1.621130239770618e+000 | 1.4904e-07 |  | 1.6223 | 5.8097e-06 | 39.2003 | 5.8097e-06
1.622254311154086e+000 | 1.4818e-07 | 1.6223 | 1.622254311154086e+000 | 1.4846e-07 |  | 1.622254311154086e+000 | 1.493e-07 |  | 1.622254311154086e+000 | 1.4902e-07 |  | 1.6234 | 5.8087e-06 | 39.199 | 5.8087e-06
1.623379161954557e+000 | 1.4816e-07 | 1.6234 | 1.623379161954557e+000 | 1.4844e-07 |  | 1.623379161954557e+000 | 1.4928e-07 |  | 1.623379161954557e+000 | 1.49e-07 |  | 1.6245 | 5.8076e-06 | 39.1976 | 5.8076e-06
1.624504792712471e+000 | 1.4814e-07 | 1.6245 | 1.624504792712471e+000 | 1.4842e-07 |  | 1.624504792712471e+000 | 1.4926e-07 |  | 1.624504792712471e+000 | 1.4898e-07 |  | 1.6256 | 5.8066e-06 | 39.1963 | 5.8066e-06
1.625631203968640e+000 | 1.4812e-07 | 1.6256 | 1.625631203968640e+000 | 1.484e-07 |  | 1.625631203968640e+000 | 1.4924e-07 |  | 1.625631203968640e+000 | 1.4896e-07 |  | 1.6268 | 5.8055e-06 | 39.195 | 5.8055e-06
1.626758396264252e+000 | 1.481e-07 | 1.6268 | 1.626758396264252e+000 | 1.4838e-07 |  | 1.626758396264252e+000 | 1.4922e-07 |  | 1.626758396264252e+000 | 1.4894e-07 |  | 1.6279 | 5.8044e-06 | 39.1937 | 5.8045e-06
1.627886370140869e+000 | 1.4807e-07 | 1.6279 | 1.627886370140869e+000 | 1.4836e-07 |  | 1.627886370140869e+000 | 1.492e-07 |  | 1.627886370140869e+000 | 1.4892e-07 |  | 1.629 | 5.8034e-06 | 39.1923 | 5.8034e-06
1.629015126140431e+000 | 1.4805e-07 | 1.629 | 1.629015126140431e+000 | 1.4833e-07 |  | 1.629015126140431e+000 | 1.4918e-07 |  | 1.629015126140431e+000 | 1.489e-07 |  | 1.6301 | 5.8023e-06 | 39.191 | 5.8023e-06
1.630144664805251e+000 | 1.4803e-07 | 1.6301 | 1.630144664805251e+000 | 1.4831e-07 |  | 1.630144664805251e+000 | 1.4916e-07 |  | 1.630144664805251e+000 | 1.4888e-07 |  | 1.6313 | 5.8013e-06 | 39.1896 | 5.8013e-06
1.631274986678019e+000 | 1.4801e-07 | 1.6313 | 1.631274986678019e+000 | 1.4829e-07 |  | 1.631274986678019e+000 | 1.4914e-07 |  | 1.631274986678019e+000 | 1.4886e-07 |  | 1.6324 | 5.8002e-06 | 39.1883 | 5.8002e-06
1.632406092301803e+000 | 1.4799e-07 | 1.6324 | 1.632406092301803e+000 | 1.4827e-07 |  | 1.632406092301803e+000 | 1.4912e-07 |  | 1.632406092301803e+000 | 1.4884e-07 |  | 1.6335 | 5.7992e-06 | 39.187 | 5.7992e-06
1.633537982220046e+000 | 1.4797e-07 | 1.6335 | 1.633537982220046e+000 | 1.4825e-07 |  | 1.633537982220046e+000 | 1.491e-07 |  | 1.633537982220046e+000 | 1.4881e-07 |  | 1.6347 | 5.7981e-06 | 39.1856 | 5.7981e-06
1.634670656976566e+000 | 1.4794e-07 | 1.6347 | 1.634670656976566e+000 | 1.4823e-07 |  | 1.634670656976566e+000 | 1.4908e-07 |  | 1.634670656976566e+000 | 1.4879e-07 |  | 1.6358 | 5.7971e-06 | 39.1842 | 5.7971e-06
1.635804117115562e+000 | 1.4792e-07 | 1.6358 | 1.635804117115562e+000 | 1.4821e-07 |  | 1.635804117115562e+000 | 1.4906e-07 |  | 1.635804117115562e+000 | 1.4877e-07 |  | 1.6369 | 5.796e-06 | 39.1828 | 5.796e-06
1.636938363181608e+000 | 1.479e-07 | 1.6369 | 1.636938363181608e+000 | 1.4819e-07 |  | 1.636938363181608e+000 | 1.4904e-07 |  | 1.636938363181608e+000 | 1.4875e-07 |  | 1.6381 | 5.795e-06 | 39.1815 | 5.795e-06
1.638073395719655e+000 | 1.4788e-07 | 1.6381 | 1.638073395719655e+000 | 1.4816e-07 |  | 1.638073395719655e+000 | 1.4902e-07 |  | 1.638073395719655e+000 | 1.4873e-07 |  | 1.6392 | 5.7939e-06 | 39.1801 | 5.7939e-06
1.639209215275034e+000 | 1.4786e-07 | 1.6392 | 1.639209215275034e+000 | 1.4814e-07 |  | 1.639209215275034e+000 | 1.49e-07 |  | 1.639209215275034e+000 | 1.4871e-07 |  | 1.6403 | 5.7929e-06 | 39.1787 | 5.7929e-06
1.640345822393453e+000 | 1.4784e-07 | 1.6403 | 1.640345822393453e+000 | 1.4812e-07 |  | 1.640345822393453e+000 | 1.4898e-07 |  | 1.640345822393453e+000 | 1.4869e-07 |  | 1.6415 | 5.7918e-06 | 39.1773 | 5.7918e-06
1.641483217620997e+000 | 1.4781e-07 | 1.6415 | 1.641483217620997e+000 | 1.481e-07 |  | 1.641483217620997e+000 | 1.4895e-07 |  | 1.641483217620997e+000 | 1.4867e-07 |  | 1.6426 | 5.7908e-06 | 39.1759 | 5.7908e-06
1.642621401504132e+000 | 1.4779e-07 | 1.6426 | 1.642621401504132e+000 | 1.4808e-07 |  | 1.642621401504132e+000 | 1.4893e-07 |  | 1.642621401504132e+000 | 1.4865e-07 |  | 1.6438 | 5.7897e-06 | 39.1745 | 5.7897e-06
1.643760374589701e+000 | 1.4777e-07 | 1.6438 | 1.643760374589701e+000 | 1.4806e-07 |  | 1.643760374589701e+000 | 1.4891e-07 |  | 1.643760374589701e+000 | 1.4863e-07 |  | 1.6449 | 5.7887e-06 | 39.1731 | 5.7887e-06
1.644900137424929e+000 | 1.4775e-07 | 1.6449 | 1.644900137424929e+000 | 1.4804e-07 |  | 1.644900137424929e+000 | 1.4889e-07 |  | 1.644900137424929e+000 | 1.4861e-07 |  | 1.646 | 5.7876e-06 | 39.1717 | 5.7876e-06
1.646040690557416e+000 | 1.4773e-07 | 1.646 | 1.646040690557416e+000 | 1.4802e-07 |  | 1.646040690557416e+000 | 1.4887e-07 |  | 1.646040690557416e+000 | 1.4859e-07 |  | 1.6472 | 5.7866e-06 | 39.1703 | 5.7866e-06
1.647182034535146e+000 | 1.4771e-07 | 1.6472 | 1.647182034535146e+000 | 1.4799e-07 |  | 1.647182034535146e+000 | 1.4885e-07 |  | 1.647182034535146e+000 | 1.4857e-07 |  | 1.6483 | 5.7855e-06 | 39.1689 | 5.7855e-06
1.648324169906481e+000 | 1.4769e-07 | 1.6483 | 1.648324169906481e+000 | 1.4797e-07 |  | 1.648324169906481e+000 | 1.4884e-07 |  | 1.648324169906481e+000 | 1.4855e-07 |  | 1.6495 | 5.7845e-06 | 39.1674 | 5.7845e-06
1.649467097220163e+000 | 1.4766e-07 | 1.6495 | 1.649467097220163e+000 | 1.4795e-07 |  | 1.649467097220163e+000 | 1.4882e-07 |  | 1.649467097220163e+000 | 1.4853e-07 |  | 1.6506 | 5.7834e-06 | 39.166 | 5.7834e-06
1.650610817025315e+000 | 1.4764e-07 | 1.6506 | 1.650610817025315e+000 | 1.4793e-07 |  | 1.650610817025315e+000 | 1.488e-07 |  | 1.650610817025315e+000 | 1.4851e-07 |  | 1.6518 | 5.7824e-06 | 39.1646 | 5.7824e-06
1.651755329871440e+000 | 1.4762e-07 | 1.6518 | 1.651755329871440e+000 | 1.4791e-07 |  | 1.651755329871440e+000 | 1.4878e-07 |  | 1.651755329871440e+000 | 1.4849e-07 |  | 1.6529 | 5.7813e-06 | 39.1631 | 5.7813e-06
1.652900636308424e+000 | 1.476e-07 | 1.6529 | 1.652900636308424e+000 | 1.4789e-07 |  | 1.652900636308424e+000 | 1.4876e-07 |  | 1.652900636308424e+000 | 1.4847e-07 |  | 1.654 | 5.7803e-06 | 39.1617 | 5.7803e-06
1.654046736886531e+000 | 1.4758e-07 | 1.654 | 1.654046736886531e+000 | 1.4787e-07 |  | 1.654046736886531e+000 | 1.4874e-07 |  | 1.654046736886531e+000 | 1.4845e-07 |  | 1.6552 | 5.7793e-06 | 39.1602 | 5.7793e-06
1.655193632156411e+000 | 1.4756e-07 | 1.6552 | 1.655193632156411e+000 | 1.4785e-07 |  | 1.655193632156411e+000 | 1.4872e-07 |  | 1.655193632156411e+000 | 1.4843e-07 |  | 1.6563 | 5.7782e-06 | 39.1588 | 5.7782e-06
1.656341322669092e+000 | 1.4754e-07 | 1.6563 | 1.656341322669092e+000 | 1.4783e-07 |  | 1.656341322669092e+000 | 1.487e-07 |  | 1.656341322669092e+000 | 1.4841e-07 |  | 1.6575 | 5.7772e-06 | 39.1573 | 5.7772e-06
1.657489808975984e+000 | 1.4752e-07 | 1.6575 | 1.657489808975984e+000 | 1.4781e-07 |  | 1.657489808975984e+000 | 1.4868e-07 |  | 1.657489808975984e+000 | 1.4839e-07 |  | 1.6586 | 5.7761e-06 | 39.1558 | 5.7761e-06
1.658639091628884e+000 | 1.475e-07 | 1.6586 | 1.658639091628884e+000 | 1.4779e-07 |  | 1.658639091628884e+000 | 1.4866e-07 |  | 1.658639091628884e+000 | 1.4837e-07 |  | 1.6598 | 5.7751e-06 | 39.1544 | 5.7751e-06
1.659789171179965e+000 | 1.4747e-07 | 1.6598 | 1.659789171179965e+000 | 1.4777e-07 |  | 1.659789171179965e+000 | 1.4864e-07 |  | 1.659789171179965e+000 | 1.4835e-07 |  | 1.6609 | 5.774e-06 | 39.1529 | 5.774e-06
1.660940048181788e+000 | 1.4745e-07 | 1.6609 | 1.660940048181788e+000 | 1.4775e-07 |  | 1.660940048181788e+000 | 1.4862e-07 |  | 1.660940048181788e+000 | 1.4833e-07 |  | 1.6621 | 5.773e-06 | 39.1514 | 5.773e-06
1.662091723187296e+000 | 1.4743e-07 | 1.6621 | 1.662091723187296e+000 | 1.4772e-07 |  | 1.662091723187296e+000 | 1.486e-07 |  | 1.662091723187296e+000 | 1.4831e-07 |  | 1.6632 | 5.772e-06 | 39.1499 | 5.772e-06
1.663244196749813e+000 | 1.4741e-07 | 1.6632 | 1.663244196749813e+000 | 1.477e-07 |  | 1.663244196749813e+000 | 1.4858e-07 |  | 1.663244196749813e+000 | 1.4829e-07 |  | 1.6644 | 5.7709e-06 | 39.1484 | 5.7709e-06
1.664397469423049e+000 | 1.4739e-07 | 1.6644 | 1.664397469423049e+000 | 1.4768e-07 |  | 1.664397469423049e+000 | 1.4856e-07 |  | 1.664397469423049e+000 | 1.4827e-07 |  | 1.6656 | 5.7699e-06 | 39.1469 | 5.7699e-06
1.665551541761098e+000 | 1.4737e-07 | 1.6656 | 1.665551541761098e+000 | 1.4766e-07 |  | 1.665551541761098e+000 | 1.4854e-07 |  | 1.665551541761098e+000 | 1.4825e-07 |  | 1.6667 | 5.7688e-06 | 39.1454 | 5.7688e-06
1.666706414318437e+000 | 1.4735e-07 | 1.6667 | 1.666706414318437e+000 | 1.4764e-07 |  | 1.666706414318437e+000 | 1.4852e-07 |  | 1.666706414318437e+000 | 1.4823e-07 |  | 1.6679 | 5.7678e-06 | 39.1439 | 5.7678e-06
1.667862087649928e+000 | 1.4733e-07 | 1.6679 | 1.667862087649928e+000 | 1.4762e-07 |  | 1.667862087649928e+000 | 1.485e-07 |  | 1.667862087649928e+000 | 1.4821e-07 |  | 1.669 | 5.7668e-06 | 39.1424 | 5.7668e-06
1.669018562310818e+000 | 1.4731e-07 | 1.669 | 1.669018562310818e+000 | 1.476e-07 |  | 1.669018562310818e+000 | 1.4848e-07 |  | 1.669018562310818e+000 | 1.4819e-07 |  | 1.6702 | 5.7657e-06 | 39.1409 | 5.7657e-06
1.670175838856739e+000 | 1.4729e-07 | 1.6702 | 1.670175838856739e+000 | 1.4758e-07 |  | 1.670175838856739e+000 | 1.4846e-07 |  | 1.670175838856739e+000 | 1.4817e-07 |  | 1.6713 | 5.7647e-06 | 39.1393 | 5.7647e-06
1.671333917843707e+000 | 1.4727e-07 | 1.6713 | 1.671333917843707e+000 | 1.4756e-07 |  | 1.671333917843707e+000 | 1.4844e-07 |  | 1.671333917843707e+000 | 1.4815e-07 |  | 1.6725 | 5.7637e-06 | 39.1378 | 5.7637e-06
1.672492799828126e+000 | 1.4725e-07 | 1.6725 | 1.672492799828126e+000 | 1.4754e-07 |  | 1.672492799828126e+000 | 1.4843e-07 |  | 1.672492799828126e+000 | 1.4813e-07 |  | 1.6737 | 5.7626e-06 | 39.1363 | 5.7626e-06
1.673652485366783e+000 | 1.4722e-07 | 1.6737 | 1.673652485366783e+000 | 1.4752e-07 |  | 1.673652485366783e+000 | 1.4841e-07 |  | 1.673652485366783e+000 | 1.4811e-07 |  | 1.6748 | 5.7616e-06 | 39.1348 | 5.7616e-06
1.674812975016853e+000 | 1.472e-07 | 1.6748 | 1.674812975016853e+000 | 1.475e-07 |  | 1.674812975016853e+000 | 1.4839e-07 |  | 1.674812975016853e+000 | 1.4809e-07 |  | 1.676 | 5.7606e-06 | 39.1332 | 5.7606e-06
1.675974269335897e+000 | 1.4718e-07 | 1.676 | 1.675974269335897e+000 | 1.4748e-07 |  | 1.675974269335897e+000 | 1.4837e-07 |  | 1.675974269335897e+000 | 1.4807e-07 |  | 1.6771 | 5.7595e-06 | 39.1317 | 5.7595e-06
1.677136368881863e+000 | 1.4716e-07 | 1.6771 | 1.677136368881863e+000 | 1.4746e-07 |  | 1.677136368881863e+000 | 1.4835e-07 |  | 1.677136368881863e+000 | 1.4805e-07 |  | 1.6783 | 5.7585e-06 | 39.1301 | 5.7585e-06
1.678299274213083e+000 | 1.4714e-07 | 1.6783 | 1.678299274213083e+000 | 1.4744e-07 |  | 1.678299274213083e+000 | 1.4833e-07 |  | 1.678299274213083e+000 | 1.4803e-07 |  | 1.6795 | 5.7575e-06 | 39.1285 | 5.7575e-06
1.679462985888281e+000 | 1.4712e-07 | 1.6795 | 1.679462985888281e+000 | 1.4742e-07 |  | 1.679462985888281e+000 | 1.4831e-07 |  | 1.679462985888281e+000 | 1.4801e-07 |  | 1.6806 | 5.7564e-06 | 39.127 | 5.7564e-06
1.680627504466564e+000 | 1.471e-07 | 1.6806 | 1.680627504466564e+000 | 1.474e-07 |  | 1.680627504466564e+000 | 1.4829e-07 |  | 1.680627504466564e+000 | 1.48e-07 |  | 1.6818 | 5.7554e-06 | 39.1254 | 5.7554e-06
1.681792830507429e+000 | 1.4708e-07 | 1.6818 | 1.681792830507429e+000 | 1.4738e-07 |  | 1.681792830507429e+000 | 1.4827e-07 |  | 1.681792830507429e+000 | 1.4798e-07 |  | 1.683 | 5.7544e-06 | 39.1238 | 5.7544e-06
1.682958964570761e+000 | 1.4706e-07 | 1.683 | 1.682958964570761e+000 | 1.4736e-07 |  | 1.682958964570761e+000 | 1.4825e-07 |  | 1.682958964570761e+000 | 1.4796e-07 |  | 1.6841 | 5.7533e-06 | 39.1222 | 5.7533e-06
1.684125907216832e+000 | 1.4704e-07 | 1.6841 | 1.684125907216832e+000 | 1.4734e-07 |  | 1.684125907216832e+000 | 1.4824e-07 |  | 1.684125907216832e+000 | 1.4794e-07 |  | 1.6853 | 5.7523e-06 | 39.1206 | 5.7523e-06
1.685293659006304e+000 | 1.4702e-07 | 1.6853 | 1.685293659006304e+000 | 1.4732e-07 |  | 1.685293659006304e+000 | 1.4822e-07 |  | 1.685293659006304e+000 | 1.4792e-07 |  | 1.6865 | 5.7513e-06 | 39.1191 | 5.7513e-06
1.686462220500225e+000 | 1.47e-07 | 1.6865 | 1.686462220500225e+000 | 1.473e-07 |  | 1.686462220500225e+000 | 1.482e-07 |  | 1.686462220500225e+000 | 1.479e-07 |  | 1.6876 | 5.7502e-06 | 39.1174 | 5.7502e-06
1.687631592260036e+000 | 1.4698e-07 | 1.6876 | 1.687631592260036e+000 | 1.4728e-07 |  | 1.687631592260036e+000 | 1.4818e-07 |  | 1.687631592260036e+000 | 1.4788e-07 |  | 1.6888 | 5.7492e-06 | 39.1159 | 5.7492e-06
1.688801774847564e+000 | 1.4696e-07 | 1.6888 | 1.688801774847564e+000 | 1.4726e-07 |  | 1.688801774847564e+000 | 1.4816e-07 |  | 1.688801774847564e+000 | 1.4786e-07 |  | 1.69 | 5.7482e-06 | 39.1142 | 5.7482e-06
1.689972768825027e+000 | 1.4694e-07 | 1.69 | 1.689972768825027e+000 | 1.4724e-07 |  | 1.689972768825027e+000 | 1.4814e-07 |  | 1.689972768825027e+000 | 1.4784e-07 |  | 1.6911 | 5.7472e-06 | 39.1126 | 5.7472e-06
1.691144574755033e+000 | 1.4692e-07 | 1.6911 | 1.691144574755033e+000 | 1.4722e-07 |  | 1.691144574755033e+000 | 1.4812e-07 |  | 1.691144574755033e+000 | 1.4782e-07 |  | 1.6923 | 5.7461e-06 | 39.111 | 5.7461e-06
1.692317193200579e+000 | 1.469e-07 | 1.6923 | 1.692317193200579e+000 | 1.472e-07 |  | 1.692317193200579e+000 | 1.481e-07 |  | 1.692317193200579e+000 | 1.478e-07 |  | 1.6935 | 5.7451e-06 | 39.1094 | 5.7451e-06
1.693490624725055e+000 | 1.4688e-07 | 1.6935 | 1.693490624725055e+000 | 1.4718e-07 |  | 1.693490624725055e+000 | 1.4809e-07 |  | 1.693490624725055e+000 | 1.4778e-07 |  | 1.6947 | 5.7441e-06 | 39.1078 | 5.7441e-06
1.694664869892237e+000 | 1.4686e-07 | 1.6947 | 1.694664869892237e+000 | 1.4716e-07 |  | 1.694664869892237e+000 | 1.4807e-07 |  | 1.694664869892237e+000 | 1.4777e-07 |  | 1.6958 | 5.7431e-06 | 39.1061 | 5.7431e-06
1.695839929266296e+000 | 1.4684e-07 | 1.6958 | 1.695839929266296e+000 | 1.4714e-07 |  | 1.695839929266296e+000 | 1.4805e-07 |  | 1.695839929266296e+000 | 1.4775e-07 |  | 1.697 | 5.742e-06 | 39.1045 | 5.742e-06
1.697015803411793e+000 | 1.4682e-07 | 1.697 | 1.697015803411793e+000 | 1.4712e-07 |  | 1.697015803411793e+000 | 1.4803e-07 |  | 1.697015803411793e+000 | 1.4773e-07 |  | 1.6982 | 5.741e-06 | 39.1028 | 5.741e-06
1.698192492893680e+000 | 1.468e-07 | 1.6982 | 1.698192492893680e+000 | 1.471e-07 |  | 1.698192492893680e+000 | 1.4801e-07 |  | 1.698192492893680e+000 | 1.4771e-07 |  | 1.6994 | 5.74e-06 | 39.1012 | 5.74e-06
1.699369998277301e+000 | 1.4678e-07 | 1.6994 | 1.699369998277301e+000 | 1.4708e-07 |  | 1.699369998277301e+000 | 1.4799e-07 |  | 1.699369998277301e+000 | 1.4769e-07 |  | 1.7005 | 5.739e-06 | 39.0995 | 5.739e-06
1.700548320128392e+000 | 1.4676e-07 | 1.7005 | 1.700548320128392e+000 | 1.4706e-07 |  | 1.700548320128392e+000 | 1.4798e-07 |  | 1.700548320128392e+000 | 1.4767e-07 |  | 1.7017 | 5.7379e-06 | 39.0979 | 5.7379e-06
1.701727459013081e+000 | 1.4674e-07 | 1.7017 | 1.701727459013081e+000 | 1.4704e-07 |  | 1.701727459013081e+000 | 1.4796e-07 |  | 1.701727459013081e+000 | 1.4765e-07 |  | 1.7029 | 5.7369e-06 | 39.0962 | 5.7369e-06
1.702907415497890e+000 | 1.4672e-07 | 1.7029 | 1.702907415497890e+000 | 1.4702e-07 |  | 1.702907415497890e+000 | 1.4794e-07 |  | 1.702907415497890e+000 | 1.4763e-07 |  | 1.7041 | 5.7359e-06 | 39.0945 | 5.7359e-06
1.704088190149732e+000 | 1.467e-07 | 1.7041 | 1.704088190149732e+000 | 1.4701e-07 |  | 1.704088190149732e+000 | 1.4792e-07 |  | 1.704088190149732e+000 | 1.4762e-07 |  | 1.7053 | 5.7349e-06 | 39.0929 | 5.7349e-06
1.705269783535914e+000 | 1.4668e-07 | 1.7053 | 1.705269783535914e+000 | 1.4699e-07 |  | 1.705269783535914e+000 | 1.479e-07 |  | 1.705269783535914e+000 | 1.476e-07 |  | 1.7065 | 5.7339e-06 | 39.0912 | 5.7339e-06
1.706452196224135e+000 | 1.4666e-07 | 1.7065 | 1.706452196224135e+000 | 1.4697e-07 |  | 1.706452196224135e+000 | 1.4788e-07 |  | 1.706452196224135e+000 | 1.4758e-07 |  | 1.7076 | 5.7328e-06 | 39.0895 | 5.7328e-06
1.707635428782490e+000 | 1.4664e-07 | 1.7076 | 1.707635428782490e+000 | 1.4695e-07 |  | 1.707635428782490e+000 | 1.4787e-07 |  | 1.707635428782490e+000 | 1.4756e-07 |  | 1.7088 | 5.7318e-06 | 39.0878 | 5.7318e-06
1.708819481779466e+000 | 1.4662e-07 | 1.7088 | 1.708819481779466e+000 | 1.4693e-07 |  | 1.708819481779466e+000 | 1.4785e-07 |  | 1.708819481779466e+000 | 1.4754e-07 |  | 1.71 | 5.7308e-06 | 39.0861 | 5.7308e-06
1.710004355783946e+000 | 1.466e-07 | 1.71 | 1.710004355783946e+000 | 1.4691e-07 |  | 1.710004355783946e+000 | 1.4783e-07 |  | 1.710004355783946e+000 | 1.4752e-07 |  | 1.7112 | 5.7298e-06 | 39.0844 | 5.7298e-06
1.711190051365205e+000 | 1.4658e-07 | 1.7112 | 1.711190051365205e+000 | 1.4689e-07 |  | 1.711190051365205e+000 | 1.4781e-07 |  | 1.711190051365205e+000 | 1.4751e-07 |  | 1.7124 | 5.7288e-06 | 39.0827 | 5.7288e-06
1.712376569092914e+000 | 1.4656e-07 | 1.7124 | 1.712376569092914e+000 | 1.4687e-07 |  | 1.712376569092914e+000 | 1.4779e-07 |  | 1.712376569092914e+000 | 1.4749e-07 |  | 1.7136 | 5.7277e-06 | 39.081 | 5.7277e-06
1.713563909537140e+000 | 1.4654e-07 | 1.7136 | 1.713563909537140e+000 | 1.4685e-07 |  | 1.713563909537140e+000 | 1.4778e-07 |  | 1.713563909537140e+000 | 1.4747e-07 |  | 1.7148 | 5.7267e-06 | 39.0792 | 5.7267e-06
1.714752073268343e+000 | 1.4652e-07 | 1.7148 | 1.714752073268343e+000 | 1.4683e-07 |  | 1.714752073268343e+000 | 1.4776e-07 |  | 1.714752073268343e+000 | 1.4745e-07 |  | 1.7159 | 5.7257e-06 | 39.0775 | 5.7257e-06
1.715941060857382e+000 | 1.465e-07 | 1.7159 | 1.715941060857382e+000 | 1.4681e-07 |  | 1.715941060857382e+000 | 1.4774e-07 |  | 1.715941060857382e+000 | 1.4743e-07 |  | 1.7171 | 5.7247e-06 | 39.0758 | 5.7247e-06
1.717130872875508e+000 | 1.4648e-07 | 1.7171 | 1.717130872875508e+000 | 1.4679e-07 |  | 1.717130872875508e+000 | 1.4772e-07 |  | 1.717130872875508e+000 | 1.4741e-07 |  | 1.7183 | 5.7237e-06 | 39.074 | 5.7237e-06
1.718321509894370e+000 | 1.4646e-07 | 1.7183 | 1.718321509894370e+000 | 1.4677e-07 |  | 1.718321509894370e+000 | 1.477e-07 |  | 1.718321509894370e+000 | 1.474e-07 |  | 1.7195 | 5.7227e-06 | 39.0723 | 5.7227e-06
1.719512972486013e+000 | 1.4644e-07 | 1.7195 | 1.719512972486013e+000 | 1.4676e-07 |  | 1.719512972486013e+000 | 1.4769e-07 |  | 1.719512972486013e+000 | 1.4738e-07 |  | 1.7207 | 5.7217e-06 | 39.0706 | 5.7217e-06
1.720705261222880e+000 | 1.4642e-07 | 1.7207 | 1.720705261222880e+000 | 1.4674e-07 |  | 1.720705261222880e+000 | 1.4767e-07 |  | 1.720705261222880e+000 | 1.4736e-07 |  | 1.7219 | 5.7206e-06 | 39.0688 | 5.7206e-06
1.721898376677808e+000 | 1.4641e-07 | 1.7219 | 1.721898376677808e+000 | 1.4672e-07 |  | 1.721898376677808e+000 | 1.4765e-07 |  | 1.721898376677808e+000 | 1.4734e-07 |  | 1.7231 | 5.7196e-06 | 39.067 | 5.7196e-06
1.723092319424034e+000 | 1.4639e-07 | 1.7231 | 1.723092319424034e+000 | 1.467e-07 |  | 1.723092319424034e+000 | 1.4763e-07 |  | 1.723092319424034e+000 | 1.4732e-07 |  | 1.7243 | 5.7186e-06 | 39.0653 | 5.7186e-06
1.724287090035192e+000 | 1.4637e-07 | 1.7243 | 1.724287090035192e+000 | 1.4668e-07 |  | 1.724287090035192e+000 | 1.4762e-07 |  | 1.724287090035192e+000 | 1.473e-07 |  | 1.7255 | 5.7176e-06 | 39.0635 | 5.7176e-06
1.725482689085312e+000 | 1.4635e-07 | 1.7255 | 1.725482689085312e+000 | 1.4666e-07 |  | 1.725482689085312e+000 | 1.476e-07 |  | 1.725482689085312e+000 | 1.4729e-07 |  | 1.7267 | 5.7166e-06 | 39.0617 | 5.7166e-06
1.726679117148824e+000 | 1.4633e-07 | 1.7267 | 1.726679117148824e+000 | 1.4664e-07 |  | 1.726679117148824e+000 | 1.4758e-07 |  | 1.726679117148824e+000 | 1.4727e-07 |  | 1.7279 | 5.7156e-06 | 39.0599 | 5.7156e-06
1.727876374800555e+000 | 1.4631e-07 | 1.7279 | 1.727876374800555e+000 | 1.4662e-07 |  | 1.727876374800555e+000 | 1.4756e-07 |  | 1.727876374800555e+000 | 1.4725e-07 |  | 1.7291 | 5.7146e-06 | 39.0582 | 5.7146e-06
1.729074462615730e+000 | 1.4629e-07 | 1.7291 | 1.729074462615730e+000 | 1.4661e-07 |  | 1.729074462615730e+000 | 1.4755e-07 |  | 1.729074462615730e+000 | 1.4723e-07 |  | 1.7303 | 5.7136e-06 | 39.0564 | 5.7136e-06
1.730273381169977e+000 | 1.4627e-07 | 1.7303 | 1.730273381169977e+000 | 1.4659e-07 |  | 1.730273381169977e+000 | 1.4753e-07 |  | 1.730273381169977e+000 | 1.4722e-07 |  | 1.7315 | 5.7125e-06 | 39.0546 | 5.7125e-06
1.731473131039317e+000 | 1.4625e-07 | 1.7315 | 1.731473131039317e+000 | 1.4657e-07 |  | 1.731473131039317e+000 | 1.4751e-07 |  | 1.731473131039317e+000 | 1.472e-07 |  | 1.7327 | 5.7115e-06 | 39.0528 | 5.7115e-06
1.732673712800175e+000 | 1.4623e-07 | 1.7327 | 1.732673712800175e+000 | 1.4655e-07 |  | 1.732673712800175e+000 | 1.4749e-07 |  | 1.732673712800175e+000 | 1.4718e-07 |  | 1.7339 | 5.7105e-06 | 39.051 | 5.7105e-06
1.733875127029374e+000 | 1.4621e-07 | 1.7339 | 1.733875127029374e+000 | 1.4653e-07 |  | 1.733875127029374e+000 | 1.4748e-07 |  | 1.733875127029374e+000 | 1.4716e-07 |  | 1.7351 | 5.7095e-06 | 39.0491 | 5.7095e-06
1.735077374304136e+000 | 1.4619e-07 | 1.7351 | 1.735077374304136e+000 | 1.4651e-07 |  | 1.735077374304136e+000 | 1.4746e-07 |  | 1.735077374304136e+000 | 1.4714e-07 |  | 1.7363 | 5.7085e-06 | 39.0473 | 5.7085e-06
1.736280455202086e+000 | 1.4618e-07 | 1.7363 | 1.736280455202086e+000 | 1.4649e-07 |  | 1.736280455202086e+000 | 1.4744e-07 |  | 1.736280455202086e+000 | 1.4713e-07 |  | 1.7375 | 5.7075e-06 | 39.0455 | 5.7075e-06
1.737484370301247e+000 | 1.4616e-07 | 1.7375 | 1.737484370301247e+000 | 1.4647e-07 |  | 1.737484370301247e+000 | 1.4742e-07 |  | 1.737484370301247e+000 | 1.4711e-07 |  | 1.7387 | 5.7065e-06 | 39.0437 | 5.7065e-06
1.738689120180043e+000 | 1.4614e-07 | 1.7387 | 1.738689120180043e+000 | 1.4646e-07 |  | 1.738689120180043e+000 | 1.4741e-07 |  | 1.738689120180043e+000 | 1.4709e-07 |  | 1.7399 | 5.7055e-06 | 39.0418 | 5.7055e-06
1.739894705417302e+000 | 1.4612e-07 | 1.7399 | 1.739894705417302e+000 | 1.4644e-07 |  | 1.739894705417302e+000 | 1.4739e-07 |  | 1.739894705417302e+000 | 1.4707e-07 |  | 1.7411 | 5.7045e-06 | 39.04 | 5.7045e-06
1.741101126592249e+000 | 1.461e-07 | 1.7411 | 1.741101126592249e+000 | 1.4642e-07 |  | 1.741101126592249e+000 | 1.4737e-07 |  | 1.741101126592249e+000 | 1.4706e-07 |  | 1.7423 | 5.7035e-06 | 39.0381 | 5.7035e-06
1.742308384284512e+000 | 1.4608e-07 | 1.7423 | 1.742308384284512e+000 | 1.464e-07 |  | 1.742308384284512e+000 | 1.4736e-07 |  | 1.742308384284512e+000 | 1.4704e-07 |  | 1.7435 | 5.7025e-06 | 39.0363 | 5.7025e-06
1.743516479074124e+000 | 1.4606e-07 | 1.7435 | 1.743516479074124e+000 | 1.4638e-07 |  | 1.743516479074124e+000 | 1.4734e-07 |  | 1.743516479074124e+000 | 1.4702e-07 |  | 1.7447 | 5.7015e-06 | 39.0344 | 5.7015e-06
1.744725411541517e+000 | 1.4604e-07 | 1.7447 | 1.744725411541517e+000 | 1.4636e-07 |  | 1.744725411541517e+000 | 1.4732e-07 |  | 1.744725411541517e+000 | 1.47e-07 |  | 1.7459 | 5.7005e-06 | 39.0326 | 5.7005e-06
1.745935182267526e+000 | 1.4603e-07 | 1.7459 | 1.745935182267526e+000 | 1.4635e-07 |  | 1.745935182267526e+000 | 1.473e-07 |  | 1.745935182267526e+000 | 1.4699e-07 |  | 1.7471 | 5.6995e-06 | 39.0307 | 5.6995e-06
1.747145791833389e+000 | 1.4601e-07 | 1.7471 | 1.747145791833389e+000 | 1.4633e-07 |  | 1.747145791833389e+000 | 1.4729e-07 |  | 1.747145791833389e+000 | 1.4697e-07 |  | 1.7484 | 5.6985e-06 | 39.0288 | 5.6985e-06
1.748357240820746e+000 | 1.4599e-07 | 1.7484 | 1.748357240820746e+000 | 1.4631e-07 |  | 1.748357240820746e+000 | 1.4727e-07 |  | 1.748357240820746e+000 | 1.4695e-07 |  | 1.7496 | 5.6975e-06 | 39.0269 | 5.6975e-06
1.749569529811644e+000 | 1.4597e-07 | 1.7496 | 1.749569529811644e+000 | 1.4629e-07 |  | 1.749569529811644e+000 | 1.4725e-07 |  | 1.749569529811644e+000 | 1.4693e-07 |  | 1.7508 | 5.6965e-06 | 39.025 | 5.6965e-06
1.750782659388528e+000 | 1.4595e-07 | 1.7508 | 1.750782659388528e+000 | 1.4627e-07 |  | 1.750782659388528e+000 | 1.4724e-07 |  | 1.750782659388528e+000 | 1.4692e-07 |  | 1.752 | 5.6955e-06 | 39.0232 | 5.6955e-06
1.751996630134252e+000 | 1.4593e-07 | 1.752 | 1.751996630134252e+000 | 1.4626e-07 |  | 1.751996630134252e+000 | 1.4722e-07 |  | 1.751996630134252e+000 | 1.469e-07 |  | 1.7532 | 5.6945e-06 | 39.0213 | 5.6945e-06
1.753211442632070e+000 | 1.4591e-07 | 1.7532 | 1.753211442632070e+000 | 1.4624e-07 |  | 1.753211442632070e+000 | 1.472e-07 |  | 1.753211442632070e+000 | 1.4688e-07 |  | 1.7544 | 5.6935e-06 | 39.0194 | 5.6935e-06
1.754427097465644e+000 | 1.459e-07 | 1.7544 | 1.754427097465644e+000 | 1.4622e-07 |  | 1.754427097465644e+000 | 1.4719e-07 |  | 1.754427097465644e+000 | 1.4686e-07 |  | 1.7556 | 5.6925e-06 | 39.0174 | 5.6925e-06
1.755643595219039e+000 | 1.4588e-07 | 1.7556 | 1.755643595219039e+000 | 1.462e-07 |  | 1.755643595219039e+000 | 1.4717e-07 |  | 1.755643595219039e+000 | 1.4685e-07 |  | 1.7569 | 5.6915e-06 | 39.0155 | 5.6915e-06
1.756860936476724e+000 | 1.4586e-07 | 1.7569 | 1.756860936476724e+000 | 1.4618e-07 |  | 1.756860936476724e+000 | 1.4715e-07 |  | 1.756860936476724e+000 | 1.4683e-07 |  | 1.7581 | 5.6905e-06 | 39.0136 | 5.6905e-06
1.758079121823574e+000 | 1.4584e-07 | 1.7581 | 1.758079121823574e+000 | 1.4617e-07 |  | 1.758079121823574e+000 | 1.4714e-07 |  | 1.758079121823574e+000 | 1.4681e-07 |  | 1.7593 | 5.6895e-06 | 39.0117 | 5.6895e-06
1.759298151844871e+000 | 1.4582e-07 | 1.7593 | 1.759298151844871e+000 | 1.4615e-07 |  | 1.759298151844871e+000 | 1.4712e-07 |  | 1.759298151844871e+000 | 1.468e-07 |  | 1.7605 | 5.6885e-06 | 39.0098 | 5.6885e-06
1.760518027126302e+000 | 1.458e-07 | 1.7605 | 1.760518027126302e+000 | 1.4613e-07 |  | 1.760518027126302e+000 | 1.471e-07 |  | 1.760518027126302e+000 | 1.4678e-07 |  | 1.7617 | 5.6875e-06 | 39.0078 | 5.6875e-06
1.761738748253958e+000 | 1.4579e-07 | 1.7617 | 1.761738748253958e+000 | 1.4611e-07 |  | 1.761738748253958e+000 | 1.4709e-07 |  | 1.761738748253958e+000 | 1.4676e-07 |  | 1.763 | 5.6865e-06 | 39.0059 | 5.6865e-06
1.762960315814340e+000 | 1.4577e-07 | 1.763 | 1.762960315814340e+000 | 1.4609e-07 |  | 1.762960315814340e+000 | 1.4707e-07 |  | 1.762960315814340e+000 | 1.4675e-07 |  | 1.7642 | 5.6855e-06 | 39.0039 | 5.6855e-06
1.764182730394353e+000 | 1.4575e-07 | 1.7642 | 1.764182730394353e+000 | 1.4608e-07 |  | 1.764182730394353e+000 | 1.4705e-07 |  | 1.764182730394353e+000 | 1.4673e-07 |  | 1.7654 | 5.6845e-06 | 39.002 | 5.6845e-06
1.765405992581310e+000 | 1.4573e-07 | 1.7654 | 1.765405992581310e+000 | 1.4606e-07 |  | 1.765405992581310e+000 | 1.4704e-07 |  | 1.765405992581310e+000 | 1.4671e-07 |  | 1.7666 | 5.6835e-06 | 39 | 5.6835e-06
1.766630102962930e+000 | 1.4571e-07 | 1.7666 | 1.766630102962930e+000 | 1.4604e-07 |  | 1.766630102962930e+000 | 1.4702e-07 |  | 1.766630102962930e+000 | 1.467e-07 |  | 1.7679 | 5.6825e-06 | 38.998 | 5.6825e-06
1.767855062127343e+000 | 1.4569e-07 | 1.7679 | 1.767855062127343e+000 | 1.4602e-07 |  | 1.767855062127343e+000 | 1.47e-07 |  | 1.767855062127343e+000 | 1.4668e-07 |  | 1.7691 | 5.6815e-06 | 38.9961 | 5.6815e-06
1.769080870663081e+000 | 1.4568e-07 | 1.7691 | 1.769080870663081e+000 | 1.4601e-07 |  | 1.769080870663081e+000 | 1.4699e-07 |  | 1.769080870663081e+000 | 1.4666e-07 |  | 1.7703 | 5.6805e-06 | 38.9941 | 5.6805e-06
1.770307529159090e+000 | 1.4566e-07 | 1.7703 | 1.770307529159090e+000 | 1.4599e-07 |  | 1.770307529159090e+000 | 1.4697e-07 |  | 1.770307529159090e+000 | 1.4664e-07 |  | 1.7715 | 5.6795e-06 | 38.9921 | 5.6795e-06
1.771535038204721e+000 | 1.4564e-07 | 1.7715 | 1.771535038204721e+000 | 1.4597e-07 |  | 1.771535038204721e+000 | 1.4696e-07 |  | 1.771535038204721e+000 | 1.4663e-07 |  | 1.7728 | 5.6785e-06 | 38.9901 | 5.6785e-06
1.772763398389735e+000 | 1.4562e-07 | 1.7728 | 1.772763398389735e+000 | 1.4595e-07 |  | 1.772763398389735e+000 | 1.4694e-07 |  | 1.772763398389735e+000 | 1.4661e-07 |  | 1.774 | 5.6775e-06 | 38.9881 | 5.6775e-06
1.773992610304300e+000 | 1.456e-07 | 1.774 | 1.773992610304300e+000 | 1.4594e-07 |  | 1.773992610304300e+000 | 1.4692e-07 |  | 1.773992610304300e+000 | 1.4659e-07 |  | 1.7752 | 5.6766e-06 | 38.9861 | 5.6766e-06
1.775222674538996e+000 | 1.4559e-07 | 1.7752 | 1.775222674538996e+000 | 1.4592e-07 |  | 1.775222674538996e+000 | 1.4691e-07 |  | 1.775222674538996e+000 | 1.4658e-07 |  | 1.7765 | 5.6756e-06 | 38.9841 | 5.6756e-06
1.776453591684810e+000 | 1.4557e-07 | 1.7765 | 1.776453591684810e+000 | 1.459e-07 |  | 1.776453591684810e+000 | 1.4689e-07 |  | 1.776453591684810e+000 | 1.4656e-07 |  | 1.7777 | 5.6746e-06 | 38.9821 | 5.6746e-06
1.777685362333141e+000 | 1.4555e-07 | 1.7777 | 1.777685362333141e+000 | 1.4588e-07 |  | 1.777685362333141e+000 | 1.4688e-07 |  | 1.777685362333141e+000 | 1.4655e-07 |  | 1.7789 | 5.6736e-06 | 38.9801 | 5.6736e-06
1.778917987075795e+000 | 1.4553e-07 | 1.7789 | 1.778917987075795e+000 | 1.4587e-07 |  | 1.778917987075795e+000 | 1.4686e-07 |  | 1.778917987075795e+000 | 1.4653e-07 |  | 1.7802 | 5.6726e-06 | 38.978 | 5.6726e-06
1.780151466504993e+000 | 1.4552e-07 | 1.7802 | 1.780151466504993e+000 | 1.4585e-07 |  | 1.780151466504993e+000 | 1.4684e-07 |  | 1.780151466504993e+000 | 1.4651e-07 |  | 1.7814 | 5.6716e-06 | 38.976 | 5.6716e-06
1.781385801213362e+000 | 1.455e-07 | 1.7814 | 1.781385801213362e+000 | 1.4583e-07 |  | 1.781385801213362e+000 | 1.4683e-07 |  | 1.781385801213362e+000 | 1.465e-07 |  | 1.7826 | 5.6706e-06 | 38.974 | 5.6706e-06
1.782620991793943e+000 | 1.4548e-07 | 1.7826 | 1.782620991793943e+000 | 1.4581e-07 |  | 1.782620991793943e+000 | 1.4681e-07 |  | 1.782620991793943e+000 | 1.4648e-07 |  | 1.7839 | 5.6696e-06 | 38.972 | 5.6696e-06
1.783857038840186e+000 | 1.4546e-07 | 1.7839 | 1.783857038840186e+000 | 1.458e-07 |  | 1.783857038840186e+000 | 1.468e-07 |  | 1.783857038840186e+000 | 1.4646e-07 |  | 1.7851 | 5.6687e-06 | 38.9699 | 5.6687e-06
1.785093942945954e+000 | 1.4544e-07 | 1.7851 | 1.785093942945954e+000 | 1.4578e-07 |  | 1.785093942945954e+000 | 1.4678e-07 |  | 1.785093942945954e+000 | 1.4645e-07 |  | 1.7863 | 5.6677e-06 | 38.9679 | 5.6677e-06
1.786331704705521e+000 | 1.4543e-07 | 1.7863 | 1.786331704705521e+000 | 1.4576e-07 |  | 1.786331704705521e+000 | 1.4676e-07 |  | 1.786331704705521e+000 | 1.4643e-07 |  | 1.7876 | 5.6667e-06 | 38.9658 | 5.6667e-06
1.787570324713574e+000 | 1.4541e-07 | 1.7876 | 1.787570324713574e+000 | 1.4575e-07 |  | 1.787570324713574e+000 | 1.4675e-07 |  | 1.787570324713574e+000 | 1.4641e-07 |  | 1.7888 | 5.6657e-06 | 38.9637 | 5.6657e-06
1.788809803565212e+000 | 1.4539e-07 | 1.7888 | 1.788809803565212e+000 | 1.4573e-07 |  | 1.788809803565212e+000 | 1.4673e-07 |  | 1.788809803565212e+000 | 1.464e-07 |  | 1.7901 | 5.6647e-06 | 38.9617 | 5.6647e-06
1.790050141855945e+000 | 1.4537e-07 | 1.7901 | 1.790050141855945e+000 | 1.4571e-07 |  | 1.790050141855945e+000 | 1.4672e-07 |  | 1.790050141855945e+000 | 1.4638e-07 |  | 1.7913 | 5.6637e-06 | 38.9596 | 5.6637e-06
1.791291340181699e+000 | 1.4536e-07 | 1.7913 | 1.791291340181699e+000 | 1.4569e-07 |  | 1.791291340181699e+000 | 1.467e-07 |  | 1.791291340181699e+000 | 1.4637e-07 |  | 1.7925 | 5.6627e-06 | 38.9575 | 5.6627e-06
1.792533399138810e+000 | 1.4534e-07 | 1.7925 | 1.792533399138810e+000 | 1.4568e-07 |  | 1.792533399138810e+000 | 1.4669e-07 |  | 1.792533399138810e+000 | 1.4635e-07 |  | 1.7938 | 5.6618e-06 | 38.9554 | 5.6618e-06
1.793776319324030e+000 | 1.4532e-07 | 1.7938 | 1.793776319324030e+000 | 1.4566e-07 |  | 1.793776319324030e+000 | 1.4667e-07 |  | 1.793776319324030e+000 | 1.4633e-07 |  | 1.795 | 5.6608e-06 | 38.9533 | 5.6608e-06
1.795020101334523e+000 | 1.453e-07 | 1.795 | 1.795020101334523e+000 | 1.4564e-07 |  | 1.795020101334523e+000 | 1.4665e-07 |  | 1.795020101334523e+000 | 1.4632e-07 |  | 1.7963 | 5.6598e-06 | 38.9512 | 5.6598e-06
1.796264745767869e+000 | 1.4529e-07 | 1.7963 | 1.796264745767869e+000 | 1.4563e-07 |  | 1.796264745767869e+000 | 1.4664e-07 |  | 1.796264745767869e+000 | 1.463e-07 |  | 1.7975 | 5.6588e-06 | 38.9491 | 5.6588e-06
1.797510253222060e+000 | 1.4527e-07 | 1.7975 | 1.797510253222060e+000 | 1.4561e-07 |  | 1.797510253222060e+000 | 1.4662e-07 |  | 1.797510253222060e+000 | 1.4629e-07 |  | 1.7988 | 5.6578e-06 | 38.947 | 5.6578e-06
1.798756624295504e+000 | 1.4525e-07 | 1.7988 | 1.798756624295504e+000 | 1.4559e-07 |  | 1.798756624295504e+000 | 1.4661e-07 |  | 1.798756624295504e+000 | 1.4627e-07 |  | 1.8 | 5.6568e-06 | 38.9449 | 5.6569e-06
1.800003859587024e+000 | 1.4524e-07 | 1.8 | 1.800003859587024e+000 | 1.4558e-07 |  | 1.800003859587024e+000 | 1.4659e-07 |  | 1.800003859587024e+000 | 1.4625e-07 |  | 1.8013 | 5.6559e-06 | 38.9428 | 5.6559e-06
1.801251959695859e+000 | 1.4522e-07 | 1.8013 | 1.801251959695859e+000 | 1.4556e-07 |  | 1.801251959695859e+000 | 1.4658e-07 |  | 1.801251959695859e+000 | 1.4624e-07 |  | 1.8025 | 5.6549e-06 | 38.9406 | 5.6549e-06
1.802500925221661e+000 | 1.452e-07 | 1.8025 | 1.802500925221661e+000 | 1.4554e-07 |  | 1.802500925221661e+000 | 1.4656e-07 |  | 1.802500925221661e+000 | 1.4622e-07 |  | 1.8038 | 5.6539e-06 | 38.9385 | 5.6539e-06
1.803750756764499e+000 | 1.4518e-07 | 1.8038 | 1.803750756764499e+000 | 1.4553e-07 |  | 1.803750756764499e+000 | 1.4655e-07 |  | 1.803750756764499e+000 | 1.4621e-07 |  | 1.805 | 5.6529e-06 | 38.9364 | 5.6529e-06
1.805001454924860e+000 | 1.4517e-07 | 1.805 | 1.805001454924860e+000 | 1.4551e-07 |  | 1.805001454924860e+000 | 1.4653e-07 |  | 1.805001454924860e+000 | 1.4619e-07 |  | 1.8063 | 5.652e-06 | 38.9342 | 5.652e-06
1.806253020303645e+000 | 1.4515e-07 | 1.8063 | 1.806253020303645e+000 | 1.4549e-07 |  | 1.806253020303645e+000 | 1.4652e-07 |  | 1.806253020303645e+000 | 1.4618e-07 |  | 1.8075 | 5.651e-06 | 38.9321 | 5.651e-06
1.807505453502172e+000 | 1.4513e-07 | 1.8075 | 1.807505453502172e+000 | 1.4548e-07 |  | 1.807505453502172e+000 | 1.465e-07 |  | 1.807505453502172e+000 | 1.4616e-07 |  | 1.8088 | 5.65e-06 | 38.9299 | 5.65e-06
1.808758755122176e+000 | 1.4512e-07 | 1.8088 | 1.808758755122176e+000 | 1.4546e-07 |  | 1.808758755122176e+000 | 1.4649e-07 |  | 1.808758755122176e+000 | 1.4614e-07 |  | 1.81 | 5.649e-06 | 38.9277 | 5.649e-06
1.810012925765811e+000 | 1.451e-07 | 1.81 | 1.810012925765811e+000 | 1.4544e-07 |  | 1.810012925765811e+000 | 1.4647e-07 |  | 1.810012925765811e+000 | 1.4613e-07 |  | 1.8113 | 5.648e-06 | 38.9256 | 5.648e-06
1.811267966035646e+000 | 1.4508e-07 | 1.8113 | 1.811267966035646e+000 | 1.4543e-07 |  | 1.811267966035646e+000 | 1.4646e-07 |  | 1.811267966035646e+000 | 1.4611e-07 |  | 1.8125 | 5.6471e-06 | 38.9234 | 5.6471e-06
1.812523876534669e+000 | 1.4506e-07 | 1.8125 | 1.812523876534669e+000 | 1.4541e-07 |  | 1.812523876534669e+000 | 1.4644e-07 |  | 1.812523876534669e+000 | 1.461e-07 |  | 1.8138 | 5.6461e-06 | 38.9212 | 5.6461e-06
1.813780657866286e+000 | 1.4505e-07 | 1.8138 | 1.813780657866286e+000 | 1.4539e-07 |  | 1.813780657866286e+000 | 1.4643e-07 |  | 1.813780657866286e+000 | 1.4608e-07 |  | 1.815 | 5.6451e-06 | 38.919 | 5.6451e-06
1.815038310634322e+000 | 1.4503e-07 | 1.815 | 1.815038310634322e+000 | 1.4538e-07 |  | 1.815038310634322e+000 | 1.4641e-07 |  | 1.815038310634322e+000 | 1.4607e-07 |  | 1.8163 | 5.6441e-06 | 38.9168 | 5.6442e-06
1.816296835443019e+000 | 1.4501e-07 | 1.8163 | 1.816296835443019e+000 | 1.4536e-07 |  | 1.816296835443019e+000 | 1.464e-07 |  | 1.816296835443019e+000 | 1.4605e-07 |  | 1.8176 | 5.6432e-06 | 38.9146 | 5.6432e-06
1.817556232897040e+000 | 1.45e-07 | 1.8176 | 1.817556232897040e+000 | 1.4534e-07 |  | 1.817556232897040e+000 | 1.4638e-07 |  | 1.817556232897040e+000 | 1.4604e-07 |  | 1.8188 | 5.6422e-06 | 38.9124 | 5.6422e-06
1.818816503601466e+000 | 1.4498e-07 | 1.8188 | 1.818816503601466e+000 | 1.4533e-07 |  | 1.818816503601466e+000 | 1.4637e-07 |  | 1.818816503601466e+000 | 1.4602e-07 |  | 1.8201 | 5.6412e-06 | 38.9102 | 5.6412e-06
1.820077648161798e+000 | 1.4496e-07 | 1.8201 | 1.820077648161798e+000 | 1.4531e-07 |  | 1.820077648161798e+000 | 1.4635e-07 |  | 1.820077648161798e+000 | 1.4601e-07 |  | 1.8213 | 5.6403e-06 | 38.908 | 5.6403e-06
1.821339667183957e+000 | 1.4495e-07 | 1.8213 | 1.821339667183957e+000 | 1.453e-07 |  | 1.821339667183957e+000 | 1.4634e-07 |  | 1.821339667183957e+000 | 1.4599e-07 |  | 1.8226 | 5.6393e-06 | 38.9058 | 5.6393e-06
1.822602561274283e+000 | 1.4493e-07 | 1.8226 | 1.822602561274283e+000 | 1.4528e-07 |  | 1.822602561274283e+000 | 1.4632e-07 |  | 1.822602561274283e+000 | 1.4597e-07 |  | 1.8239 | 5.6383e-06 | 38.9035 | 5.6383e-06
1.823866331039538e+000 | 1.4491e-07 | 1.8239 | 1.823866331039538e+000 | 1.4526e-07 |  | 1.823866331039538e+000 | 1.4631e-07 |  | 1.823866331039538e+000 | 1.4596e-07 |  | 1.8251 | 5.6373e-06 | 38.9013 | 5.6373e-06
1.825130977086904e+000 | 1.449e-07 | 1.8251 | 1.825130977086904e+000 | 1.4525e-07 |  | 1.825130977086904e+000 | 1.4629e-07 |  | 1.825130977086904e+000 | 1.4594e-07 |  | 1.8264 | 5.6364e-06 | 38.8991 | 5.6364e-06
1.826396500023984e+000 | 1.4488e-07 | 1.8264 | 1.826396500023984e+000 | 1.4523e-07 |  | 1.826396500023984e+000 | 1.4628e-07 |  | 1.826396500023984e+000 | 1.4593e-07 |  | 1.8277 | 5.6354e-06 | 38.8968 | 5.6354e-06
1.827662900458801e+000 | 1.4486e-07 | 1.8277 | 1.827662900458801e+000 | 1.4522e-07 |  | 1.827662900458801e+000 | 1.4626e-07 |  | 1.827662900458801e+000 | 1.4591e-07 |  | 1.8289 | 5.6344e-06 | 38.8946 | 5.6344e-06
1.828930178999803e+000 | 1.4485e-07 | 1.8289 | 1.828930178999803e+000 | 1.452e-07 |  | 1.828930178999803e+000 | 1.4625e-07 |  | 1.828930178999803e+000 | 1.459e-07 |  | 1.8302 | 5.6335e-06 | 38.8923 | 5.6335e-06
1.830198336255857e+000 | 1.4483e-07 | 1.8302 | 1.830198336255857e+000 | 1.4518e-07 |  | 1.830198336255857e+000 | 1.4623e-07 |  | 1.830198336255857e+000 | 1.4588e-07 |  | 1.8315 | 5.6325e-06 | 38.89 | 5.6325e-06
1.831467372836253e+000 | 1.4482e-07 | 1.8315 | 1.831467372836253e+000 | 1.4517e-07 |  | 1.831467372836253e+000 | 1.4622e-07 |  | 1.831467372836253e+000 | 1.4587e-07 |  | 1.8327 | 5.6315e-06 | 38.8878 | 5.6315e-06
1.832737289350703e+000 | 1.448e-07 | 1.8327 | 1.832737289350703e+000 | 1.4515e-07 |  | 1.832737289350703e+000 | 1.462e-07 |  | 1.832737289350703e+000 | 1.4585e-07 |  | 1.834 | 5.6306e-06 | 38.8855 | 5.6306e-06
1.834008086409343e+000 | 1.4478e-07 | 1.834 | 1.834008086409343e+000 | 1.4514e-07 |  | 1.834008086409343e+000 | 1.4619e-07 |  | 1.834008086409343e+000 | 1.4584e-07 |  | 1.8353 | 5.6296e-06 | 38.8832 | 5.6296e-06
1.835279764622730e+000 | 1.4477e-07 | 1.8353 | 1.835279764622730e+000 | 1.4512e-07 |  | 1.835279764622730e+000 | 1.4618e-07 |  | 1.835279764622730e+000 | 1.4582e-07 |  | 1.8366 | 5.6286e-06 | 38.8809 | 5.6286e-06
1.836552324601848e+000 | 1.4475e-07 | 1.8366 | 1.836552324601848e+000 | 1.451e-07 |  | 1.836552324601848e+000 | 1.4616e-07 |  | 1.836552324601848e+000 | 1.4581e-07 |  | 1.8378 | 5.6277e-06 | 38.8786 | 5.6277e-06
1.837825766958100e+000 | 1.4473e-07 | 1.8378 | 1.837825766958100e+000 | 1.4509e-07 |  | 1.837825766958100e+000 | 1.4615e-07 |  | 1.837825766958100e+000 | 1.458e-07 |  | 1.8391 | 5.6267e-06 | 38.8763 | 5.6267e-06
1.839100092303316e+000 | 1.4472e-07 | 1.8391 | 1.839100092303316e+000 | 1.4507e-07 |  | 1.839100092303316e+000 | 1.4613e-07 |  | 1.839100092303316e+000 | 1.4578e-07 |  | 1.8404 | 5.6257e-06 | 38.874 | 5.6257e-06
1.840375301249750e+000 | 1.447e-07 | 1.8404 | 1.840375301249750e+000 | 1.4506e-07 |  | 1.840375301249750e+000 | 1.4612e-07 |  | 1.840375301249750e+000 | 1.4577e-07 |  | 1.8417 | 5.6248e-06 | 38.8717 | 5.6248e-06
1.841651394410080e+000 | 1.4468e-07 | 1.8417 | 1.841651394410080e+000 | 1.4504e-07 |  | 1.841651394410080e+000 | 1.461e-07 |  | 1.841651394410080e+000 | 1.4575e-07 |  | 1.8429 | 5.6238e-06 | 38.8694 | 5.6238e-06
1.842928372397408e+000 | 1.4467e-07 | 1.8429 | 1.842928372397408e+000 | 1.4503e-07 |  | 1.842928372397408e+000 | 1.4609e-07 |  | 1.842928372397408e+000 | 1.4574e-07 |  | 1.8442 | 5.6229e-06 | 38.8671 | 5.6229e-06
1.844206235825262e+000 | 1.4465e-07 | 1.8442 | 1.844206235825262e+000 | 1.4501e-07 |  | 1.844206235825262e+000 | 1.4608e-07 |  | 1.844206235825262e+000 | 1.4572e-07 |  | 1.8455 | 5.6219e-06 | 38.8647 | 5.6219e-06
1.845484985307597e+000 | 1.4464e-07 | 1.8455 | 1.845484985307597e+000 | 1.4499e-07 |  | 1.845484985307597e+000 | 1.4606e-07 |  | 1.845484985307597e+000 | 1.4571e-07 |  | 1.8468 | 5.6209e-06 | 38.8624 | 5.6209e-06
1.846764621458790e+000 | 1.4462e-07 | 1.8468 | 1.846764621458790e+000 | 1.4498e-07 |  | 1.846764621458790e+000 | 1.4605e-07 |  | 1.846764621458790e+000 | 1.4569e-07 |  | 1.848 | 5.62e-06 | 38.86 | 5.62e-06
1.848045144893647e+000 | 1.446e-07 | 1.848 | 1.848045144893647e+000 | 1.4496e-07 |  | 1.848045144893647e+000 | 1.4603e-07 |  | 1.848045144893647e+000 | 1.4568e-07 |  | 1.8493 | 5.619e-06 | 38.8577 | 5.619e-06
1.849326556227399e+000 | 1.4459e-07 | 1.8493 | 1.849326556227399e+000 | 1.4495e-07 |  | 1.849326556227399e+000 | 1.4602e-07 |  | 1.849326556227399e+000 | 1.4566e-07 |  | 1.8506 | 5.618e-06 | 38.8553 | 5.618e-06
1.850608856075705e+000 | 1.4457e-07 | 1.8506 | 1.850608856075705e+000 | 1.4493e-07 |  | 1.850608856075705e+000 | 1.4601e-07 |  | 1.850608856075705e+000 | 1.4565e-07 |  | 1.8519 | 5.6171e-06 | 38.853 | 5.6171e-06
1.851892045054648e+000 | 1.4456e-07 | 1.8519 | 1.851892045054648e+000 | 1.4492e-07 |  | 1.851892045054648e+000 | 1.4599e-07 |  | 1.851892045054648e+000 | 1.4563e-07 |  | 1.8532 | 5.6161e-06 | 38.8506 | 5.6161e-06
1.853176123780742e+000 | 1.4454e-07 | 1.8532 | 1.853176123780742e+000 | 1.449e-07 |  | 1.853176123780742e+000 | 1.4598e-07 |  | 1.853176123780742e+000 | 1.4562e-07 |  | 1.8545 | 5.6152e-06 | 38.8482 | 5.6152e-06
1.854461092870925e+000 | 1.4453e-07 | 1.8545 | 1.854461092870925e+000 | 1.4489e-07 |  | 1.854461092870925e+000 | 1.4596e-07 |  | 1.854461092870925e+000 | 1.4561e-07 |  | 1.8557 | 5.6142e-06 | 38.8459 | 5.6142e-06
1.855746952942565e+000 | 1.4451e-07 | 1.8557 | 1.855746952942565e+000 | 1.4487e-07 |  | 1.855746952942565e+000 | 1.4595e-07 |  | 1.855746952942565e+000 | 1.4559e-07 |  | 1.857 | 5.6133e-06 | 38.8435 | 5.6133e-06
1.857033704613458e+000 | 1.4449e-07 | 1.857 | 1.857033704613458e+000 | 1.4486e-07 |  | 1.857033704613458e+000 | 1.4594e-07 |  | 1.857033704613458e+000 | 1.4558e-07 |  | 1.8583 | 5.6123e-06 | 38.8411 | 5.6123e-06
1.858321348501827e+000 | 1.4448e-07 | 1.8583 | 1.858321348501827e+000 | 1.4484e-07 |  | 1.858321348501827e+000 | 1.4592e-07 |  | 1.858321348501827e+000 | 1.4556e-07 |  | 1.8596 | 5.6113e-06 | 38.8387 | 5.6113e-06
1.859609885226324e+000 | 1.4446e-07 | 1.8596 | 1.859609885226324e+000 | 1.4483e-07 |  | 1.859609885226324e+000 | 1.4591e-07 |  | 1.859609885226324e+000 | 1.4555e-07 |  | 1.8609 | 5.6104e-06 | 38.8363 | 5.6104e-06
1.860899315406031e+000 | 1.4445e-07 | 1.8609 | 1.860899315406031e+000 | 1.4481e-07 |  | 1.860899315406031e+000 | 1.459e-07 |  | 1.860899315406031e+000 | 1.4554e-07 |  | 1.8622 | 5.6094e-06 | 38.8338 | 5.6094e-06
1.862189639660458e+000 | 1.4443e-07 | 1.8622 | 1.862189639660458e+000 | 1.448e-07 |  | 1.862189639660458e+000 | 1.4588e-07 |  | 1.862189639660458e+000 | 1.4552e-07 |  | 1.8635 | 5.6085e-06 | 38.8314 | 5.6085e-06
1.863480858609546e+000 | 1.4442e-07 | 1.8635 | 1.863480858609546e+000 | 1.4478e-07 |  | 1.863480858609546e+000 | 1.4587e-07 |  | 1.863480858609546e+000 | 1.4551e-07 |  | 1.8648 | 5.6075e-06 | 38.829 | 5.6075e-06
1.864772972873665e+000 | 1.444e-07 | 1.8648 | 1.864772972873665e+000 | 1.4477e-07 |  | 1.864772972873665e+000 | 1.4586e-07 |  | 1.864772972873665e+000 | 1.4549e-07 |  | 1.8661 | 5.6066e-06 | 38.8266 | 5.6066e-06
1.866065983073615e+000 | 1.4438e-07 | 1.8661 | 1.866065983073615e+000 | 1.4475e-07 |  | 1.866065983073615e+000 | 1.4584e-07 |  | 1.866065983073615e+000 | 1.4548e-07 |  | 1.8674 | 5.6056e-06 | 38.8242 | 5.6056e-06
1.867359889830627e+000 | 1.4437e-07 | 1.8674 | 1.867359889830627e+000 | 1.4474e-07 |  | 1.867359889830627e+000 | 1.4583e-07 |  | 1.867359889830627e+000 | 1.4547e-07 |  | 1.8687 | 5.6047e-06 | 38.8217 | 5.6047e-06
1.868654693766361e+000 | 1.4435e-07 | 1.8687 | 1.868654693766361e+000 | 1.4472e-07 |  | 1.868654693766361e+000 | 1.4582e-07 |  | 1.868654693766361e+000 | 1.4545e-07 |  | 1.87 | 5.6037e-06 | 38.8193 | 5.6037e-06
1.869950395502911e+000 | 1.4434e-07 | 1.87 | 1.869950395502911e+000 | 1.4471e-07 |  | 1.869950395502911e+000 | 1.458e-07 |  | 1.869950395502911e+000 | 1.4544e-07 |  | 1.8712 | 5.6027e-06 | 38.8168 | 5.6027e-06
1.871246995662800e+000 | 1.4432e-07 | 1.8712 | 1.871246995662800e+000 | 1.4469e-07 |  | 1.871246995662800e+000 | 1.4579e-07 |  | 1.871246995662800e+000 | 1.4542e-07 |  | 1.8725 | 5.6018e-06 | 38.8143 | 5.6018e-06
1.872544494868985e+000 | 1.4431e-07 | 1.8725 | 1.872544494868985e+000 | 1.4468e-07 |  | 1.872544494868985e+000 | 1.4578e-07 |  | 1.872544494868985e+000 | 1.4541e-07 |  | 1.8738 | 5.6008e-06 | 38.8119 | 5.6008e-06
1.873842893744851e+000 | 1.4429e-07 | 1.8738 | 1.873842893744851e+000 | 1.4466e-07 |  | 1.873842893744851e+000 | 1.4576e-07 |  | 1.873842893744851e+000 | 1.454e-07 |  | 1.8751 | 5.5999e-06 | 38.8094 | 5.5999e-06
1.875142192914220e+000 | 1.4428e-07 | 1.8751 | 1.875142192914220e+000 | 1.4465e-07 |  | 1.875142192914220e+000 | 1.4575e-07 |  | 1.875142192914220e+000 | 1.4538e-07 |  | 1.8764 | 5.5989e-06 | 38.8069 | 5.5989e-06
1.876442393001342e+000 | 1.4426e-07 | 1.8764 | 1.876442393001342e+000 | 1.4463e-07 |  | 1.876442393001342e+000 | 1.4574e-07 |  | 1.876442393001342e+000 | 1.4537e-07 |  | 1.8777 | 5.598e-06 | 38.8044 | 5.598e-06
1.877743494630904e+000 | 1.4425e-07 | 1.8777 | 1.877743494630904e+000 | 1.4462e-07 |  | 1.877743494630904e+000 | 1.4572e-07 |  | 1.877743494630904e+000 | 1.4536e-07 |  | 1.879 | 5.597e-06 | 38.8019 | 5.597e-06
1.879045498428024e+000 | 1.4423e-07 | 1.879 | 1.879045498428024e+000 | 1.446e-07 |  | 1.879045498428024e+000 | 1.4571e-07 |  | 1.879045498428024e+000 | 1.4534e-07 |  | 1.8803 | 5.5961e-06 | 38.7994 | 5.5961e-06
1.880348405018252e+000 | 1.4422e-07 | 1.8803 | 1.880348405018252e+000 | 1.4459e-07 |  | 1.880348405018252e+000 | 1.457e-07 |  | 1.880348405018252e+000 | 1.4533e-07 |  | 1.8817 | 5.5951e-06 | 38.7969 | 5.5951e-06
1.881652215027575e+000 | 1.442e-07 | 1.8817 | 1.881652215027575e+000 | 1.4457e-07 |  | 1.881652215027575e+000 | 1.4568e-07 |  | 1.881652215027575e+000 | 1.4531e-07 |  | 1.883 | 5.5942e-06 | 38.7944 | 5.5942e-06
1.882956929082413e+000 | 1.4419e-07 | 1.883 | 1.882956929082413e+000 | 1.4456e-07 |  | 1.882956929082413e+000 | 1.4567e-07 |  | 1.882956929082413e+000 | 1.453e-07 |  | 1.8843 | 5.5933e-06 | 38.7919 | 5.5933e-06
1.884262547809618e+000 | 1.4417e-07 | 1.8843 | 1.884262547809618e+000 | 1.4454e-07 |  | 1.884262547809618e+000 | 1.4566e-07 |  | 1.884262547809618e+000 | 1.4529e-07 |  | 1.8856 | 5.5923e-06 | 38.7894 | 5.5923e-06
1.885569071836479e+000 | 1.4416e-07 | 1.8856 | 1.885569071836479e+000 | 1.4453e-07 |  | 1.885569071836479e+000 | 1.4565e-07 |  | 1.885569071836479e+000 | 1.4527e-07 |  | 1.8869 | 5.5914e-06 | 38.7869 | 5.5914e-06
1.886876501790720e+000 | 1.4414e-07 | 1.8869 | 1.886876501790720e+000 | 1.4452e-07 |  | 1.886876501790720e+000 | 1.4563e-07 |  | 1.886876501790720e+000 | 1.4526e-07 |  | 1.8882 | 5.5904e-06 | 38.7843 | 5.5904e-06
1.888184838300500e+000 | 1.4413e-07 | 1.8882 | 1.888184838300500e+000 | 1.445e-07 |  | 1.888184838300500e+000 | 1.4562e-07 |  | 1.888184838300500e+000 | 1.4525e-07 |  | 1.8895 | 5.5895e-06 | 38.7818 | 5.5895e-06
1.889494081994412e+000 | 1.4411e-07 | 1.8895 | 1.889494081994412e+000 | 1.4449e-07 |  | 1.889494081994412e+000 | 1.4561e-07 |  | 1.889494081994412e+000 | 1.4523e-07 |  | 1.8908 | 5.5885e-06 | 38.7792 | 5.5885e-06
1.890804233501488e+000 | 1.441e-07 | 1.8908 | 1.890804233501488e+000 | 1.4447e-07 |  | 1.890804233501488e+000 | 1.4559e-07 |  | 1.890804233501488e+000 | 1.4522e-07 |  | 1.8921 | 5.5876e-06 | 38.7767 | 5.5876e-06
1.892115293451192e+000 | 1.4408e-07 | 1.8921 | 1.892115293451192e+000 | 1.4446e-07 |  | 1.892115293451192e+000 | 1.4558e-07 |  | 1.892115293451192e+000 | 1.4521e-07 |  | 1.8934 | 5.5866e-06 | 38.7741 | 5.5866e-06
1.893427262473428e+000 | 1.4407e-07 | 1.8934 | 1.893427262473428e+000 | 1.4444e-07 |  | 1.893427262473428e+000 | 1.4557e-07 |  | 1.893427262473428e+000 | 1.4519e-07 |  | 1.8947 | 5.5857e-06 | 38.7715 | 5.5857e-06
1.894740141198536e+000 | 1.4405e-07 | 1.8947 | 1.894740141198536e+000 | 1.4443e-07 |  | 1.894740141198536e+000 | 1.4556e-07 |  | 1.894740141198536e+000 | 1.4518e-07 |  | 1.8961 | 5.5847e-06 | 38.769 | 5.5847e-06
1.896053930257291e+000 | 1.4404e-07 | 1.8961 | 1.896053930257291e+000 | 1.4442e-07 |  | 1.896053930257291e+000 | 1.4554e-07 |  | 1.896053930257291e+000 | 1.4517e-07 |  | 1.8974 | 5.5838e-06 | 38.7664 | 5.5838e-06
1.897368630280908e+000 | 1.4402e-07 | 1.8974 | 1.897368630280908e+000 | 1.444e-07 |  | 1.897368630280908e+000 | 1.4553e-07 |  | 1.897368630280908e+000 | 1.4516e-07 |  | 1.8987 | 5.5829e-06 | 38.7638 | 5.5829e-06
1.898684241901039e+000 | 1.4401e-07 | 1.8987 | 1.898684241901039e+000 | 1.4439e-07 |  | 1.898684241901039e+000 | 1.4552e-07 |  | 1.898684241901039e+000 | 1.4514e-07 |  | 1.9 | 5.5819e-06 | 38.7612 | 5.5819e-06
1.900000765749772e+000 | 1.4399e-07 | 1.9 | 1.900000765749772e+000 | 1.4437e-07 |  | 1.900000765749772e+000 | 1.4551e-07 |  | 1.900000765749772e+000 | 1.4513e-07 |  | 1.9013 | 5.581e-06 | 38.7586 | 5.581e-06
1.901318202459637e+000 | 1.4398e-07 | 1.9013 | 1.901318202459637e+000 | 1.4436e-07 |  | 1.901318202459637e+000 | 1.4549e-07 |  | 1.901318202459637e+000 | 1.4512e-07 |  | 1.9026 | 5.58e-06 | 38.756 | 5.58e-06
1.902636552663598e+000 | 1.4396e-07 | 1.9026 | 1.902636552663598e+000 | 1.4434e-07 |  | 1.902636552663598e+000 | 1.4548e-07 |  | 1.902636552663598e+000 | 1.451e-07 |  | 1.904 | 5.5791e-06 | 38.7534 | 5.5791e-06
1.903955816995063e+000 | 1.4395e-07 | 1.904 | 1.903955816995063e+000 | 1.4433e-07 |  | 1.903955816995063e+000 | 1.4547e-07 |  | 1.903955816995063e+000 | 1.4509e-07 |  | 1.9053 | 5.5782e-06 | 38.7508 | 5.5782e-06
1.905275996087875e+000 | 1.4394e-07 | 1.9053 | 1.905275996087875e+000 | 1.4432e-07 |  | 1.905275996087875e+000 | 1.4546e-07 |  | 1.905275996087875e+000 | 1.4508e-07 |  | 1.9066 | 5.5772e-06 | 38.7482 | 5.5772e-06
1.906597090576318e+000 | 1.4392e-07 | 1.9066 | 1.906597090576318e+000 | 1.443e-07 |  | 1.906597090576318e+000 | 1.4544e-07 |  | 1.906597090576318e+000 | 1.4506e-07 |  | 1.9079 | 5.5763e-06 | 38.7455 | 5.5763e-06
1.907919101095116e+000 | 1.4391e-07 | 1.9079 | 1.907919101095116e+000 | 1.4429e-07 |  | 1.907919101095116e+000 | 1.4543e-07 |  | 1.907919101095116e+000 | 1.4505e-07 |  | 1.9092 | 5.5753e-06 | 38.7429 | 5.5753e-06
1.909242028279434e+000 | 1.4389e-07 | 1.9092 | 1.909242028279434e+000 | 1.4428e-07 |  | 1.909242028279434e+000 | 1.4542e-07 |  | 1.909242028279434e+000 | 1.4504e-07 |  | 1.9106 | 5.5744e-06 | 38.7402 | 5.5744e-06
1.910565872764875e+000 | 1.4388e-07 | 1.9106 | 1.910565872764875e+000 | 1.4426e-07 |  | 1.910565872764875e+000 | 1.4541e-07 |  | 1.910565872764875e+000 | 1.4503e-07 |  | 1.9119 | 5.5735e-06 | 38.7376 | 5.5735e-06
1.911890635187485e+000 | 1.4386e-07 | 1.9119 | 1.911890635187485e+000 | 1.4425e-07 |  | 1.911890635187485e+000 | 1.454e-07 |  | 1.911890635187485e+000 | 1.4501e-07 |  | 1.9132 | 5.5725e-06 | 38.7349 | 5.5725e-06
1.913216316183749e+000 | 1.4385e-07 | 1.9132 | 1.913216316183749e+000 | 1.4423e-07 |  | 1.913216316183749e+000 | 1.4538e-07 |  | 1.913216316183749e+000 | 1.45e-07 |  | 1.9145 | 5.5716e-06 | 38.7323 | 5.5716e-06
1.914542916390595e+000 | 1.4383e-07 | 1.9145 | 1.914542916390595e+000 | 1.4422e-07 |  | 1.914542916390595e+000 | 1.4537e-07 |  | 1.914542916390595e+000 | 1.4499e-07 |  | 1.9159 | 5.5707e-06 | 38.7296 | 5.5707e-06
1.915870436445393e+000 | 1.4382e-07 | 1.9159 | 1.915870436445393e+000 | 1.4421e-07 |  | 1.915870436445393e+000 | 1.4536e-07 |  | 1.915870436445393e+000 | 1.4498e-07 |  | 1.9172 | 5.5697e-06 | 38.7269 | 5.5697e-06
1.917198876985953e+000 | 1.4381e-07 | 1.9172 | 1.917198876985953e+000 | 1.4419e-07 |  | 1.917198876985953e+000 | 1.4535e-07 |  | 1.917198876985953e+000 | 1.4496e-07 |  | 1.9185 | 5.5688e-06 | 38.7243 | 5.5688e-06
1.918528238650529e+000 | 1.4379e-07 | 1.9185 | 1.918528238650529e+000 | 1.4418e-07 |  | 1.918528238650529e+000 | 1.4534e-07 |  | 1.918528238650529e+000 | 1.4495e-07 |  | 1.9199 | 5.5679e-06 | 38.7216 | 5.5679e-06
1.919858522077816e+000 | 1.4378e-07 | 1.9199 | 1.919858522077816e+000 | 1.4417e-07 |  | 1.919858522077816e+000 | 1.4532e-07 |  | 1.919858522077816e+000 | 1.4494e-07 |  | 1.9212 | 5.5669e-06 | 38.7189 | 5.5669e-06
1.921189727906953e+000 | 1.4376e-07 | 1.9212 | 1.921189727906953e+000 | 1.4415e-07 |  | 1.921189727906953e+000 | 1.4531e-07 |  | 1.921189727906953e+000 | 1.4493e-07 |  | 1.9225 | 5.566e-06 | 38.7162 | 5.566e-06
1.922521856777523e+000 | 1.4375e-07 | 1.9225 | 1.922521856777523e+000 | 1.4414e-07 |  | 1.922521856777523e+000 | 1.453e-07 |  | 1.922521856777523e+000 | 1.4491e-07 |  | 1.9239 | 5.5651e-06 | 38.7135 | 5.5651e-06
1.923854909329550e+000 | 1.4374e-07 | 1.9239 | 1.923854909329550e+000 | 1.4413e-07 |  | 1.923854909329550e+000 | 1.4529e-07 |  | 1.923854909329550e+000 | 1.449e-07 |  | 1.9252 | 5.5641e-06 | 38.7107 | 5.5641e-06
1.925188886203503e+000 | 1.4372e-07 | 1.9252 | 1.925188886203503e+000 | 1.4411e-07 |  | 1.925188886203503e+000 | 1.4528e-07 |  | 1.925188886203503e+000 | 1.4489e-07 |  | 1.9265 | 5.5632e-06 | 38.708 | 5.5632e-06
1.926523788040296e+000 | 1.4371e-07 | 1.9265 | 1.926523788040296e+000 | 1.441e-07 |  | 1.926523788040296e+000 | 1.4526e-07 |  | 1.926523788040296e+000 | 1.4488e-07 |  | 1.9279 | 5.5623e-06 | 38.7053 | 5.5623e-06
1.927859615481286e+000 | 1.4369e-07 | 1.9279 | 1.927859615481286e+000 | 1.4409e-07 |  | 1.927859615481286e+000 | 1.4525e-07 |  | 1.927859615481286e+000 | 1.4486e-07 |  | 1.9292 | 5.5613e-06 | 38.7026 | 5.5613e-06
1.929196369168277e+000 | 1.4368e-07 | 1.9292 | 1.929196369168277e+000 | 1.4407e-07 |  | 1.929196369168277e+000 | 1.4524e-07 |  | 1.929196369168277e+000 | 1.4485e-07 |  | 1.9305 | 5.5604e-06 | 38.6998 | 5.5604e-06
1.930534049743514e+000 | 1.4367e-07 | 1.9305 | 1.930534049743514e+000 | 1.4406e-07 |  | 1.930534049743514e+000 | 1.4523e-07 |  | 1.930534049743514e+000 | 1.4484e-07 |  | 1.9319 | 5.5595e-06 | 38.6971 | 5.5595e-06
1.931872657849691e+000 | 1.4365e-07 | 1.9319 | 1.931872657849691e+000 | 1.4405e-07 |  | 1.931872657849691e+000 | 1.4522e-07 |  | 1.931872657849691e+000 | 1.4483e-07 |  | 1.9332 | 5.5586e-06 | 38.6943 | 5.5586e-06
1.933212194129947e+000 | 1.4364e-07 | 1.9332 | 1.933212194129947e+000 | 1.4403e-07 |  | 1.933212194129947e+000 | 1.4521e-07 |  | 1.933212194129947e+000 | 1.4482e-07 |  | 1.9346 | 5.5576e-06 | 38.6916 | 5.5576e-06
1.934552659227864e+000 | 1.4363e-07 | 1.9346 | 1.934552659227864e+000 | 1.4402e-07 |  | 1.934552659227864e+000 | 1.452e-07 |  | 1.934552659227864e+000 | 1.448e-07 |  | 1.9359 | 5.5567e-06 | 38.6888 | 5.5567e-06
1.935894053787475e+000 | 1.4361e-07 | 1.9359 | 1.935894053787475e+000 | 1.4401e-07 |  | 1.935894053787475e+000 | 1.4518e-07 |  | 1.935894053787475e+000 | 1.4479e-07 |  | 1.9372 | 5.5558e-06 | 38.686 | 5.5558e-06
1.937236378453256e+000 | 1.436e-07 | 1.9372 | 1.937236378453256e+000 | 1.4399e-07 |  | 1.937236378453256e+000 | 1.4517e-07 |  | 1.937236378453256e+000 | 1.4478e-07 |  | 1.9386 | 5.5548e-06 | 38.6832 | 5.5548e-06
1.938579633870130e+000 | 1.4358e-07 | 1.9386 | 1.938579633870130e+000 | 1.4398e-07 |  | 1.938579633870130e+000 | 1.4516e-07 |  | 1.938579633870130e+000 | 1.4477e-07 |  | 1.9399 | 5.5539e-06 | 38.6805 | 5.5539e-06
1.939923820683470e+000 | 1.4357e-07 | 1.9399 | 1.939923820683470e+000 | 1.4397e-07 |  | 1.939923820683470e+000 | 1.4515e-07 |  | 1.939923820683470e+000 | 1.4476e-07 |  | 1.9413 | 5.553e-06 | 38.6776 | 5.553e-06
1.941268939539093e+000 | 1.4356e-07 | 1.9413 | 1.941268939539093e+000 | 1.4395e-07 |  | 1.941268939539093e+000 | 1.4514e-07 |  | 1.941268939539093e+000 | 1.4475e-07 |  | 1.9426 | 5.5521e-06 | 38.6749 | 5.5521e-06
1.942614991083267e+000 | 1.4354e-07 | 1.9426 | 1.942614991083267e+000 | 1.4394e-07 |  | 1.942614991083267e+000 | 1.4513e-07 |  | 1.942614991083267e+000 | 1.4473e-07 |  | 1.944 | 5.5511e-06 | 38.6721 | 5.5511e-06
1.943961975962705e+000 | 1.4353e-07 | 1.944 | 1.943961975962705e+000 | 1.4393e-07 |  | 1.943961975962705e+000 | 1.4512e-07 |  | 1.943961975962705e+000 | 1.4472e-07 |  | 1.9453 | 5.5502e-06 | 38.6693 | 5.5502e-06
1.945309894824571e+000 | 1.4352e-07 | 1.9453 | 1.945309894824571e+000 | 1.4392e-07 |  | 1.945309894824571e+000 | 1.4511e-07 |  | 1.945309894824571e+000 | 1.4471e-07 |  | 1.9467 | 5.5493e-06 | 38.6664 | 5.5493e-06
1.946658748316477e+000 | 1.435e-07 | 1.9467 | 1.946658748316477e+000 | 1.439e-07 |  | 1.946658748316477e+000 | 1.4509e-07 |  | 1.946658748316477e+000 | 1.447e-07 |  | 1.948 | 5.5484e-06 | 38.6636 | 5.5484e-06
1.948008537086482e+000 | 1.4349e-07 | 1.948 | 1.948008537086482e+000 | 1.4389e-07 |  | 1.948008537086482e+000 | 1.4508e-07 |  | 1.948008537086482e+000 | 1.4469e-07 |  | 1.9494 | 5.5474e-06 | 38.6608 | 5.5474e-06
1.949359261783098e+000 | 1.4348e-07 | 1.9494 | 1.949359261783098e+000 | 1.4388e-07 |  | 1.949359261783098e+000 | 1.4507e-07 |  | 1.949359261783098e+000 | 1.4467e-07 |  | 1.9507 | 5.5465e-06 | 38.6579 | 5.5465e-06
1.950710923055284e+000 | 1.4346e-07 | 1.9507 | 1.950710923055284e+000 | 1.4386e-07 |  | 1.950710923055284e+000 | 1.4506e-07 |  | 1.950710923055284e+000 | 1.4466e-07 |  | 1.9521 | 5.5456e-06 | 38.6551 | 5.5456e-06
1.952063521552449e+000 | 1.4345e-07 | 1.9521 | 1.952063521552449e+000 | 1.4385e-07 |  | 1.952063521552449e+000 | 1.4505e-07 |  | 1.952063521552449e+000 | 1.4465e-07 |  | 1.9534 | 5.5447e-06 | 38.6522 | 5.5447e-06
1.953417057924455e+000 | 1.4344e-07 | 1.9534 | 1.953417057924455e+000 | 1.4384e-07 |  | 1.953417057924455e+000 | 1.4504e-07 |  | 1.953417057924455e+000 | 1.4464e-07 |  | 1.9548 | 5.5438e-06 | 38.6494 | 5.5438e-06
1.954771532821611e+000 | 1.4342e-07 | 1.9548 | 1.954771532821611e+000 | 1.4383e-07 |  | 1.954771532821611e+000 | 1.4503e-07 |  | 1.954771532821611e+000 | 1.4463e-07 |  | 1.9561 | 5.5428e-06 | 38.6465 | 5.5428e-06
1.956126946894679e+000 | 1.4341e-07 | 1.9561 | 1.956126946894679e+000 | 1.4381e-07 |  | 1.956126946894679e+000 | 1.4502e-07 |  | 1.956126946894679e+000 | 1.4462e-07 |  | 1.9575 | 5.5419e-06 | 38.6436 | 5.5419e-06
1.957483300794872e+000 | 1.434e-07 | 1.9575 | 1.957483300794872e+000 | 1.438e-07 |  | 1.957483300794872e+000 | 1.4501e-07 |  | 1.957483300794872e+000 | 1.4461e-07 |  | 1.9588 | 5.541e-06 | 38.6408 | 5.541e-06
1.958840595173854e+000 | 1.4338e-07 | 1.9588 | 1.958840595173854e+000 | 1.4379e-07 |  | 1.958840595173854e+000 | 1.45e-07 |  | 1.958840595173854e+000 | 1.4459e-07 |  | 1.9602 | 5.5401e-06 | 38.6379 | 5.5401e-06
1.960198830683742e+000 | 1.4337e-07 | 1.9602 | 1.960198830683742e+000 | 1.4378e-07 |  | 1.960198830683742e+000 | 1.4499e-07 |  | 1.960198830683742e+000 | 1.4458e-07 |  | 1.9616 | 5.5392e-06 | 38.635 | 5.5392e-06
1.961558007977103e+000 | 1.4336e-07 | 1.9616 | 1.961558007977103e+000 | 1.4376e-07 |  | 1.961558007977103e+000 | 1.4497e-07 |  | 1.961558007977103e+000 | 1.4457e-07 |  | 1.9629 | 5.5382e-06 | 38.6321 | 5.5382e-06
1.962918127706959e+000 | 1.4335e-07 | 1.9629 | 1.962918127706959e+000 | 1.4375e-07 |  | 1.962918127706959e+000 | 1.4496e-07 |  | 1.962918127706959e+000 | 1.4456e-07 |  | 1.9643 | 5.5373e-06 | 38.6292 | 5.5373e-06
1.964279190526783e+000 | 1.4333e-07 | 1.9643 | 1.964279190526783e+000 | 1.4374e-07 |  | 1.964279190526783e+000 | 1.4495e-07 |  | 1.964279190526783e+000 | 1.4455e-07 |  | 1.9656 | 5.5364e-06 | 38.6263 | 5.5364e-06
1.965641197090502e+000 | 1.4332e-07 | 1.9656 | 1.965641197090502e+000 | 1.4373e-07 |  | 1.965641197090502e+000 | 1.4494e-07 |  | 1.965641197090502e+000 | 1.4454e-07 |  | 1.967 | 5.5355e-06 | 38.6234 | 5.5355e-06
1.967004148052497e+000 | 1.4331e-07 | 1.967 | 1.967004148052497e+000 | 1.4371e-07 |  | 1.967004148052497e+000 | 1.4493e-07 |  | 1.967004148052497e+000 | 1.4453e-07 |  | 1.9684 | 5.5346e-06 | 38.6204 | 5.5346e-06
1.968368044067601e+000 | 1.4329e-07 | 1.9684 | 1.968368044067601e+000 | 1.437e-07 |  | 1.968368044067601e+000 | 1.4492e-07 |  | 1.968368044067601e+000 | 1.4452e-07 |  | 1.9697 | 5.5336e-06 | 38.6175 | 5.5336e-06
1.969732885791101e+000 | 1.4328e-07 | 1.9697 | 1.969732885791101e+000 | 1.4369e-07 |  | 1.969732885791101e+000 | 1.4491e-07 |  | 1.969732885791101e+000 | 1.4451e-07 |  | 1.9711 | 5.5327e-06 | 38.6146 | 5.5327e-06
1.971098673878742e+000 | 1.4327e-07 | 1.9711 | 1.971098673878742e+000 | 1.4368e-07 |  | 1.971098673878742e+000 | 1.449e-07 |  | 1.971098673878742e+000 | 1.4449e-07 |  | 1.9725 | 5.5318e-06 | 38.6116 | 5.5318e-06
1.972465408986718e+000 | 1.4326e-07 | 1.9725 | 1.972465408986718e+000 | 1.4367e-07 |  | 1.972465408986718e+000 | 1.4489e-07 |  | 1.972465408986718e+000 | 1.4448e-07 |  | 1.9738 | 5.5309e-06 | 38.6087 | 5.5309e-06
1.973833091771684e+000 | 1.4324e-07 | 1.9738 | 1.973833091771684e+000 | 1.4365e-07 |  | 1.973833091771684e+000 | 1.4488e-07 |  | 1.973833091771684e+000 | 1.4447e-07 |  | 1.9752 | 5.53e-06 | 38.6057 | 5.53e-06
1.975201722890745e+000 | 1.4323e-07 | 1.9752 | 1.975201722890745e+000 | 1.4364e-07 |  | 1.975201722890745e+000 | 1.4487e-07 |  | 1.975201722890745e+000 | 1.4446e-07 |  | 1.9766 | 5.5291e-06 | 38.6027 | 5.5291e-06
1.976571303001465e+000 | 1.4322e-07 | 1.9766 | 1.976571303001465e+000 | 1.4363e-07 |  | 1.976571303001465e+000 | 1.4486e-07 |  | 1.976571303001465e+000 | 1.4445e-07 |  | 1.9779 | 5.5282e-06 | 38.5998 | 5.5282e-06
1.977941832761863e+000 | 1.432e-07 | 1.9779 | 1.977941832761863e+000 | 1.4362e-07 |  | 1.977941832761863e+000 | 1.4485e-07 |  | 1.977941832761863e+000 | 1.4444e-07 |  | 1.9793 | 5.5273e-06 | 38.5968 | 5.5273e-06
1.979313312830414e+000 | 1.4319e-07 | 1.9793 | 1.979313312830414e+000 | 1.4361e-07 |  | 1.979313312830414e+000 | 1.4484e-07 |  | 1.979313312830414e+000 | 1.4443e-07 |  | 1.9807 | 5.5263e-06 | 38.5938 | 5.5263e-06
1.980685743866050e+000 | 1.4318e-07 | 1.9807 | 1.980685743866050e+000 | 1.4359e-07 |  | 1.980685743866050e+000 | 1.4483e-07 |  | 1.980685743866050e+000 | 1.4442e-07 |  | 1.9821 | 5.5254e-06 | 38.5908 | 5.5254e-06
1.982059126528158e+000 | 1.4317e-07 | 1.9821 | 1.982059126528158e+000 | 1.4358e-07 |  | 1.982059126528158e+000 | 1.4482e-07 |  | 1.982059126528158e+000 | 1.4441e-07 |  | 1.9834 | 5.5245e-06 | 38.5878 | 5.5245e-06
1.983433461476587e+000 | 1.4315e-07 | 1.9834 | 1.983433461476587e+000 | 1.4357e-07 |  | 1.983433461476587e+000 | 1.4481e-07 |  | 1.983433461476587e+000 | 1.444e-07 |  | 1.9848 | 5.5236e-06 | 38.5848 | 5.5236e-06
1.984808749371637e+000 | 1.4314e-07 | 1.9848 | 1.984808749371637e+000 | 1.4356e-07 |  | 1.984808749371637e+000 | 1.448e-07 |  | 1.984808749371637e+000 | 1.4439e-07 |  | 1.9862 | 5.5227e-06 | 38.5818 | 5.5227e-06
1.986184990874072e+000 | 1.4313e-07 | 1.9862 | 1.986184990874072e+000 | 1.4355e-07 |  | 1.986184990874072e+000 | 1.4479e-07 |  | 1.986184990874072e+000 | 1.4438e-07 |  | 1.9876 | 5.5218e-06 | 38.5788 | 5.5218e-06
1.987562186645110e+000 | 1.4312e-07 | 1.9876 | 1.987562186645110e+000 | 1.4354e-07 |  | 1.987562186645110e+000 | 1.4478e-07 |  | 1.987562186645110e+000 | 1.4437e-07 |  | 1.9889 | 5.5209e-06 | 38.5758 | 5.5209e-06
1.988940337346429e+000 | 1.4311e-07 | 1.9889 | 1.988940337346429e+000 | 1.4352e-07 |  | 1.988940337346429e+000 | 1.4477e-07 |  | 1.988940337346429e+000 | 1.4436e-07 |  | 1.9903 | 5.52e-06 | 38.5727 | 5.52e-06
1.990319443640166e+000 | 1.4309e-07 | 1.9903 | 1.990319443640166e+000 | 1.4351e-07 |  | 1.990319443640166e+000 | 1.4476e-07 |  | 1.990319443640166e+000 | 1.4435e-07 |  | 1.9917 | 5.5191e-06 | 38.5697 | 5.5191e-06
1.991699506188916e+000 | 1.4308e-07 | 1.9917 | 1.991699506188916e+000 | 1.435e-07 |  | 1.991699506188916e+000 | 1.4475e-07 |  | 1.991699506188916e+000 | 1.4434e-07 |  | 1.9931 | 5.5181e-06 | 38.5666 | 5.5181e-06
1.993080525655736e+000 | 1.4307e-07 | 1.9931 | 1.993080525655736e+000 | 1.4349e-07 |  | 1.993080525655736e+000 | 1.4474e-07 |  | 1.993080525655736e+000 | 1.4432e-07 |  | 1.9945 | 5.5172e-06 | 38.5636 | 5.5172e-06
1.994462502704139e+000 | 1.4306e-07 | 1.9945 | 1.994462502704139e+000 | 1.4348e-07 |  | 1.994462502704139e+000 | 1.4473e-07 |  | 1.994462502704139e+000 | 1.4431e-07 |  | 1.9958 | 5.5163e-06 | 38.5605 | 5.5163e-06
1.995845437998101e+000 | 1.4304e-07 | 1.9958 | 1.995845437998101e+000 | 1.4347e-07 |  | 1.995845437998101e+000 | 1.4472e-07 |  | 1.995845437998101e+000 | 1.443e-07 |  | 1.9972 | 5.5154e-06 | 38.5575 | 5.5154e-06
1.997229332202058e+000 | 1.4303e-07 | 1.9972 | 1.997229332202058e+000 | 1.4345e-07 |  | 1.997229332202058e+000 | 1.4471e-07 |  | 1.997229332202058e+000 | 1.4429e-07 |  | 1.9986 | 5.5145e-06 | 38.5544 | 5.5145e-06
1.998614185980905e+000 | 1.4302e-07 | 1.9986 | 1.998614185980905e+000 | 1.4344e-07 |  | 1.998614185980905e+000 | 1.447e-07 |  | 1.998614185980905e+000 | 1.4428e-07 |  | 2 | 5.5136e-06 | 38.5513 | 5.5136e-06
2.000000000000000e+000 | 1.4301e-07 | 2 | 2.000000000000000e+000 | 1.4343e-07 |  | 2.000000000000000e+000 | 1.4469e-07 |  | 2.000000000000000e+000 | 1.4427e-07 |  | 2.0014 | 5.5127e-06 | 38.5482 | 5.5127e-06
2.001386774925162e+000 | 1.43e-07 | 2.0014 | 2.001386774925162e+000 | 1.4342e-07 |  | 2.001386774925162e+000 | 1.4468e-07 |  | 2.001386774925162e+000 | 1.4426e-07 |  | 2.0028 | 5.5118e-06 | 38.5451 | 5.5118e-06
2.002774511422669e+000 | 1.4298e-07 | 2.0028 | 2.002774511422669e+000 | 1.4341e-07 |  | 2.002774511422669e+000 | 1.4467e-07 |  | 2.002774511422669e+000 | 1.4425e-07 |  | 2.0042 | 5.5109e-06 | 38.5421 | 5.5109e-06
2.004163210159266e+000 | 1.4297e-07 | 2.0042 | 2.004163210159266e+000 | 1.434e-07 |  | 2.004163210159266e+000 | 1.4466e-07 |  | 2.004163210159266e+000 | 1.4424e-07 |  | 2.0056 | 5.51e-06 | 38.5389 | 5.51e-06
2.005552871802156e+000 | 1.4296e-07 | 2.0056 | 2.005552871802156e+000 | 1.4339e-07 |  | 2.005552871802156e+000 | 1.4466e-07 |  | 2.005552871802156e+000 | 1.4423e-07 |  | 2.0069 | 5.5091e-06 | 38.5358 | 5.5091e-06
2.006943497019006e+000 | 1.4295e-07 | 2.0069 | 2.006943497019006e+000 | 1.4337e-07 |  | 2.006943497019006e+000 | 1.4465e-07 |  | 2.006943497019006e+000 | 1.4422e-07 |  | 2.0083 | 5.5082e-06 | 38.5327 | 5.5082e-06
2.008335086477946e+000 | 1.4294e-07 | 2.0083 | 2.008335086477946e+000 | 1.4336e-07 |  | 2.008335086477946e+000 | 1.4464e-07 |  | 2.008335086477946e+000 | 1.4421e-07 |  | 2.0097 | 5.5073e-06 | 38.5296 | 5.5073e-06
2.009727640847571e+000 | 1.4292e-07 | 2.0097 | 2.009727640847571e+000 | 1.4335e-07 |  | 2.009727640847571e+000 | 1.4463e-07 |  | 2.009727640847571e+000 | 1.442e-07 |  | 2.0111 | 5.5064e-06 | 38.5264 | 5.5064e-06
2.011121160796936e+000 | 1.4291e-07 | 2.0111 | 2.011121160796936e+000 | 1.4334e-07 |  | 2.011121160796936e+000 | 1.4462e-07 |  | 2.011121160796936e+000 | 1.4419e-07 |  | 2.0125 | 5.5055e-06 | 38.5233 | 5.5055e-06
2.012515646995564e+000 | 1.429e-07 | 2.0125 | 2.012515646995564e+000 | 1.4333e-07 |  | 2.012515646995564e+000 | 1.4461e-07 |  | 2.012515646995564e+000 | 1.4418e-07 |  | 2.0139 | 5.5046e-06 | 38.5201 | 5.5046e-06
2.013911100113438e+000 | 1.4289e-07 | 2.0139 | 2.013911100113438e+000 | 1.4332e-07 |  | 2.013911100113438e+000 | 1.446e-07 |  | 2.013911100113438e+000 | 1.4417e-07 |  | 2.0153 | 5.5037e-06 | 38.517 | 5.5037e-06
2.015307520821009e+000 | 1.4288e-07 | 2.0153 | 2.015307520821009e+000 | 1.4331e-07 |  | 2.015307520821009e+000 | 1.4459e-07 |  | 2.015307520821009e+000 | 1.4416e-07 |  | 2.0167 | 5.5028e-06 | 38.5138 | 5.5028e-06
2.016704909789190e+000 | 1.4287e-07 | 2.0167 | 2.016704909789190e+000 | 1.433e-07 |  | 2.016704909789190e+000 | 1.4458e-07 |  | 2.016704909789190e+000 | 1.4416e-07 |  | 2.0181 | 5.5019e-06 | 38.5107 | 5.5019e-06
2.018103267689363e+000 | 1.4286e-07 | 2.0181 | 2.018103267689363e+000 | 1.4329e-07 |  | 2.018103267689363e+000 | 1.4457e-07 |  | 2.018103267689363e+000 | 1.4415e-07 |  | 2.0195 | 5.501e-06 | 38.5075 | 5.501e-06
2.019502595193372e+000 | 1.4284e-07 | 2.0195 | 2.019502595193372e+000 | 1.4328e-07 |  | 2.019502595193372e+000 | 1.4456e-07 |  | 2.019502595193372e+000 | 1.4414e-07 |  | 2.0209 | 5.5001e-06 | 38.5043 | 5.5001e-06
2.020902892973528e+000 | 1.4283e-07 | 2.0209 | 2.020902892973528e+000 | 1.4326e-07 |  | 2.020902892973528e+000 | 1.4456e-07 |  | 2.020902892973528e+000 | 1.4413e-07 |  | 2.0223 | 5.4992e-06 | 38.5011 | 5.4992e-06
2.022304161702608e+000 | 1.4282e-07 | 2.0223 | 2.022304161702608e+000 | 1.4325e-07 |  | 2.022304161702608e+000 | 1.4455e-07 |  | 2.022304161702608e+000 | 1.4412e-07 |  | 2.0237 | 5.4983e-06 | 38.4979 | 5.4983e-06
2.023706402053858e+000 | 1.4281e-07 | 2.0237 | 2.023706402053858e+000 | 1.4324e-07 |  | 2.023706402053858e+000 | 1.4454e-07 |  | 2.023706402053858e+000 | 1.4411e-07 |  | 2.0251 | 5.4974e-06 | 38.4947 | 5.4974e-06
2.025109614700986e+000 | 1.428e-07 | 2.0251 | 2.025109614700986e+000 | 1.4323e-07 |  | 2.025109614700986e+000 | 1.4453e-07 |  | 2.025109614700986e+000 | 1.441e-07 |  | 2.0265 | 5.4965e-06 | 38.4915 | 5.4965e-06
2.026513800318171e+000 | 1.4279e-07 | 2.0265 | 2.026513800318171e+000 | 1.4322e-07 |  | 2.026513800318171e+000 | 1.4452e-07 |  | 2.026513800318171e+000 | 1.4409e-07 |  | 2.0279 | 5.4956e-06 | 38.4883 | 5.4956e-06
2.027918959580059e+000 | 1.4278e-07 | 2.0279 | 2.027918959580059e+000 | 1.4321e-07 |  | 2.027918959580059e+000 | 1.4451e-07 |  | 2.027918959580059e+000 | 1.4408e-07 |  | 2.0293 | 5.4947e-06 | 38.4851 | 5.4947e-06
2.029325093161761e+000 | 1.4276e-07 | 2.0293 | 2.029325093161761e+000 | 1.432e-07 |  | 2.029325093161761e+000 | 1.445e-07 |  | 2.029325093161761e+000 | 1.4407e-07 |  | 2.0307 | 5.4938e-06 | 38.4819 | 5.4938e-06
2.030732201738859e+000 | 1.4275e-07 | 2.0307 | 2.030732201738859e+000 | 1.4319e-07 |  | 2.030732201738859e+000 | 1.4449e-07 |  | 2.030732201738859e+000 | 1.4406e-07 |  | 2.0321 | 5.4929e-06 | 38.4786 | 5.4929e-06
2.032140285987404e+000 | 1.4274e-07 | 2.0321 | 2.032140285987404e+000 | 1.4318e-07 |  | 2.032140285987404e+000 | 1.4449e-07 |  | 2.032140285987404e+000 | 1.4405e-07 |  | 2.0335 | 5.492e-06 | 38.4754 | 5.492e-06
2.033549346583913e+000 | 1.4273e-07 | 2.0335 | 2.033549346583913e+000 | 1.4317e-07 |  | 2.033549346583913e+000 | 1.4448e-07 |  | 2.033549346583913e+000 | 1.4404e-07 |  | 2.035 | 5.4911e-06 | 38.4721 | 5.4911e-06
2.034959384205373e+000 | 1.4272e-07 | 2.035 | 2.034959384205373e+000 | 1.4316e-07 |  | 2.034959384205373e+000 | 1.4447e-07 |  | 2.034959384205373e+000 | 1.4403e-07 |  | 2.0364 | 5.4902e-06 | 38.4689 | 5.4902e-06
2.036370399529242e+000 | 1.4271e-07 | 2.0364 | 2.036370399529242e+000 | 1.4315e-07 |  | 2.036370399529242e+000 | 1.4446e-07 |  | 2.036370399529242e+000 | 1.4402e-07 |  | 2.0378 | 5.4894e-06 | 38.4656 | 5.4894e-06
2.037782393233446e+000 | 1.427e-07 | 2.0378 | 2.037782393233446e+000 | 1.4314e-07 |  | 2.037782393233446e+000 | 1.4445e-07 |  | 2.037782393233446e+000 | 1.4401e-07 |  | 2.0392 | 5.4885e-06 | 38.4623 | 5.4885e-06
2.039195365996381e+000 | 1.4269e-07 | 2.0392 | 2.039195365996381e+000 | 1.4313e-07 |  | 2.039195365996381e+000 | 1.4444e-07 |  | 2.039195365996381e+000 | 1.4401e-07 |  | 2.0406 | 5.4876e-06 | 38.4591 | 5.4876e-06
2.040609318496916e+000 | 1.4267e-07 | 2.0406 | 2.040609318496916e+000 | 1.4312e-07 |  | 2.040609318496916e+000 | 1.4443e-07 |  | 2.040609318496916e+000 | 1.44e-07 |  | 2.042 | 5.4867e-06 | 38.4558 | 5.4867e-06
2.042024251414387e+000 | 1.4266e-07 | 2.042 | 2.042024251414387e+000 | 1.4311e-07 |  | 2.042024251414387e+000 | 1.4443e-07 |  | 2.042024251414387e+000 | 1.4399e-07 |  | 2.0434 | 5.4858e-06 | 38.4525 | 5.4858e-06
2.043440165428603e+000 | 1.4265e-07 | 2.0434 | 2.043440165428603e+000 | 1.431e-07 |  | 2.043440165428603e+000 | 1.4442e-07 |  | 2.043440165428603e+000 | 1.4398e-07 |  | 2.0449 | 5.4849e-06 | 38.4492 | 5.4849e-06
2.044857061219845e+000 | 1.4264e-07 | 2.0449 | 2.044857061219845e+000 | 1.4309e-07 |  | 2.044857061219845e+000 | 1.4441e-07 |  | 2.044857061219845e+000 | 1.4397e-07 |  | 2.0463 | 5.484e-06 | 38.4459 | 5.484e-06
2.046274939468864e+000 | 1.4263e-07 | 2.0463 | 2.046274939468864e+000 | 1.4308e-07 |  | 2.046274939468864e+000 | 1.444e-07 |  | 2.046274939468864e+000 | 1.4396e-07 |  | 2.0477 | 5.4831e-06 | 38.4426 | 5.4831e-06
2.047693800856885e+000 | 1.4262e-07 | 2.0477 | 2.047693800856885e+000 | 1.4307e-07 |  | 2.047693800856885e+000 | 1.4439e-07 |  | 2.047693800856885e+000 | 1.4395e-07 |  | 2.0491 | 5.4822e-06 | 38.4392 | 5.4822e-06
2.049113646065603e+000 | 1.4261e-07 | 2.0491 | 2.049113646065603e+000 | 1.4306e-07 |  | 2.049113646065603e+000 | 1.4439e-07 |  | 2.049113646065603e+000 | 1.4394e-07 |  | 2.0505 | 5.4813e-06 | 38.4359 | 5.4813e-06
2.050534475777188e+000 | 1.426e-07 | 2.0505 | 2.050534475777188e+000 | 1.4305e-07 |  | 2.050534475777188e+000 | 1.4438e-07 |  | 2.050534475777188e+000 | 1.4394e-07 |  | 2.052 | 5.4805e-06 | 38.4326 | 5.4805e-06
2.051956290674281e+000 | 1.4259e-07 | 2.052 | 2.051956290674281e+000 | 1.4304e-07 |  | 2.051956290674281e+000 | 1.4437e-07 |  | 2.051956290674281e+000 | 1.4393e-07 |  | 2.0534 | 5.4796e-06 | 38.4292 | 5.4796e-06
2.053379091439998e+000 | 1.4258e-07 | 2.0534 | 2.053379091439998e+000 | 1.4303e-07 |  | 2.053379091439998e+000 | 1.4436e-07 |  | 2.053379091439998e+000 | 1.4392e-07 |  | 2.0548 | 5.4787e-06 | 38.4259 | 5.4787e-06
2.054802878757928e+000 | 1.4257e-07 | 2.0548 | 2.054802878757928e+000 | 1.4302e-07 |  | 2.054802878757928e+000 | 1.4435e-07 |  | 2.054802878757928e+000 | 1.4391e-07 |  | 2.0562 | 5.4778e-06 | 38.4225 | 5.4778e-06
2.056227653312133e+000 | 1.4256e-07 | 2.0562 | 2.056227653312133e+000 | 1.4301e-07 |  | 2.056227653312133e+000 | 1.4435e-07 |  | 2.056227653312133e+000 | 1.439e-07 |  | 2.0577 | 5.4769e-06 | 38.4192 | 5.4769e-06
2.057653415787152e+000 | 1.4255e-07 | 2.0577 | 2.057653415787152e+000 | 1.43e-07 |  | 2.057653415787152e+000 | 1.4434e-07 |  | 2.057653415787152e+000 | 1.4389e-07 |  | 2.0591 | 5.476e-06 | 38.4158 | 5.476e-06
2.059080166867994e+000 | 1.4254e-07 | 2.0591 | 2.059080166867994e+000 | 1.4299e-07 |  | 2.059080166867994e+000 | 1.4433e-07 |  | 2.059080166867994e+000 | 1.4388e-07 |  | 2.0605 | 5.4751e-06 | 38.4124 | 5.4751e-06
2.060507907240149e+000 | 1.4253e-07 | 2.0605 | 2.060507907240149e+000 | 1.4298e-07 |  | 2.060507907240149e+000 | 1.4432e-07 |  | 2.060507907240149e+000 | 1.4388e-07 |  | 2.0619 | 5.4743e-06 | 38.409 | 5.4743e-06
2.061936637589578e+000 | 1.4251e-07 | 2.0619 | 2.061936637589578e+000 | 1.4297e-07 |  | 2.061936637589578e+000 | 1.4431e-07 |  | 2.061936637589578e+000 | 1.4387e-07 |  | 2.0634 | 5.4734e-06 | 38.4056 | 5.4734e-06
2.063366358602718e+000 | 1.425e-07 | 2.0634 | 2.063366358602718e+000 | 1.4296e-07 |  | 2.063366358602718e+000 | 1.4431e-07 |  | 2.063366358602718e+000 | 1.4386e-07 |  | 2.0648 | 5.4725e-06 | 38.4022 | 5.4725e-06
2.064797070966484e+000 | 1.4249e-07 | 2.0648 | 2.064797070966484e+000 | 1.4295e-07 |  | 2.064797070966484e+000 | 1.443e-07 |  | 2.064797070966484e+000 | 1.4385e-07 |  | 2.0662 | 5.4716e-06 | 38.3989 | 5.4716e-06
2.066228775368265e+000 | 1.4248e-07 | 2.0662 | 2.066228775368265e+000 | 1.4294e-07 |  | 2.066228775368265e+000 | 1.4429e-07 |  | 2.066228775368265e+000 | 1.4384e-07 |  | 2.0677 | 5.4707e-06 | 38.3954 | 5.4707e-06
2.067661472495929e+000 | 1.4247e-07 | 2.0677 | 2.067661472495929e+000 | 1.4293e-07 |  | 2.067661472495929e+000 | 1.4428e-07 |  | 2.067661472495929e+000 | 1.4383e-07 |  | 2.0691 | 5.4698e-06 | 38.392 | 5.4698e-06
2.069095163037819e+000 | 1.4246e-07 | 2.0691 | 2.069095163037819e+000 | 1.4292e-07 |  | 2.069095163037819e+000 | 1.4428e-07 |  | 2.069095163037819e+000 | 1.4383e-07 |  | 2.0705 | 5.469e-06 | 38.3886 | 5.469e-06
2.070529847682755e+000 | 1.4245e-07 | 2.0705 | 2.070529847682755e+000 | 1.4291e-07 |  | 2.070529847682755e+000 | 1.4427e-07 |  | 2.070529847682755e+000 | 1.4382e-07 |  | 2.072 | 5.4681e-06 | 38.3852 | 5.4681e-06
2.071965527120038e+000 | 1.4244e-07 | 2.072 | 2.071965527120038e+000 | 1.429e-07 |  | 2.071965527120038e+000 | 1.4426e-07 |  | 2.071965527120038e+000 | 1.4381e-07 |  | 2.0734 | 5.4672e-06 | 38.3817 | 5.4672e-06
2.073402202039442e+000 | 1.4243e-07 | 2.0734 | 2.073402202039442e+000 | 1.4289e-07 |  | 2.073402202039442e+000 | 1.4425e-07 |  | 2.073402202039442e+000 | 1.438e-07 |  | 2.0748 | 5.4663e-06 | 38.3783 | 5.4663e-06
2.074839873131223e+000 | 1.4242e-07 | 2.0748 | 2.074839873131223e+000 | 1.4288e-07 |  | 2.074839873131223e+000 | 1.4425e-07 |  | 2.074839873131223e+000 | 1.4379e-07 |  | 2.0763 | 5.4654e-06 | 38.3748 | 5.4654e-06
2.076278541086114e+000 | 1.4241e-07 | 2.0763 | 2.076278541086114e+000 | 1.4287e-07 |  | 2.076278541086114e+000 | 1.4424e-07 |  | 2.076278541086114e+000 | 1.4379e-07 |  | 2.0777 | 5.4646e-06 | 38.3713 | 5.4646e-06
2.077718206595329e+000 | 1.424e-07 | 2.0777 | 2.077718206595329e+000 | 1.4286e-07 |  | 2.077718206595329e+000 | 1.4423e-07 |  | 2.077718206595329e+000 | 1.4378e-07 |  | 2.0792 | 5.4637e-06 | 38.3679 | 5.4637e-06
2.079158870350558e+000 | 1.4239e-07 | 2.0792 | 2.079158870350558e+000 | 1.4285e-07 |  | 2.079158870350558e+000 | 1.4423e-07 |  | 2.079158870350558e+000 | 1.4377e-07 |  | 2.0806 | 5.4628e-06 | 38.3644 | 5.4628e-06
2.080600533043972e+000 | 1.4238e-07 | 2.0806 | 2.080600533043972e+000 | 1.4284e-07 |  | 2.080600533043972e+000 | 1.4422e-07 |  | 2.080600533043972e+000 | 1.4376e-07 |  | 2.082 | 5.4619e-06 | 38.3609 | 5.4619e-06
2.082043195368223e+000 | 1.4237e-07 | 2.082 | 2.082043195368223e+000 | 1.4283e-07 |  | 2.082043195368223e+000 | 1.4421e-07 |  | 2.082043195368223e+000 | 1.4375e-07 |  | 2.0835 | 5.461e-06 | 38.3574 | 5.461e-06
2.083486858016443e+000 | 1.4236e-07 | 2.0835 | 2.083486858016443e+000 | 1.4283e-07 |  | 2.083486858016443e+000 | 1.442e-07 |  | 2.083486858016443e+000 | 1.4375e-07 |  | 2.0849 | 5.4602e-06 | 38.3539 | 5.4602e-06
2.084931521682243e+000 | 1.4235e-07 | 2.0849 | 2.084931521682243e+000 | 1.4282e-07 |  | 2.084931521682243e+000 | 1.442e-07 |  | 2.084931521682243e+000 | 1.4374e-07 |  | 2.0864 | 5.4593e-06 | 38.3504 | 5.4593e-06
2.086377187059717e+000 | 1.4234e-07 | 2.0864 | 2.086377187059717e+000 | 1.4281e-07 |  | 2.086377187059717e+000 | 1.4419e-07 |  | 2.086377187059717e+000 | 1.4373e-07 |  | 2.0878 | 5.4584e-06 | 38.3469 | 5.4584e-06
2.087823854843438e+000 | 1.4233e-07 | 2.0878 | 2.087823854843438e+000 | 1.428e-07 |  | 2.087823854843438e+000 | 1.4418e-07 |  | 2.087823854843438e+000 | 1.4372e-07 |  | 2.0893 | 5.4575e-06 | 38.3434 | 5.4575e-06
2.089271525728463e+000 | 1.4232e-07 | 2.0893 | 2.089271525728463e+000 | 1.4279e-07 |  | 2.089271525728463e+000 | 1.4418e-07 |  | 2.089271525728463e+000 | 1.4372e-07 |  | 2.0907 | 5.4567e-06 | 38.3399 | 5.4567e-06
2.090720200410330e+000 | 1.4231e-07 | 2.0907 | 2.090720200410330e+000 | 1.4278e-07 |  | 2.090720200410330e+000 | 1.4417e-07 |  | 2.090720200410330e+000 | 1.4371e-07 |  | 2.0922 | 5.4558e-06 | 38.3363 | 5.4558e-06
2.092169879585059e+000 | 1.423e-07 | 2.0922 | 2.092169879585059e+000 | 1.4277e-07 |  | 2.092169879585059e+000 | 1.4416e-07 |  | 2.092169879585059e+000 | 1.437e-07 |  | 2.0936 | 5.4549e-06 | 38.3328 | 5.4549e-06
2.093620563949152e+000 | 1.4229e-07 | 2.0936 | 2.093620563949152e+000 | 1.4276e-07 |  | 2.093620563949152e+000 | 1.4416e-07 |  | 2.093620563949152e+000 | 1.4369e-07 |  | 2.0951 | 5.454e-06 | 38.3293 | 5.454e-06
2.095072254199595e+000 | 1.4228e-07 | 2.0951 | 2.095072254199595e+000 | 1.4275e-07 |  | 2.095072254199595e+000 | 1.4415e-07 |  | 2.095072254199595e+000 | 1.4369e-07 |  | 2.0965 | 5.4532e-06 | 38.3257 | 5.4532e-06
2.096524951033858e+000 | 1.4228e-07 | 2.0965 | 2.096524951033858e+000 | 1.4274e-07 |  | 2.096524951033858e+000 | 1.4414e-07 |  | 2.096524951033858e+000 | 1.4368e-07 |  | 2.098 | 5.4523e-06 | 38.3221 | 5.4523e-06
2.097978655149892e+000 | 1.4227e-07 | 2.098 | 2.097978655149892e+000 | 1.4274e-07 |  | 2.097978655149892e+000 | 1.4414e-07 |  | 2.097978655149892e+000 | 1.4367e-07 |  | 2.0994 | 5.4514e-06 | 38.3185 | 5.4514e-06
2.099433367246135e+000 | 1.4226e-07 | 2.0994 | 2.099433367246135e+000 | 1.4273e-07 |  | 2.099433367246135e+000 | 1.4413e-07 |  | 2.099433367246135e+000 | 1.4366e-07 |  | 2.1009 | 5.4505e-06 | 38.315 | 5.4505e-06
2.100889088021507e+000 | 1.4225e-07 | 2.1009 | 2.100889088021507e+000 | 1.4272e-07 |  | 2.100889088021507e+000 | 1.4412e-07 |  | 2.100889088021507e+000 | 1.4366e-07 |  | 2.1023 | 5.4497e-06 | 38.3114 | 5.4497e-06
2.102345818175413e+000 | 1.4224e-07 | 2.1023 | 2.102345818175413e+000 | 1.4271e-07 |  | 2.102345818175413e+000 | 1.4412e-07 |  | 2.102345818175413e+000 | 1.4365e-07 |  | 2.1038 | 5.4488e-06 | 38.3078 | 5.4488e-06
2.103803558407745e+000 | 1.4223e-07 | 2.1038 | 2.103803558407745e+000 | 1.427e-07 |  | 2.103803558407745e+000 | 1.4411e-07 |  | 2.103803558407745e+000 | 1.4364e-07 |  | 2.1053 | 5.4479e-06 | 38.3042 | 5.4479e-06
2.105262309418877e+000 | 1.4222e-07 | 2.1053 | 2.105262309418877e+000 | 1.4269e-07 |  | 2.105262309418877e+000 | 1.441e-07 |  | 2.105262309418877e+000 | 1.4364e-07 |  | 2.1067 | 5.4471e-06 | 38.3006 | 5.4471e-06
2.106722071909672e+000 | 1.4221e-07 | 2.1067 | 2.106722071909672e+000 | 1.4268e-07 |  | 2.106722071909672e+000 | 1.441e-07 |  | 2.106722071909672e+000 | 1.4363e-07 |  | 2.1082 | 5.4462e-06 | 38.297 | 5.4462e-06
2.108182846581476e+000 | 1.422e-07 | 2.1082 | 2.108182846581476e+000 | 1.4268e-07 |  | 2.108182846581476e+000 | 1.4409e-07 |  | 2.108182846581476e+000 | 1.4362e-07 |  | 2.1096 | 5.4453e-06 | 38.2934 | 5.4453e-06
2.109644634136123e+000 | 1.4219e-07 | 2.1096 | 2.109644634136123e+000 | 1.4267e-07 |  | 2.109644634136123e+000 | 1.4409e-07 |  | 2.109644634136123e+000 | 1.4361e-07 |  | 2.1111 | 5.4445e-06 | 38.2898 | 5.4445e-06
2.111107435275934e+000 | 1.4218e-07 | 2.1111 | 2.111107435275934e+000 | 1.4266e-07 |  | 2.111107435275934e+000 | 1.4408e-07 |  | 2.111107435275934e+000 | 1.4361e-07 |  | 2.1126 | 5.4436e-06 | 38.2861 | 5.4436e-06
2.112571250703715e+000 | 1.4217e-07 | 2.1126 | 2.112571250703715e+000 | 1.4265e-07 |  | 2.112571250703715e+000 | 1.4407e-07 |  | 2.112571250703715e+000 | 1.436e-07 |  | 2.114 | 5.4427e-06 | 38.2825 | 5.4427e-06
2.114036081122761e+000 | 1.4216e-07 | 2.114 | 2.114036081122761e+000 | 1.4264e-07 |  | 2.114036081122761e+000 | 1.4407e-07 |  | 2.114036081122761e+000 | 1.4359e-07 |  | 2.1155 | 5.4419e-06 | 38.2788 | 5.4419e-06
2.115501927236855e+000 | 1.4215e-07 | 2.1155 | 2.115501927236855e+000 | 1.4263e-07 |  | 2.115501927236855e+000 | 1.4406e-07 |  | 2.115501927236855e+000 | 1.4359e-07 |  | 2.117 | 5.441e-06 | 38.2752 | 5.441e-06
2.116968789750266e+000 | 1.4215e-07 | 2.117 | 2.116968789750266e+000 | 1.4263e-07 |  | 2.116968789750266e+000 | 1.4405e-07 |  | 2.116968789750266e+000 | 1.4358e-07 |  | 2.1184 | 5.4401e-06 | 38.2715 | 5.4401e-06
2.118436669367753e+000 | 1.4214e-07 | 2.1184 | 2.118436669367753e+000 | 1.4262e-07 |  | 2.118436669367753e+000 | 1.4405e-07 |  | 2.118436669367753e+000 | 1.4357e-07 |  | 2.1199 | 5.4393e-06 | 38.2678 | 5.4393e-06
2.119905566794564e+000 | 1.4213e-07 | 2.1199 | 2.119905566794564e+000 | 1.4261e-07 |  | 2.119905566794564e+000 | 1.4404e-07 |  | 2.119905566794564e+000 | 1.4357e-07 |  | 2.1214 | 5.4384e-06 | 38.2642 | 5.4384e-06
2.121375482736434e+000 | 1.4212e-07 | 2.1214 | 2.121375482736434e+000 | 1.426e-07 |  | 2.121375482736434e+000 | 1.4404e-07 |  | 2.121375482736434e+000 | 1.4356e-07 |  | 2.1228 | 5.4375e-06 | 38.2605 | 5.4375e-06
2.122846417899589e+000 | 1.4211e-07 | 2.1228 | 2.122846417899589e+000 | 1.4259e-07 |  | 2.122846417899589e+000 | 1.4403e-07 |  | 2.122846417899589e+000 | 1.4355e-07 |  | 2.1243 | 5.4367e-06 | 38.2568 | 5.4367e-06
2.124318372990745e+000 | 1.421e-07 | 2.1243 | 2.124318372990745e+000 | 1.4258e-07 |  | 2.124318372990745e+000 | 1.4402e-07 |  | 2.124318372990745e+000 | 1.4355e-07 |  | 2.1258 | 5.4358e-06 | 38.2531 | 5.4358e-06
2.125791348717107e+000 | 1.4209e-07 | 2.1258 | 2.125791348717107e+000 | 1.4258e-07 |  | 2.125791348717107e+000 | 1.4402e-07 |  | 2.125791348717107e+000 | 1.4354e-07 |  | 2.1273 | 5.4349e-06 | 38.2494 | 5.4349e-06
2.127265345786369e+000 | 1.4208e-07 | 2.1273 | 2.127265345786369e+000 | 1.4257e-07 |  | 2.127265345786369e+000 | 1.4401e-07 |  | 2.127265345786369e+000 | 1.4353e-07 |  | 2.1287 | 5.4341e-06 | 38.2457 | 5.4341e-06
2.128740364906720e+000 | 1.4207e-07 | 2.1287 | 2.128740364906720e+000 | 1.4256e-07 |  | 2.128740364906720e+000 | 1.4401e-07 |  | 2.128740364906720e+000 | 1.4353e-07 |  | 2.1302 | 5.4332e-06 | 38.2419 | 5.4332e-06
2.130216406786836e+000 | 1.4207e-07 | 2.1302 | 2.130216406786836e+000 | 1.4255e-07 |  | 2.130216406786836e+000 | 1.44e-07 |  | 2.130216406786836e+000 | 1.4352e-07 |  | 2.1317 | 5.4323e-06 | 38.2382 | 5.4323e-06
2.131693472135885e+000 | 1.4206e-07 | 2.1317 | 2.131693472135885e+000 | 1.4254e-07 |  | 2.131693472135885e+000 | 1.44e-07 |  | 2.131693472135885e+000 | 1.4351e-07 |  | 2.1332 | 5.4315e-06 | 38.2345 | 5.4315e-06
2.133171561663529e+000 | 1.4205e-07 | 2.1332 | 2.133171561663529e+000 | 1.4254e-07 |  | 2.133171561663529e+000 | 1.4399e-07 |  | 2.133171561663529e+000 | 1.4351e-07 |  | 2.1347 | 5.4306e-06 | 38.2307 | 5.4306e-06
2.134650676079920e+000 | 1.4204e-07 | 2.1347 | 2.134650676079920e+000 | 1.4253e-07 |  | 2.134650676079920e+000 | 1.4399e-07 |  | 2.134650676079920e+000 | 1.435e-07 |  | 2.1361 | 5.4298e-06 | 38.227 | 5.4298e-06
2.136130816095703e+000 | 1.4203e-07 | 2.1361 | 2.136130816095703e+000 | 1.4252e-07 |  | 2.136130816095703e+000 | 1.4398e-07 |  | 2.136130816095703e+000 | 1.435e-07 |  | 2.1376 | 5.4289e-06 | 38.2232 | 5.4289e-06
2.137611982422016e+000 | 1.4202e-07 | 2.1376 | 2.137611982422016e+000 | 1.4251e-07 |  | 2.137611982422016e+000 | 1.4397e-07 |  | 2.137611982422016e+000 | 1.4349e-07 |  | 2.1391 | 5.428e-06 | 38.2195 | 5.428e-06
2.139094175770490e+000 | 1.4201e-07 | 2.1391 | 2.139094175770490e+000 | 1.4251e-07 |  | 2.139094175770490e+000 | 1.4397e-07 |  | 2.139094175770490e+000 | 1.4348e-07 |  | 2.1406 | 5.4272e-06 | 38.2157 | 5.4272e-06
2.140577396853248e+000 | 1.4201e-07 | 2.1406 | 2.140577396853248e+000 | 1.425e-07 |  | 2.140577396853248e+000 | 1.4396e-07 |  | 2.140577396853248e+000 | 1.4348e-07 |  | 2.1421 | 5.4263e-06 | 38.2119 | 5.4263e-06
2.142061646382910e+000 | 1.42e-07 | 2.1421 | 2.142061646382910e+000 | 1.4249e-07 |  | 2.142061646382910e+000 | 1.4396e-07 |  | 2.142061646382910e+000 | 1.4347e-07 |  | 2.1435 | 5.4255e-06 | 38.2081 | 5.4255e-06
2.143546925072587e+000 | 1.4199e-07 | 2.1435 | 2.143546925072587e+000 | 1.4248e-07 |  | 2.143546925072587e+000 | 1.4395e-07 |  | 2.143546925072587e+000 | 1.4346e-07 |  | 2.145 | 5.4246e-06 | 38.2043 | 5.4246e-06
2.145033233635885e+000 | 1.4198e-07 | 2.145 | 2.145033233635885e+000 | 1.4248e-07 |  | 2.145033233635885e+000 | 1.4395e-07 |  | 2.145033233635885e+000 | 1.4346e-07 |  | 2.1465 | 5.4237e-06 | 38.2005 | 5.4237e-06
2.146520572786907e+000 | 1.4197e-07 | 2.1465 | 2.146520572786907e+000 | 1.4247e-07 |  | 2.146520572786907e+000 | 1.4394e-07 |  | 2.146520572786907e+000 | 1.4345e-07 |  | 2.148 | 5.4229e-06 | 38.1967 | 5.4229e-06
2.148008943240249e+000 | 1.4196e-07 | 2.148 | 2.148008943240249e+000 | 1.4246e-07 |  | 2.148008943240249e+000 | 1.4394e-07 |  | 2.148008943240249e+000 | 1.4345e-07 |  | 2.1495 | 5.422e-06 | 38.1929 | 5.422e-06
2.149498345711003e+000 | 1.4196e-07 | 2.1495 | 2.149498345711003e+000 | 1.4245e-07 |  | 2.149498345711003e+000 | 1.4393e-07 |  | 2.149498345711003e+000 | 1.4344e-07 |  | 2.151 | 5.4212e-06 | 38.189 | 5.4212e-06
2.150988780914756e+000 | 1.4195e-07 | 2.151 | 2.150988780914756e+000 | 1.4245e-07 |  | 2.150988780914756e+000 | 1.4393e-07 |  | 2.150988780914756e+000 | 1.4344e-07 |  | 2.1525 | 5.4203e-06 | 38.1852 | 5.4203e-06
2.152480249567594e+000 | 1.4194e-07 | 2.1525 | 2.152480249567594e+000 | 1.4244e-07 |  | 2.152480249567594e+000 | 1.4392e-07 |  | 2.152480249567594e+000 | 1.4343e-07 |  | 2.154 | 5.4195e-06 | 38.1814 | 5.4195e-06
2.153972752386097e+000 | 1.4193e-07 | 2.154 | 2.153972752386097e+000 | 1.4243e-07 |  | 2.153972752386097e+000 | 1.4392e-07 |  | 2.153972752386097e+000 | 1.4342e-07 |  | 2.1555 | 5.4186e-06 | 38.1775 | 5.4186e-06
2.155466290087342e+000 | 1.4192e-07 | 2.1555 | 2.155466290087342e+000 | 1.4242e-07 |  | 2.155466290087342e+000 | 1.4391e-07 |  | 2.155466290087342e+000 | 1.4342e-07 |  | 2.157 | 5.4178e-06 | 38.1737 | 5.4178e-06
2.156960863388904e+000 | 1.4192e-07 | 2.157 | 2.156960863388904e+000 | 1.4242e-07 |  | 2.156960863388904e+000 | 1.4391e-07 |  | 2.156960863388904e+000 | 1.4341e-07 |  | 2.1585 | 5.4169e-06 | 38.1698 | 5.4169e-06
2.158456473008855e+000 | 1.4191e-07 | 2.1585 | 2.158456473008855e+000 | 1.4241e-07 |  | 2.158456473008855e+000 | 1.439e-07 |  | 2.158456473008855e+000 | 1.4341e-07 |  | 2.16 | 5.4161e-06 | 38.1659 | 5.4161e-06
2.159953119665765e+000 | 1.419e-07 | 2.16 | 2.159953119665765e+000 | 1.424e-07 |  | 2.159953119665765e+000 | 1.439e-07 |  | 2.159953119665765e+000 | 1.434e-07 |  | 2.1615 | 5.4152e-06 | 38.1621 | 5.4152e-06
2.161450804078703e+000 | 1.4189e-07 | 2.1615 | 2.161450804078703e+000 | 1.4239e-07 |  | 2.161450804078703e+000 | 1.4389e-07 |  | 2.161450804078703e+000 | 1.434e-07 |  | 2.1629 | 5.4143e-06 | 38.1582 | 5.4143e-06
2.162949526967236e+000 | 1.4188e-07 | 2.1629 | 2.162949526967236e+000 | 1.4239e-07 |  | 2.162949526967236e+000 | 1.4389e-07 |  | 2.162949526967236e+000 | 1.4339e-07 |  | 2.1644 | 5.4135e-06 | 38.1543 | 5.4135e-06
2.164449289051430e+000 | 1.4188e-07 | 2.1644 | 2.164449289051430e+000 | 1.4238e-07 |  | 2.164449289051430e+000 | 1.4388e-07 |  | 2.164449289051430e+000 | 1.4338e-07 |  | 2.166 | 5.4126e-06 | 38.1504 | 5.4126e-06
2.165950091051850e+000 | 1.4187e-07 | 2.166 | 2.165950091051850e+000 | 1.4237e-07 |  | 2.165950091051850e+000 | 1.4388e-07 |  | 2.165950091051850e+000 | 1.4338e-07 |  | 2.1675 | 5.4118e-06 | 38.1465 | 5.4118e-06
2.167451933689561e+000 | 1.4186e-07 | 2.1675 | 2.167451933689561e+000 | 1.4237e-07 |  | 2.167451933689561e+000 | 1.4387e-07 |  | 2.167451933689561e+000 | 1.4337e-07 |  | 2.169 | 5.4109e-06 | 38.1426 | 5.4109e-06
2.168954817686127e+000 | 1.4185e-07 | 2.169 | 2.168954817686127e+000 | 1.4236e-07 |  | 2.168954817686127e+000 | 1.4387e-07 |  | 2.168954817686127e+000 | 1.4337e-07 |  | 2.1705 | 5.4101e-06 | 38.1387 | 5.4101e-06
2.170458743763614e+000 | 1.4185e-07 | 2.1705 | 2.170458743763614e+000 | 1.4235e-07 |  | 2.170458743763614e+000 | 1.4387e-07 |  | 2.170458743763614e+000 | 1.4336e-07 |  | 2.172 | 5.4092e-06 | 38.1347 | 5.4092e-06
2.171963712644589e+000 | 1.4184e-07 | 2.172 | 2.171963712644589e+000 | 1.4235e-07 |  | 2.171963712644589e+000 | 1.4386e-07 |  | 2.171963712644589e+000 | 1.4336e-07 |  | 2.1735 | 5.4084e-06 | 38.1308 | 5.4084e-06
2.173469725052116e+000 | 1.4183e-07 | 2.1735 | 2.173469725052116e+000 | 1.4234e-07 |  | 2.173469725052116e+000 | 1.4386e-07 |  | 2.173469725052116e+000 | 1.4335e-07 |  | 2.175 | 5.4075e-06 | 38.1268 | 5.4075e-06
2.174976781709766e+000 | 1.4182e-07 | 2.175 | 2.174976781709766e+000 | 1.4233e-07 |  | 2.174976781709766e+000 | 1.4385e-07 |  | 2.174976781709766e+000 | 1.4335e-07 |  | 2.1765 | 5.4067e-06 | 38.1229 | 5.4067e-06
2.176484883341608e+000 | 1.4182e-07 | 2.1765 | 2.176484883341608e+000 | 1.4233e-07 |  | 2.176484883341608e+000 | 1.4385e-07 |  | 2.176484883341608e+000 | 1.4334e-07 |  | 2.178 | 5.4058e-06 | 38.1189 | 5.4058e-06
2.177994030672213e+000 | 1.4181e-07 | 2.178 | 2.177994030672213e+000 | 1.4232e-07 |  | 2.177994030672213e+000 | 1.4384e-07 |  | 2.177994030672213e+000 | 1.4334e-07 |  | 2.1795 | 5.405e-06 | 38.115 | 5.405e-06
2.179504224426657e+000 | 1.418e-07 | 2.1795 | 2.179504224426657e+000 | 1.4231e-07 |  | 2.179504224426657e+000 | 1.4384e-07 |  | 2.179504224426657e+000 | 1.4333e-07 |  | 2.181 | 5.4042e-06 | 38.111 | 5.4042e-06
2.181015465330515e+000 | 1.4179e-07 | 2.181 | 2.181015465330515e+000 | 1.4231e-07 |  | 2.181015465330515e+000 | 1.4384e-07 |  | 2.181015465330515e+000 | 1.4333e-07 |  | 2.1825 | 5.4033e-06 | 38.107 | 5.4033e-06
2.182527754109870e+000 | 1.4179e-07 | 2.1825 | 2.182527754109870e+000 | 1.423e-07 |  | 2.182527754109870e+000 | 1.4383e-07 |  | 2.182527754109870e+000 | 1.4332e-07 |  | 2.184 | 5.4025e-06 | 38.103 | 5.4025e-06
2.184041091491304e+000 | 1.4178e-07 | 2.184 | 2.184041091491304e+000 | 1.4229e-07 |  | 2.184041091491304e+000 | 1.4383e-07 |  | 2.184041091491304e+000 | 1.4332e-07 |  | 2.1856 | 5.4016e-06 | 38.099 | 5.4016e-06
2.185555478201905e+000 | 1.4177e-07 | 2.1856 | 2.185555478201905e+000 | 1.4229e-07 |  | 2.185555478201905e+000 | 1.4382e-07 |  | 2.185555478201905e+000 | 1.4331e-07 |  | 2.1871 | 5.4008e-06 | 38.095 | 5.4008e-06
2.187070914969265e+000 | 1.4176e-07 | 2.1871 | 2.187070914969265e+000 | 1.4228e-07 |  | 2.187070914969265e+000 | 1.4382e-07 |  | 2.187070914969265e+000 | 1.4331e-07 |  | 2.1886 | 5.3999e-06 | 38.091 | 5.3999e-06
2.188587402521479e+000 | 1.4176e-07 | 2.1886 | 2.188587402521479e+000 | 1.4227e-07 |  | 2.188587402521479e+000 | 1.4382e-07 |  | 2.188587402521479e+000 | 1.433e-07 |  | 2.1901 | 5.3991e-06 | 38.087 | 5.3991e-06
2.190104941587149e+000 | 1.4175e-07 | 2.1901 | 2.190104941587149e+000 | 1.4227e-07 |  | 2.190104941587149e+000 | 1.4381e-07 |  | 2.190104941587149e+000 | 1.433e-07 |  | 2.1916 | 5.3982e-06 | 38.0829 | 5.3982e-06
2.191623532895382e+000 | 1.4174e-07 | 2.1916 | 2.191623532895382e+000 | 1.4226e-07 |  | 2.191623532895382e+000 | 1.4381e-07 |  | 2.191623532895382e+000 | 1.4329e-07 |  | 2.1931 | 5.3974e-06 | 38.0789 | 5.3974e-06
2.193143177175788e+000 | 1.4174e-07 | 2.1931 | 2.193143177175788e+000 | 1.4226e-07 |  | 2.193143177175788e+000 | 1.438e-07 |  | 2.193143177175788e+000 | 1.4329e-07 |  | 2.1947 | 5.3965e-06 | 38.0749 | 5.3965e-06
2.194663875158486e+000 | 1.4173e-07 | 2.1947 | 2.194663875158486e+000 | 1.4225e-07 |  | 2.194663875158486e+000 | 1.438e-07 |  | 2.194663875158486e+000 | 1.4329e-07 |  | 2.1962 | 5.3957e-06 | 38.0708 | 5.3957e-06
2.196185627574100e+000 | 1.4172e-07 | 2.1962 | 2.196185627574100e+000 | 1.4224e-07 |  | 2.196185627574100e+000 | 1.438e-07 |  | 2.196185627574100e+000 | 1.4328e-07 |  | 2.1977 | 5.3949e-06 | 38.0668 | 5.3949e-06
2.197708435153759e+000 | 1.4171e-07 | 2.1977 | 2.197708435153759e+000 | 1.4224e-07 |  | 2.197708435153759e+000 | 1.4379e-07 |  | 2.197708435153759e+000 | 1.4328e-07 |  | 2.1992 | 5.394e-06 | 38.0627 | 5.394e-06
2.199232298629103e+000 | 1.4171e-07 | 2.1992 | 2.199232298629103e+000 | 1.4223e-07 |  | 2.199232298629103e+000 | 1.4379e-07 |  | 2.199232298629103e+000 | 1.4327e-07 |  | 2.2008 | 5.3932e-06 | 38.0586 | 5.3932e-06
2.200757218732274e+000 | 1.417e-07 | 2.2008 | 2.200757218732274e+000 | 1.4222e-07 |  | 2.200757218732274e+000 | 1.4379e-07 |  | 2.200757218732274e+000 | 1.4327e-07 |  | 2.2023 | 5.3923e-06 | 38.0545 | 5.3923e-06
2.202283196195928e+000 | 1.4169e-07 | 2.2023 | 2.202283196195928e+000 | 1.4222e-07 |  | 2.202283196195928e+000 | 1.4378e-07 |  | 2.202283196195928e+000 | 1.4326e-07 |  | 2.2038 | 5.3915e-06 | 38.0505 | 5.3915e-06
2.203810231753222e+000 | 1.4169e-07 | 2.2038 | 2.203810231753222e+000 | 1.4221e-07 |  | 2.203810231753222e+000 | 1.4378e-07 |  | 2.203810231753222e+000 | 1.4326e-07 |  | 2.2053 | 5.3907e-06 | 38.0464 | 5.3907e-06
2.205338326137826e+000 | 1.4168e-07 | 2.2053 | 2.205338326137826e+000 | 1.4221e-07 |  | 2.205338326137826e+000 | 1.4378e-07 |  | 2.205338326137826e+000 | 1.4325e-07 |  | 2.2069 | 5.3898e-06 | 38.0423 | 5.3898e-06
2.206867480083919e+000 | 1.4167e-07 | 2.2069 | 2.206867480083919e+000 | 1.422e-07 |  | 2.206867480083919e+000 | 1.4377e-07 |  | 2.206867480083919e+000 | 1.4325e-07 |  | 2.2084 | 5.389e-06 | 38.0381 | 5.389e-06
2.208397694326186e+000 | 1.4167e-07 | 2.2084 | 2.208397694326186e+000 | 1.4219e-07 |  | 2.208397694326186e+000 | 1.4377e-07 |  | 2.208397694326186e+000 | 1.4325e-07 |  | 2.2099 | 5.3881e-06 | 38.034 | 5.3881e-06
2.209928969599824e+000 | 1.4166e-07 | 2.2099 | 2.209928969599824e+000 | 1.4219e-07 |  | 2.209928969599824e+000 | 1.4377e-07 |  | 2.209928969599824e+000 | 1.4324e-07 |  | 2.2115 | 5.3873e-06 | 38.0299 | 5.3873e-06
2.211461306640538e+000 | 1.4165e-07 | 2.2115 | 2.211461306640538e+000 | 1.4218e-07 |  | 2.211461306640538e+000 | 1.4376e-07 |  | 2.211461306640538e+000 | 1.4324e-07 |  | 2.213 | 5.3865e-06 | 38.0258 | 5.3865e-06
2.212994706184545e+000 | 1.4165e-07 | 2.213 | 2.212994706184545e+000 | 1.4218e-07 |  | 2.212994706184545e+000 | 1.4376e-07 |  | 2.212994706184545e+000 | 1.4323e-07 |  | 2.2145 | 5.3856e-06 | 38.0216 | 5.3856e-06
2.214529168968570e+000 | 1.4164e-07 | 2.2145 | 2.214529168968570e+000 | 1.4217e-07 |  | 2.214529168968570e+000 | 1.4376e-07 |  | 2.214529168968570e+000 | 1.4323e-07 |  | 2.2161 | 5.3848e-06 | 38.0175 | 5.3848e-06
2.216064695729852e+000 | 1.4163e-07 | 2.2161 | 2.216064695729852e+000 | 1.4217e-07 |  | 2.216064695729852e+000 | 1.4375e-07 |  | 2.216064695729852e+000 | 1.4323e-07 |  | 2.2176 | 5.384e-06 | 38.0133 | 5.384e-06
2.217601287206139e+000 | 1.4163e-07 | 2.2176 | 2.217601287206139e+000 | 1.4216e-07 |  | 2.217601287206139e+000 | 1.4375e-07 |  | 2.217601287206139e+000 | 1.4322e-07 |  | 2.2191 | 5.3831e-06 | 38.0091 | 5.3831e-06
2.219138944135690e+000 | 1.4162e-07 | 2.2191 | 2.219138944135690e+000 | 1.4216e-07 |  | 2.219138944135690e+000 | 1.4375e-07 |  | 2.219138944135690e+000 | 1.4322e-07 |  | 2.2207 | 5.3823e-06 | 38.005 | 5.3823e-06
2.220677667257278e+000 | 1.4161e-07 | 2.2207 | 2.220677667257278e+000 | 1.4215e-07 |  | 2.220677667257278e+000 | 1.4374e-07 |  | 2.220677667257278e+000 | 1.4321e-07 |  | 2.2222 | 5.3815e-06 | 38.0008 | 5.3815e-06
2.222217457310187e+000 | 1.4161e-07 | 2.2222 | 2.222217457310187e+000 | 1.4214e-07 |  | 2.222217457310187e+000 | 1.4374e-07 |  | 2.222217457310187e+000 | 1.4321e-07 |  | 2.2238 | 5.3806e-06 | 37.9966 | 5.3806e-06
2.223758315034214e+000 | 1.416e-07 | 2.2238 | 2.223758315034214e+000 | 1.4214e-07 |  | 2.223758315034214e+000 | 1.4374e-07 |  | 2.223758315034214e+000 | 1.4321e-07 |  | 2.2253 | 5.3798e-06 | 37.9924 | 5.3798e-06
2.225300241169668e+000 | 1.416e-07 | 2.2253 | 2.225300241169668e+000 | 1.4213e-07 |  | 2.225300241169668e+000 | 1.4374e-07 |  | 2.225300241169668e+000 | 1.432e-07 |  | 2.2268 | 5.3789e-06 | 37.9882 | 5.3789e-06
2.226843236457373e+000 | 1.4159e-07 | 2.2268 | 2.226843236457373e+000 | 1.4213e-07 |  | 2.226843236457373e+000 | 1.4373e-07 |  | 2.226843236457373e+000 | 1.432e-07 |  | 2.2284 | 5.3781e-06 | 37.984 | 5.3781e-06
2.228387301638665e+000 | 1.4158e-07 | 2.2284 | 2.228387301638665e+000 | 1.4212e-07 |  | 2.228387301638665e+000 | 1.4373e-07 |  | 2.228387301638665e+000 | 1.432e-07 |  | 2.2299 | 5.3773e-06 | 37.9798 | 5.3773e-06
2.229932437455395e+000 | 1.4158e-07 | 2.2299 | 2.229932437455395e+000 | 1.4212e-07 |  | 2.229932437455395e+000 | 1.4373e-07 |  | 2.229932437455395e+000 | 1.4319e-07 |  | 2.2315 | 5.3765e-06 | 37.9756 | 5.3765e-06
2.231478644649929e+000 | 1.4157e-07 | 2.2315 | 2.231478644649929e+000 | 1.4211e-07 |  | 2.231478644649929e+000 | 1.4372e-07 |  | 2.231478644649929e+000 | 1.4319e-07 |  | 2.233 | 5.3756e-06 | 37.9713 | 5.3756e-06
2.233025923965145e+000 | 1.4156e-07 | 2.233 | 2.233025923965145e+000 | 1.4211e-07 |  | 2.233025923965145e+000 | 1.4372e-07 |  | 2.233025923965145e+000 | 1.4319e-07 |  | 2.2346 | 5.3748e-06 | 37.9671 | 5.3748e-06
2.234574276144440e+000 | 1.4156e-07 | 2.2346 | 2.234574276144440e+000 | 1.421e-07 |  | 2.234574276144440e+000 | 1.4372e-07 |  | 2.234574276144440e+000 | 1.4318e-07 |  | 2.2361 | 5.374e-06 | 37.9628 | 5.374e-06
2.236123701931724e+000 | 1.4155e-07 | 2.2361 | 2.236123701931724e+000 | 1.421e-07 |  | 2.236123701931724e+000 | 1.4372e-07 |  | 2.236123701931724e+000 | 1.4318e-07 |  | 2.2377 | 5.3731e-06 | 37.9586 | 5.3731e-06
2.237674202071423e+000 | 1.4155e-07 | 2.2377 | 2.237674202071423e+000 | 1.4209e-07 |  | 2.237674202071423e+000 | 1.4371e-07 |  | 2.237674202071423e+000 | 1.4318e-07 |  | 2.2392 | 5.3723e-06 | 37.9543 | 5.3723e-06
2.239225777308479e+000 | 1.4154e-07 | 2.2392 | 2.239225777308479e+000 | 1.4209e-07 |  | 2.239225777308479e+000 | 1.4371e-07 |  | 2.239225777308479e+000 | 1.4317e-07 |  | 2.2408 | 5.3715e-06 | 37.95 | 5.3715e-06
2.240778428388352e+000 | 1.4153e-07 | 2.2408 | 2.240778428388352e+000 | 1.4208e-07 |  | 2.240778428388352e+000 | 1.4371e-07 |  | 2.240778428388352e+000 | 1.4317e-07 |  | 2.2423 | 5.3706e-06 | 37.9458 | 5.3706e-06
2.242332156057018e+000 | 1.4153e-07 | 2.2423 | 2.242332156057018e+000 | 1.4208e-07 |  | 2.242332156057018e+000 | 1.4371e-07 |  | 2.242332156057018e+000 | 1.4317e-07 |  | 2.2439 | 5.3698e-06 | 37.9415 | 5.3698e-06
2.243886961060969e+000 | 1.4152e-07 | 2.2439 | 2.243886961060969e+000 | 1.4207e-07 |  | 2.243886961060969e+000 | 1.4371e-07 |  | 2.243886961060969e+000 | 1.4316e-07 |  | 2.2454 | 5.369e-06 | 37.9372 | 5.369e-06
2.245442844147217e+000 | 1.4152e-07 | 2.2454 | 2.245442844147217e+000 | 1.4207e-07 |  | 2.245442844147217e+000 | 1.437e-07 |  | 2.245442844147217e+000 | 1.4316e-07 |  | 2.247 | 5.3682e-06 | 37.9329 | 5.3682e-06
2.246999806063290e+000 | 1.4151e-07 | 2.247 | 2.246999806063290e+000 | 1.4206e-07 |  | 2.246999806063290e+000 | 1.437e-07 |  | 2.246999806063290e+000 | 1.4316e-07 |  | 2.2486 | 5.3673e-06 | 37.9286 | 5.3673e-06
2.248557847557235e+000 | 1.4151e-07 | 2.2486 | 2.248557847557235e+000 | 1.4206e-07 |  | 2.248557847557235e+000 | 1.437e-07 |  | 2.248557847557235e+000 | 1.4315e-07 |  | 2.2501 | 5.3665e-06 | 37.9242 | 5.3665e-06
2.250116969377619e+000 | 1.415e-07 | 2.2501 | 2.250116969377619e+000 | 1.4205e-07 |  | 2.250116969377619e+000 | 1.437e-07 |  | 2.250116969377619e+000 | 1.4315e-07 |  | 2.2517 | 5.3657e-06 | 37.9199 | 5.3657e-06
2.251677172273525e+000 | 1.4149e-07 | 2.2517 | 2.251677172273525e+000 | 1.4205e-07 |  | 2.251677172273525e+000 | 1.437e-07 |  | 2.251677172273525e+000 | 1.4315e-07 |  | 2.2532 | 5.3648e-06 | 37.9156 | 5.3648e-06
2.253238456994559e+000 | 1.4149e-07 | 2.2532 | 2.253238456994559e+000 | 1.4204e-07 |  | 2.253238456994559e+000 | 1.4369e-07 |  | 2.253238456994559e+000 | 1.4315e-07 |  | 2.2548 | 5.364e-06 | 37.9112 | 5.364e-06
2.254800824290844e+000 | 1.4148e-07 | 2.2548 | 2.254800824290844e+000 | 1.4204e-07 |  | 2.254800824290844e+000 | 1.4369e-07 |  | 2.254800824290844e+000 | 1.4314e-07 |  | 2.2564 | 5.3632e-06 | 37.9069 | 5.3632e-06
2.256364274913023e+000 | 1.4148e-07 | 2.2564 | 2.256364274913023e+000 | 1.4203e-07 |  | 2.256364274913023e+000 | 1.4369e-07 |  | 2.256364274913023e+000 | 1.4314e-07 |  | 2.2579 | 5.3624e-06 | 37.9025 | 5.3624e-06
2.257928809612263e+000 | 1.4147e-07 | 2.2579 | 2.257928809612263e+000 | 1.4203e-07 |  | 2.257928809612263e+000 | 1.4369e-07 |  | 2.257928809612263e+000 | 1.4314e-07 |  | 2.2595 | 5.3615e-06 | 37.8982 | 5.3615e-06
2.259494429140248e+000 | 1.4147e-07 | 2.2595 | 2.259494429140248e+000 | 1.4203e-07 |  | 2.259494429140248e+000 | 1.4369e-07 |  | 2.259494429140248e+000 | 1.4313e-07 |  | 2.2611 | 5.3607e-06 | 37.8938 | 5.3607e-06
2.261061134249184e+000 | 1.4146e-07 | 2.2611 | 2.261061134249184e+000 | 1.4202e-07 |  | 2.261061134249184e+000 | 1.4368e-07 |  | 2.261061134249184e+000 | 1.4313e-07 |  | 2.2626 | 5.3599e-06 | 37.8894 | 5.3599e-06
2.262628925691801e+000 | 1.4146e-07 | 2.2626 | 2.262628925691801e+000 | 1.4202e-07 |  | 2.262628925691801e+000 | 1.4368e-07 |  | 2.262628925691801e+000 | 1.4313e-07 |  | 2.2642 | 5.3591e-06 | 37.885 | 5.3591e-06
2.264197804221348e+000 | 1.4145e-07 | 2.2642 | 2.264197804221348e+000 | 1.4201e-07 |  | 2.264197804221348e+000 | 1.4368e-07 |  | 2.264197804221348e+000 | 1.4313e-07 |  | 2.2658 | 5.3583e-06 | 37.8806 | 5.3583e-06
2.265767770591598e+000 | 1.4145e-07 | 2.2658 | 2.265767770591598e+000 | 1.4201e-07 |  | 2.265767770591598e+000 | 1.4368e-07 |  | 2.265767770591598e+000 | 1.4312e-07 |  | 2.2673 | 5.3574e-06 | 37.8762 | 5.3574e-06
2.267338825556845e+000 | 1.4144e-07 | 2.2673 | 2.267338825556845e+000 | 1.42e-07 |  | 2.267338825556845e+000 | 1.4368e-07 |  | 2.267338825556845e+000 | 1.4312e-07 |  | 2.2689 | 5.3566e-06 | 37.8718 | 5.3566e-06
2.268910969871908e+000 | 1.4144e-07 | 2.2689 | 2.268910969871908e+000 | 1.42e-07 |  | 2.268910969871908e+000 | 1.4368e-07 |  | 2.268910969871908e+000 | 1.4312e-07 |  | 2.2705 | 5.3558e-06 | 37.8674 | 5.3558e-06
2.270484204292129e+000 | 1.4143e-07 | 2.2705 | 2.270484204292129e+000 | 1.4199e-07 |  | 2.270484204292129e+000 | 1.4367e-07 |  | 2.270484204292129e+000 | 1.4312e-07 |  | 2.2721 | 5.355e-06 | 37.8629 | 5.355e-06
2.272058529573373e+000 | 1.4143e-07 | 2.2721 | 2.272058529573373e+000 | 1.4199e-07 |  | 2.272058529573373e+000 | 1.4367e-07 |  | 2.272058529573373e+000 | 1.4311e-07 |  | 2.2736 | 5.3542e-06 | 37.8585 | 5.3542e-06
2.273633946472028e+000 | 1.4142e-07 | 2.2736 | 2.273633946472028e+000 | 1.4199e-07 |  | 2.273633946472028e+000 | 1.4367e-07 |  | 2.273633946472028e+000 | 1.4311e-07 |  | 2.2752 | 5.3533e-06 | 37.8541 | 5.3533e-06
2.275210455745010e+000 | 1.4142e-07 | 2.2752 | 2.275210455745010e+000 | 1.4198e-07 |  | 2.275210455745010e+000 | 1.4367e-07 |  | 2.275210455745010e+000 | 1.4311e-07 |  | 2.2768 | 5.3525e-06 | 37.8496 | 5.3525e-06
2.276788058149756e+000 | 1.4141e-07 | 2.2768 | 2.276788058149756e+000 | 1.4198e-07 |  | 2.276788058149756e+000 | 1.4367e-07 |  | 2.276788058149756e+000 | 1.4311e-07 |  | 2.2784 | 5.3517e-06 | 37.8451 | 5.3517e-06
2.278366754444230e+000 | 1.4141e-07 | 2.2784 | 2.278366754444230e+000 | 1.4197e-07 |  | 2.278366754444230e+000 | 1.4367e-07 |  | 2.278366754444230e+000 | 1.4311e-07 |  | 2.2799 | 5.3509e-06 | 37.8407 | 5.3509e-06
2.279946545386922e+000 | 1.414e-07 | 2.2799 | 2.279946545386922e+000 | 1.4197e-07 |  | 2.279946545386922e+000 | 1.4367e-07 |  | 2.279946545386922e+000 | 1.431e-07 |  | 2.2815 | 5.3501e-06 | 37.8362 | 5.3501e-06
2.281527431736847e+000 | 1.414e-07 | 2.2815 | 2.281527431736847e+000 | 1.4197e-07 |  | 2.281527431736847e+000 | 1.4367e-07 |  | 2.281527431736847e+000 | 1.431e-07 |  | 2.2831 | 5.3492e-06 | 37.8317 | 5.3492e-06
2.283109414253548e+000 | 1.4139e-07 | 2.2831 | 2.283109414253548e+000 | 1.4196e-07 |  | 2.283109414253548e+000 | 1.4366e-07 |  | 2.283109414253548e+000 | 1.431e-07 |  | 2.2847 | 5.3484e-06 | 37.8272 | 5.3484e-06
2.284692493697091e+000 | 1.4139e-07 | 2.2847 | 2.284692493697091e+000 | 1.4196e-07 |  | 2.284692493697091e+000 | 1.4366e-07 |  | 2.284692493697091e+000 | 1.431e-07 |  | 2.2863 | 5.3476e-06 | 37.8227 | 5.3476e-06
2.286276670828073e+000 | 1.4138e-07 | 2.2863 | 2.286276670828073e+000 | 1.4196e-07 |  | 2.286276670828073e+000 | 1.4366e-07 |  | 2.286276670828073e+000 | 1.431e-07 |  | 2.2879 | 5.3468e-06 | 37.8182 | 5.3468e-06
2.287861946407615e+000 | 1.4138e-07 | 2.2879 | 2.287861946407615e+000 | 1.4195e-07 |  | 2.287861946407615e+000 | 1.4366e-07 |  | 2.287861946407615e+000 | 1.4309e-07 |  | 2.2894 | 5.346e-06 | 37.8137 | 5.346e-06
2.289448321197370e+000 | 1.4137e-07 | 2.2894 | 2.289448321197370e+000 | 1.4195e-07 |  | 2.289448321197370e+000 | 1.4366e-07 |  | 2.289448321197370e+000 | 1.4309e-07 |  | 2.291 | 5.3452e-06 | 37.8092 | 5.3452e-06
2.291035795959514e+000 | 1.4137e-07 | 2.291 | 2.291035795959514e+000 | 1.4194e-07 |  | 2.291035795959514e+000 | 1.4366e-07 |  | 2.291035795959514e+000 | 1.4309e-07 |  | 2.2926 | 5.3443e-06 | 37.8047 | 5.3443e-06
2.292624371456756e+000 | 1.4136e-07 | 2.2926 | 2.292624371456756e+000 | 1.4194e-07 |  | 2.292624371456756e+000 | 1.4366e-07 |  | 2.292624371456756e+000 | 1.4309e-07 |  | 2.2942 | 5.3435e-06 | 37.8001 | 5.3435e-06
2.294214048452331e+000 | 1.4136e-07 | 2.2942 | 2.294214048452331e+000 | 1.4194e-07 |  | 2.294214048452331e+000 | 1.4366e-07 |  | 2.294214048452331e+000 | 1.4309e-07 |  | 2.2958 | 5.3427e-06 | 37.7956 | 5.3427e-06
2.295804827710004e+000 | 1.4135e-07 | 2.2958 | 2.295804827710004e+000 | 1.4193e-07 |  | 2.295804827710004e+000 | 1.4366e-07 |  | 2.295804827710004e+000 | 1.4309e-07 |  | 2.2974 | 5.3419e-06 | 37.791 | 5.3419e-06
2.297396709994070e+000 | 1.4135e-07 | 2.2974 | 2.297396709994070e+000 | 1.4193e-07 |  | 2.297396709994070e+000 | 1.4366e-07 |  | 2.297396709994070e+000 | 1.4308e-07 |  | 2.299 | 5.3411e-06 | 37.7865 | 5.3411e-06
2.298989696069354e+000 | 1.4134e-07 | 2.299 | 2.298989696069354e+000 | 1.4193e-07 |  | 2.298989696069354e+000 | 1.4366e-07 |  | 2.298989696069354e+000 | 1.4308e-07 |  | 2.3006 | 5.3403e-06 | 37.7819 | 5.3403e-06
2.300583786701210e+000 | 1.4134e-07 | 2.3006 | 2.300583786701210e+000 | 1.4192e-07 |  | 2.300583786701210e+000 | 1.4366e-07 |  | 2.300583786701210e+000 | 1.4308e-07 |  | 2.3022 | 5.3395e-06 | 37.7773 | 5.3395e-06
2.302178982655526e+000 | 1.4134e-07 | 2.3022 | 2.302178982655526e+000 | 1.4192e-07 |  | 2.302178982655526e+000 | 1.4366e-07 |  | 2.302178982655526e+000 | 1.4308e-07 |  | 2.3038 | 5.3387e-06 | 37.7727 | 5.3387e-06
2.303775284698716e+000 | 1.4133e-07 | 2.3038 | 2.303775284698716e+000 | 1.4192e-07 |  | 2.303775284698716e+000 | 1.4366e-07 |  | 2.303775284698716e+000 | 1.4308e-07 |  | 2.3054 | 5.3378e-06 | 37.7681 | 5.3378e-06
2.305372693597729e+000 | 1.4133e-07 | 2.3054 | 2.305372693597729e+000 | 1.4191e-07 |  | 2.305372693597729e+000 | 1.4366e-07 |  | 2.305372693597729e+000 | 1.4308e-07 |  | 2.307 | 5.337e-06 | 37.7635 | 5.337e-06
2.306971210120045e+000 | 1.4132e-07 | 2.307 | 2.306971210120045e+000 | 1.4191e-07 |  | 2.306971210120045e+000 | 1.4365e-07 |  | 2.306971210120045e+000 | 1.4308e-07 |  | 2.3086 | 5.3362e-06 | 37.7589 | 5.3362e-06
2.308570835033677e+000 | 1.4132e-07 | 2.3086 | 2.308570835033677e+000 | 1.4191e-07 |  | 2.308570835033677e+000 | 1.4365e-07 |  | 2.308570835033677e+000 | 1.4307e-07 |  | 2.3102 | 5.3354e-06 | 37.7543 | 5.3354e-06
2.310171569107169e+000 | 1.4132e-07 | 2.3102 | 2.310171569107169e+000 | 1.419e-07 |  | 2.310171569107169e+000 | 1.4365e-07 |  | 2.310171569107169e+000 | 1.4307e-07 |  | 2.3118 | 5.3346e-06 | 37.7497 | 5.3346e-06
2.311773413109598e+000 | 1.4131e-07 | 2.3118 | 2.311773413109598e+000 | 1.419e-07 |  | 2.311773413109598e+000 | 1.4365e-07 |  | 2.311773413109598e+000 | 1.4307e-07 |  | 2.3134 | 5.3338e-06 | 37.745 | 5.3338e-06
2.313376367810575e+000 | 1.4131e-07 | 2.3134 | 2.313376367810575e+000 | 1.419e-07 |  | 2.313376367810575e+000 | 1.4365e-07 |  | 2.313376367810575e+000 | 1.4307e-07 |  | 2.315 | 5.333e-06 | 37.7404 | 5.333e-06
2.314980433980245e+000 | 1.413e-07 | 2.315 | 2.314980433980245e+000 | 1.4189e-07 |  | 2.314980433980245e+000 | 1.4365e-07 |  | 2.314980433980245e+000 | 1.4307e-07 |  | 2.3166 | 5.3322e-06 | 37.7357 | 5.3322e-06
2.316585612389287e+000 | 1.413e-07 | 2.3166 | 2.316585612389287e+000 | 1.4189e-07 |  | 2.316585612389287e+000 | 1.4365e-07 |  | 2.316585612389287e+000 | 1.4307e-07 |  | 2.3182 | 5.3314e-06 | 37.7311 | 5.3314e-06
2.318191903808912e+000 | 1.413e-07 | 2.3182 | 2.318191903808912e+000 | 1.4189e-07 |  | 2.318191903808912e+000 | 1.4365e-07 |  | 2.318191903808912e+000 | 1.4307e-07 |  | 2.3198 | 5.3306e-06 | 37.7264 | 5.3306e-06
2.319799309010869e+000 | 1.4129e-07 | 2.3198 | 2.319799309010869e+000 | 1.4189e-07 |  | 2.319799309010869e+000 | 1.4365e-07 |  | 2.319799309010869e+000 | 1.4307e-07 |  | 2.3214 | 5.3298e-06 | 37.7217 | 5.3298e-06
2.321407828767440e+000 | 1.4129e-07 | 2.3214 | 2.321407828767440e+000 | 1.4188e-07 |  | 2.321407828767440e+000 | 1.4365e-07 |  | 2.321407828767440e+000 | 1.4307e-07 |  | 2.323 | 5.3289e-06 | 37.7171 | 5.3289e-06
2.323017463851445e+000 | 1.4128e-07 | 2.323 | 2.323017463851445e+000 | 1.4188e-07 |  | 2.323017463851445e+000 | 1.4365e-07 |  | 2.323017463851445e+000 | 1.4307e-07 |  | 2.3246 | 5.3281e-06 | 37.7124 | 5.3281e-06
2.324628215036235e+000 | 1.4128e-07 | 2.3246 | 2.324628215036235e+000 | 1.4188e-07 |  | 2.324628215036235e+000 | 1.4365e-07 |  | 2.324628215036235e+000 | 1.4306e-07 |  | 2.3262 | 5.3273e-06 | 37.7076 | 5.3273e-06
2.326240083095702e+000 | 1.4128e-07 | 2.3262 | 2.326240083095702e+000 | 1.4187e-07 |  | 2.326240083095702e+000 | 1.4365e-07 |  | 2.326240083095702e+000 | 1.4306e-07 |  | 2.3279 | 5.3265e-06 | 37.703 | 5.3265e-06
2.327853068804273e+000 | 1.4127e-07 | 2.3279 | 2.327853068804273e+000 | 1.4187e-07 |  | 2.327853068804273e+000 | 1.4365e-07 |  | 2.327853068804273e+000 | 1.4306e-07 |  | 2.3295 | 5.3257e-06 | 37.6982 | 5.3257e-06
2.329467172936912e+000 | 1.4127e-07 | 2.3295 | 2.329467172936912e+000 | 1.4187e-07 |  | 2.329467172936912e+000 | 1.4366e-07 |  | 2.329467172936912e+000 | 1.4306e-07 |  | 2.3311 | 5.3249e-06 | 37.6935 | 5.3249e-06
2.331082396269120e+000 | 1.4127e-07 | 2.3311 | 2.331082396269120e+000 | 1.4187e-07 |  | 2.331082396269120e+000 | 1.4366e-07 |  | 2.331082396269120e+000 | 1.4306e-07 |  | 2.3327 | 5.3241e-06 | 37.6888 | 5.3241e-06
2.332698739576935e+000 | 1.4126e-07 | 2.3327 | 2.332698739576935e+000 | 1.4186e-07 |  | 2.332698739576935e+000 | 1.4366e-07 |  | 2.332698739576935e+000 | 1.4306e-07 |  | 2.3343 | 5.3233e-06 | 37.684 | 5.3233e-06
2.334316203636935e+000 | 1.4126e-07 | 2.3343 | 2.334316203636935e+000 | 1.4186e-07 |  | 2.334316203636935e+000 | 1.4366e-07 |  | 2.334316203636935e+000 | 1.4306e-07 |  | 2.3359 | 5.3225e-06 | 37.6793 | 5.3225e-06
2.335934789226236e+000 | 1.4125e-07 | 2.3359 | 2.335934789226236e+000 | 1.4186e-07 |  | 2.335934789226236e+000 | 1.4366e-07 |  | 2.335934789226236e+000 | 1.4306e-07 |  | 2.3376 | 5.3217e-06 | 37.6745 | 5.3217e-06
2.337554497122491e+000 | 1.4125e-07 | 2.3376 | 2.337554497122491e+000 | 1.4186e-07 |  | 2.337554497122491e+000 | 1.4366e-07 |  | 2.337554497122491e+000 | 1.4306e-07 |  | 2.3392 | 5.3209e-06 | 37.6698 | 5.3209e-06
2.339175328103895e+000 | 1.4125e-07 | 2.3392 | 2.339175328103895e+000 | 1.4185e-07 |  | 2.339175328103895e+000 | 1.4366e-07 |  | 2.339175328103895e+000 | 1.4306e-07 |  | 2.3408 | 5.3201e-06 | 37.665 | 5.3201e-06
2.340797282949180e+000 | 1.4124e-07 | 2.3408 | 2.340797282949180e+000 | 1.4185e-07 |  | 2.340797282949180e+000 | 1.4366e-07 |  | 2.340797282949180e+000 | 1.4306e-07 |  | 2.3424 | 5.3193e-06 | 37.6602 | 5.3193e-06
2.342420362437620e+000 | 1.4124e-07 | 2.3424 | 2.342420362437620e+000 | 1.4185e-07 |  | 2.342420362437620e+000 | 1.4366e-07 |  | 2.342420362437620e+000 | 1.4306e-07 |  | 2.344 | 5.3185e-06 | 37.6554 | 5.3185e-06
2.344044567349028e+000 | 1.4124e-07 | 2.344 | 2.344044567349028e+000 | 1.4185e-07 |  | 2.344044567349028e+000 | 1.4366e-07 |  | 2.344044567349028e+000 | 1.4306e-07 |  | 2.3457 | 5.3177e-06 | 37.6507 | 5.3177e-06
2.345669898463758e+000 | 1.4123e-07 | 2.3457 | 2.345669898463758e+000 | 1.4185e-07 |  | 2.345669898463758e+000 | 1.4366e-07 |  | 2.345669898463758e+000 | 1.4306e-07 |  | 2.3473 | 5.3169e-06 | 37.6458 | 5.3169e-06
2.347296356562705e+000 | 1.4123e-07 | 2.3473 | 2.347296356562705e+000 | 1.4184e-07 |  | 2.347296356562705e+000 | 1.4366e-07 |  | 2.347296356562705e+000 | 1.4306e-07 |  | 2.3489 | 5.3161e-06 | 37.641 | 5.3161e-06
2.348923942427307e+000 | 1.4123e-07 | 2.3489 | 2.348923942427307e+000 | 1.4184e-07 |  | 2.348923942427307e+000 | 1.4366e-07 |  | 2.348923942427307e+000 | 1.4306e-07 |  | 2.3506 | 5.3153e-06 | 37.6362 | 5.3153e-06
2.350552656839542e+000 | 1.4123e-07 | 2.3506 | 2.350552656839542e+000 | 1.4184e-07 |  | 2.350552656839542e+000 | 1.4366e-07 |  | 2.350552656839542e+000 | 1.4306e-07 |  | 2.3522 | 5.3145e-06 | 37.6314 | 5.3145e-06
2.352182500581930e+000 | 1.4122e-07 | 2.3522 | 2.352182500581930e+000 | 1.4184e-07 |  | 2.352182500581930e+000 | 1.4367e-07 |  | 2.352182500581930e+000 | 1.4306e-07 |  | 2.3538 | 5.3137e-06 | 37.6265 | 5.3137e-06
2.353813474437535e+000 | 1.4122e-07 | 2.3538 | 2.353813474437535e+000 | 1.4183e-07 |  | 2.353813474437535e+000 | 1.4367e-07 |  | 2.353813474437535e+000 | 1.4306e-07 |  | 2.3554 | 5.3129e-06 | 37.6217 | 5.3129e-06
2.355445579189963e+000 | 1.4122e-07 | 2.3554 | 2.355445579189963e+000 | 1.4183e-07 |  | 2.355445579189963e+000 | 1.4367e-07 |  | 2.355445579189963e+000 | 1.4306e-07 |  | 2.3571 | 5.3121e-06 | 37.6169 | 5.3121e-06
2.357078815623364e+000 | 1.4121e-07 | 2.3571 | 2.357078815623364e+000 | 1.4183e-07 |  | 2.357078815623364e+000 | 1.4367e-07 |  | 2.357078815623364e+000 | 1.4306e-07 |  | 2.3587 | 5.3113e-06 | 37.612 | 5.3113e-06
2.358713184522432e+000 | 1.4121e-07 | 2.3587 | 2.358713184522432e+000 | 1.4183e-07 |  | 2.358713184522432e+000 | 1.4367e-07 |  | 2.358713184522432e+000 | 1.4306e-07 |  | 2.3603 | 5.3105e-06 | 37.6071 | 5.3105e-06
2.360348686672404e+000 | 1.4121e-07 | 2.3603 | 2.360348686672404e+000 | 1.4183e-07 |  | 2.360348686672404e+000 | 1.4367e-07 |  | 2.360348686672404e+000 | 1.4306e-07 |  | 2.362 | 5.3097e-06 | 37.6023 | 5.3097e-06
2.361985322859061e+000 | 1.412e-07 | 2.362 | 2.361985322859061e+000 | 1.4183e-07 |  | 2.361985322859061e+000 | 1.4367e-07 |  | 2.361985322859061e+000 | 1.4306e-07 |  | 2.3636 | 5.3089e-06 | 37.5974 | 5.3089e-06
2.363623093868731e+000 | 1.412e-07 | 2.3636 | 2.363623093868731e+000 | 1.4182e-07 |  | 2.363623093868731e+000 | 1.4367e-07 |  | 2.363623093868731e+000 | 1.4306e-07 |  | 2.3653 | 5.3081e-06 | 37.5925 | 5.3081e-06
2.365262000488285e+000 | 1.412e-07 | 2.3653 | 2.365262000488285e+000 | 1.4182e-07 |  | 2.365262000488285e+000 | 1.4368e-07 |  | 2.365262000488285e+000 | 1.4306e-07 |  | 2.3669 | 5.3073e-06 | 37.5876 | 5.3073e-06
2.366902043505143e+000 | 1.412e-07 | 2.3669 | 2.366902043505143e+000 | 1.4182e-07 |  | 2.366902043505143e+000 | 1.4368e-07 |  | 2.366902043505143e+000 | 1.4306e-07 |  | 2.3685 | 5.3065e-06 | 37.5827 | 5.3065e-06
2.368543223707265e+000 | 1.4119e-07 | 2.3685 | 2.368543223707265e+000 | 1.4182e-07 |  | 2.368543223707265e+000 | 1.4368e-07 |  | 2.368543223707265e+000 | 1.4306e-07 |  | 2.3702 | 5.3057e-06 | 37.5778 | 5.3057e-06
2.370185541883164e+000 | 1.4119e-07 | 2.3702 | 2.370185541883164e+000 | 1.4182e-07 |  | 2.370185541883164e+000 | 1.4368e-07 |  | 2.370185541883164e+000 | 1.4306e-07 |  | 2.3718 | 5.305e-06 | 37.5728 | 5.305e-06
2.371828998821896e+000 | 1.4119e-07 | 2.3718 | 2.371828998821896e+000 | 1.4182e-07 |  | 2.371828998821896e+000 | 1.4368e-07 |  | 2.371828998821896e+000 | 1.4306e-07 |  | 2.3735 | 5.3042e-06 | 37.5679 | 5.3042e-06
2.373473595313064e+000 | 1.4119e-07 | 2.3735 | 2.373473595313064e+000 | 1.4181e-07 |  | 2.373473595313064e+000 | 1.4368e-07 |  | 2.373473595313064e+000 | 1.4306e-07 |  | 2.3751 | 5.3034e-06 | 37.5629 | 5.3034e-06
2.375119332146821e+000 | 1.4118e-07 | 2.3751 | 2.375119332146821e+000 | 1.4181e-07 |  | 2.375119332146821e+000 | 1.4369e-07 |  | 2.375119332146821e+000 | 1.4306e-07 |  | 2.3768 | 5.3026e-06 | 37.558 | 5.3026e-06
2.376766210113864e+000 | 1.4118e-07 | 2.3768 | 2.376766210113864e+000 | 1.4181e-07 |  | 2.376766210113864e+000 | 1.4369e-07 |  | 2.376766210113864e+000 | 1.4307e-07 |  | 2.3784 | 5.3018e-06 | 37.553 | 5.3018e-06
2.378414230005443e+000 | 1.4118e-07 | 2.3784 | 2.378414230005443e+000 | 1.4181e-07 |  | 2.378414230005443e+000 | 1.4369e-07 |  | 2.378414230005443e+000 | 1.4307e-07 |  | 2.3801 | 5.301e-06 | 37.5481 | 5.301e-06
2.380063392613351e+000 | 1.4118e-07 | 2.3801 | 2.380063392613351e+000 | 1.4181e-07 |  | 2.380063392613351e+000 | 1.4369e-07 |  | 2.380063392613351e+000 | 1.4307e-07 |  | 2.3817 | 5.3002e-06 | 37.5431 | 5.3002e-06
2.381713698729937e+000 | 1.4117e-07 | 2.3817 | 2.381713698729937e+000 | 1.4181e-07 |  | 2.381713698729937e+000 | 1.4369e-07 |  | 2.381713698729937e+000 | 1.4307e-07 |  | 2.3834 | 5.2994e-06 | 37.5381 | 5.2994e-06
2.383365149148093e+000 | 1.4117e-07 | 2.3834 | 2.383365149148093e+000 | 1.4181e-07 |  | 2.383365149148093e+000 | 1.437e-07 |  | 2.383365149148093e+000 | 1.4307e-07 |  | 2.385 | 5.2986e-06 | 37.5331 | 5.2986e-06
2.385017744661264e+000 | 1.4117e-07 | 2.385 | 2.385017744661264e+000 | 1.4181e-07 |  | 2.385017744661264e+000 | 1.437e-07 |  | 2.385017744661264e+000 | 1.4307e-07 |  | 2.3867 | 5.2978e-06 | 37.5281 | 5.2978e-06
2.386671486063444e+000 | 1.4117e-07 | 2.3867 | 2.386671486063444e+000 | 1.418e-07 |  | 2.386671486063444e+000 | 1.437e-07 |  | 2.386671486063444e+000 | 1.4307e-07 |  | 2.3883 | 5.297e-06 | 37.5231 | 5.297e-06
2.388326374149179e+000 | 1.4117e-07 | 2.3883 | 2.388326374149179e+000 | 1.418e-07 |  | 2.388326374149179e+000 | 1.437e-07 |  | 2.388326374149179e+000 | 1.4307e-07 |  | 2.39 | 5.2963e-06 | 37.5181 | 5.2963e-06
2.389982409713565e+000 | 1.4116e-07 | 2.39 | 2.389982409713565e+000 | 1.418e-07 |  | 2.389982409713565e+000 | 1.437e-07 |  | 2.389982409713565e+000 | 1.4307e-07 |  | 2.3916 | 5.2955e-06 | 37.5131 | 5.2955e-06
2.391639593552248e+000 | 1.4116e-07 | 2.3916 | 2.391639593552248e+000 | 1.418e-07 |  | 2.391639593552248e+000 | 1.4371e-07 |  | 2.391639593552248e+000 | 1.4307e-07 |  | 2.3933 | 5.2947e-06 | 37.508 | 5.2947e-06
2.393297926461429e+000 | 1.4116e-07 | 2.3933 | 2.393297926461429e+000 | 1.418e-07 |  | 2.393297926461429e+000 | 1.4371e-07 |  | 2.393297926461429e+000 | 1.4308e-07 |  | 2.395 | 5.2939e-06 | 37.503 | 5.2939e-06
2.394957409237858e+000 | 1.4116e-07 | 2.395 | 2.394957409237858e+000 | 1.418e-07 |  | 2.394957409237858e+000 | 1.4371e-07 |  | 2.394957409237858e+000 | 1.4308e-07 |  | 2.3966 | 5.2931e-06 | 37.4979 | 5.2931e-06
2.396618042678838e+000 | 1.4116e-07 | 2.3966 | 2.396618042678838e+000 | 1.418e-07 |  | 2.396618042678838e+000 | 1.4371e-07 |  | 2.396618042678838e+000 | 1.4308e-07 |  | 2.3983 | 5.2923e-06 | 37.4929 | 5.2923e-06
2.398279827582226e+000 | 1.4115e-07 | 2.3983 | 2.398279827582226e+000 | 1.418e-07 |  | 2.398279827582226e+000 | 1.4372e-07 |  | 2.398279827582226e+000 | 1.4308e-07 |  | 2.3999 | 5.2915e-06 | 37.4878 | 5.2915e-06
2.399942764746431e+000 | 1.4115e-07 | 2.3999 | 2.399942764746431e+000 | 1.418e-07 |  | 2.399942764746431e+000 | 1.4372e-07 |  | 2.399942764746431e+000 | 1.4308e-07 |  | 2.4016 | 5.2907e-06 | 37.4828 | 5.2907e-06
2.401606854970418e+000 | 1.4115e-07 | 2.4016 | 2.401606854970418e+000 | 1.418e-07 |  | 2.401606854970418e+000 | 1.4372e-07 |  | 2.401606854970418e+000 | 1.4308e-07 |  | 2.4033 | 5.29e-06 | 37.4777 | 5.29e-06
2.403272099053702e+000 | 1.4115e-07 | 2.4033 | 2.403272099053702e+000 | 1.418e-07 |  | 2.403272099053702e+000 | 1.4372e-07 |  | 2.403272099053702e+000 | 1.4308e-07 |  | 2.4049 | 5.2892e-06 | 37.4726 | 5.2892e-06
2.404938497796355e+000 | 1.4115e-07 | 2.4049 | 2.404938497796355e+000 | 1.418e-07 |  | 2.404938497796355e+000 | 1.4373e-07 |  | 2.404938497796355e+000 | 1.4309e-07 |  | 2.4066 | 5.2884e-06 | 37.4675 | 5.2884e-06
2.406606051999005e+000 | 1.4114e-07 | 2.4066 | 2.406606051999005e+000 | 1.4179e-07 |  | 2.406606051999005e+000 | 1.4373e-07 |  | 2.406606051999005e+000 | 1.4309e-07 |  | 2.4083 | 5.2876e-06 | 37.4624 | 5.2876e-06
2.408274762462832e+000 | 1.4114e-07 | 2.4083 | 2.408274762462832e+000 | 1.4179e-07 |  | 2.408274762462832e+000 | 1.4373e-07 |  | 2.408274762462832e+000 | 1.4309e-07 |  | 2.4099 | 5.2868e-06 | 37.4572 | 5.2868e-06
2.409944629989573e+000 | 1.4114e-07 | 2.4099 | 2.409944629989573e+000 | 1.4179e-07 |  | 2.409944629989573e+000 | 1.4373e-07 |  | 2.409944629989573e+000 | 1.4309e-07 |  | 2.4116 | 5.286e-06 | 37.4521 | 5.286e-06
2.411615655381521e+000 | 1.4114e-07 | 2.4116 | 2.411615655381521e+000 | 1.4179e-07 |  | 2.411615655381521e+000 | 1.4374e-07 |  | 2.411615655381521e+000 | 1.4309e-07 |  | 2.4133 | 5.2853e-06 | 37.447 | 5.2853e-06
2.413287839441526e+000 | 1.4114e-07 | 2.4133 | 2.413287839441526e+000 | 1.4179e-07 |  | 2.413287839441526e+000 | 1.4374e-07 |  | 2.413287839441526e+000 | 1.4309e-07 |  | 2.415 | 5.2845e-06 | 37.4419 | 5.2845e-06
2.414961182972993e+000 | 1.4114e-07 | 2.415 | 2.414961182972993e+000 | 1.4179e-07 |  | 2.414961182972993e+000 | 1.4374e-07 |  | 2.414961182972993e+000 | 1.431e-07 |  | 2.4166 | 5.2837e-06 | 37.4367 | 5.2837e-06
2.416635686779885e+000 | 1.4114e-07 | 2.4166 | 2.416635686779885e+000 | 1.4179e-07 |  | 2.416635686779885e+000 | 1.4375e-07 |  | 2.416635686779885e+000 | 1.431e-07 |  | 2.4183 | 5.2829e-06 | 37.4315 | 5.2829e-06
2.418311351666723e+000 | 1.4113e-07 | 2.4183 | 2.418311351666723e+000 | 1.4179e-07 |  | 2.418311351666723e+000 | 1.4375e-07 |  | 2.418311351666723e+000 | 1.431e-07 |  | 2.42 | 5.2821e-06 | 37.4264 | 5.2821e-06
2.419988178438585e+000 | 1.4113e-07 | 2.42 | 2.419988178438585e+000 | 1.4179e-07 |  | 2.419988178438585e+000 | 1.4375e-07 |  | 2.419988178438585e+000 | 1.431e-07 |  | 2.4217 | 5.2813e-06 | 37.4212 | 5.2813e-06
2.421666167901108e+000 | 1.4113e-07 | 2.4217 | 2.421666167901108e+000 | 1.4179e-07 |  | 2.421666167901108e+000 | 1.4376e-07 |  | 2.421666167901108e+000 | 1.431e-07 |  | 2.4233 | 5.2806e-06 | 37.416 | 5.2806e-06
2.423345320860487e+000 | 1.4113e-07 | 2.4233 | 2.423345320860487e+000 | 1.4179e-07 |  | 2.423345320860487e+000 | 1.4376e-07 |  | 2.423345320860487e+000 | 1.4311e-07 |  | 2.425 | 5.2798e-06 | 37.4108 | 5.2798e-06
2.425025638123474e+000 | 1.4113e-07 | 2.425 | 2.425025638123474e+000 | 1.4179e-07 |  | 2.425025638123474e+000 | 1.4376e-07 |  | 2.425025638123474e+000 | 1.4311e-07 |  | 2.4267 | 5.279e-06 | 37.4057 | 5.279e-06
2.426707120497386e+000 | 1.4113e-07 | 2.4267 | 2.426707120497386e+000 | 1.4179e-07 |  | 2.426707120497386e+000 | 1.4377e-07 |  | 2.426707120497386e+000 | 1.4311e-07 |  | 2.4284 | 5.2782e-06 | 37.4004 | 5.2782e-06
2.428389768790094e+000 | 1.4113e-07 | 2.4284 | 2.428389768790094e+000 | 1.4179e-07 |  | 2.428389768790094e+000 | 1.4377e-07 |  | 2.428389768790094e+000 | 1.4311e-07 |  | 2.4301 | 5.2774e-06 | 37.3952 | 5.2775e-06
2.430073583810032e+000 | 1.4113e-07 | 2.4301 | 2.430073583810032e+000 | 1.4179e-07 |  | 2.430073583810032e+000 | 1.4377e-07 |  | 2.430073583810032e+000 | 1.4312e-07 |  | 2.4318 | 5.2767e-06 | 37.39 | 5.2767e-06
2.431758566366194e+000 | 1.4112e-07 | 2.4318 | 2.431758566366194e+000 | 1.4179e-07 |  | 2.431758566366194e+000 | 1.4378e-07 |  | 2.431758566366194e+000 | 1.4312e-07 |  | 2.4334 | 5.2759e-06 | 37.3848 | 5.2759e-06
2.433444717268136e+000 | 1.4112e-07 | 2.4334 | 2.433444717268136e+000 | 1.4179e-07 |  | 2.433444717268136e+000 | 1.4378e-07 |  | 2.433444717268136e+000 | 1.4312e-07 |  | 2.4351 | 5.2751e-06 | 37.3795 | 5.2751e-06
2.435132037325972e+000 | 1.4112e-07 | 2.4351 | 2.435132037325972e+000 | 1.4179e-07 |  | 2.435132037325972e+000 | 1.4378e-07 |  | 2.435132037325972e+000 | 1.4312e-07 |  | 2.4368 | 5.2743e-06 | 37.3743 | 5.2743e-06
2.436820527350383e+000 | 1.4112e-07 | 2.4368 | 2.436820527350383e+000 | 1.4179e-07 |  | 2.436820527350383e+000 | 1.4379e-07 |  | 2.436820527350383e+000 | 1.4313e-07 |  | 2.4385 | 5.2736e-06 | 37.369 | 5.2736e-06
2.438510188152607e+000 | 1.4112e-07 | 2.4385 | 2.438510188152607e+000 | 1.4179e-07 |  | 2.438510188152607e+000 | 1.4379e-07 |  | 2.438510188152607e+000 | 1.4313e-07 |  | 2.4402 | 5.2728e-06 | 37.3638 | 5.2728e-06
2.440201020544447e+000 | 1.4112e-07 | 2.4402 | 2.440201020544447e+000 | 1.4179e-07 |  | 2.440201020544447e+000 | 1.4379e-07 |  | 2.440201020544447e+000 | 1.4313e-07 |  | 2.4419 | 5.272e-06 | 37.3585 | 5.272e-06
2.441893025338269e+000 | 1.4112e-07 | 2.4419 | 2.441893025338269e+000 | 1.4179e-07 |  | 2.441893025338269e+000 | 1.438e-07 |  | 2.441893025338269e+000 | 1.4313e-07 |  | 2.4436 | 5.2712e-06 | 37.3532 | 5.2712e-06
2.443586203347001e+000 | 1.4112e-07 | 2.4436 | 2.443586203347001e+000 | 1.4179e-07 |  | 2.443586203347001e+000 | 1.438e-07 |  | 2.443586203347001e+000 | 1.4314e-07 |  | 2.4453 | 5.2705e-06 | 37.3479 | 5.2705e-06
2.445280555384137e+000 | 1.4112e-07 | 2.4453 | 2.445280555384137e+000 | 1.4179e-07 |  | 2.445280555384137e+000 | 1.4381e-07 |  | 2.445280555384137e+000 | 1.4314e-07 |  | 2.447 | 5.2697e-06 | 37.3426 | 5.2697e-06
2.446976082263733e+000 | 1.4112e-07 | 2.447 | 2.446976082263733e+000 | 1.4179e-07 |  | 2.446976082263733e+000 | 1.4381e-07 |  | 2.446976082263733e+000 | 1.4314e-07 |  | 2.4487 | 5.2689e-06 | 37.3373 | 5.2689e-06
2.448672784800409e+000 | 1.4112e-07 | 2.4487 | 2.448672784800409e+000 | 1.418e-07 |  | 2.448672784800409e+000 | 1.4381e-07 |  | 2.448672784800409e+000 | 1.4314e-07 |  | 2.4504 | 5.2681e-06 | 37.332 | 5.2681e-06
2.450370663809352e+000 | 1.4112e-07 | 2.4504 | 2.450370663809352e+000 | 1.418e-07 |  | 2.450370663809352e+000 | 1.4382e-07 |  | 2.450370663809352e+000 | 1.4315e-07 |  | 2.4521 | 5.2674e-06 | 37.3267 | 5.2674e-06
2.452069720106313e+000 | 1.4111e-07 | 2.4521 | 2.452069720106313e+000 | 1.418e-07 |  | 2.452069720106313e+000 | 1.4382e-07 |  | 2.452069720106313e+000 | 1.4315e-07 |  | 2.4538 | 5.2666e-06 | 37.3213 | 5.2666e-06
2.453769954507608e+000 | 1.4111e-07 | 2.4538 | 2.453769954507608e+000 | 1.418e-07 |  | 2.453769954507608e+000 | 1.4383e-07 |  | 2.453769954507608e+000 | 1.4315e-07 |  | 2.4555 | 5.2658e-06 | 37.316 | 5.2658e-06
2.455471367830121e+000 | 1.4111e-07 | 2.4555 | 2.455471367830121e+000 | 1.418e-07 |  | 2.455471367830121e+000 | 1.4383e-07 |  | 2.455471367830121e+000 | 1.4316e-07 |  | 2.4572 | 5.2651e-06 | 37.3107 | 5.2651e-06
2.457173960891300e+000 | 1.4111e-07 | 2.4572 | 2.457173960891300e+000 | 1.418e-07 |  | 2.457173960891300e+000 | 1.4384e-07 |  | 2.457173960891300e+000 | 1.4316e-07 |  | 2.4589 | 5.2643e-06 | 37.3053 | 5.2643e-06
2.458877734509162e+000 | 1.4111e-07 | 2.4589 | 2.458877734509162e+000 | 1.418e-07 |  | 2.458877734509162e+000 | 1.4384e-07 |  | 2.458877734509162e+000 | 1.4316e-07 |  | 2.4606 | 5.2635e-06 | 37.2999 | 5.2635e-06
2.460582689502289e+000 | 1.4111e-07 | 2.4606 | 2.460582689502289e+000 | 1.418e-07 |  | 2.460582689502289e+000 | 1.4384e-07 |  | 2.460582689502289e+000 | 1.4317e-07 |  | 2.4623 | 5.2627e-06 | 37.2946 | 5.2627e-06
2.462288826689833e+000 | 1.4111e-07 | 2.4623 | 2.462288826689833e+000 | 1.418e-07 |  | 2.462288826689833e+000 | 1.4385e-07 |  | 2.462288826689833e+000 | 1.4317e-07 |  | 2.464 | 5.262e-06 | 37.2892 | 5.262e-06
2.463996146891512e+000 | 1.4111e-07 | 2.464 | 2.463996146891512e+000 | 1.418e-07 |  | 2.463996146891512e+000 | 1.4385e-07 |  | 2.463996146891512e+000 | 1.4317e-07 |  | 2.4657 | 5.2612e-06 | 37.2838 | 5.2612e-06
2.465704650927613e+000 | 1.4111e-07 | 2.4657 | 2.465704650927613e+000 | 1.418e-07 |  | 2.465704650927613e+000 | 1.4386e-07 |  | 2.465704650927613e+000 | 1.4318e-07 |  | 2.4674 | 5.2604e-06 | 37.2784 | 5.2604e-06
2.467414339618994e+000 | 1.4111e-07 | 2.4674 | 2.467414339618994e+000 | 1.418e-07 |  | 2.467414339618994e+000 | 1.4386e-07 |  | 2.467414339618994e+000 | 1.4318e-07 |  | 2.4691 | 5.2597e-06 | 37.273 | 5.2597e-06
2.469125213787077e+000 | 1.4111e-07 | 2.4691 | 2.469125213787077e+000 | 1.4181e-07 |  | 2.469125213787077e+000 | 1.4387e-07 |  | 2.469125213787077e+000 | 1.4318e-07 |  | 2.4708 | 5.2589e-06 | 37.2675 | 5.2589e-06
2.470837274253859e+000 | 1.4111e-07 | 2.4708 | 2.470837274253859e+000 | 1.4181e-07 |  | 2.470837274253859e+000 | 1.4387e-07 |  | 2.470837274253859e+000 | 1.4319e-07 |  | 2.4726 | 5.2581e-06 | 37.2621 | 5.2581e-06
2.472550521841903e+000 | 1.4111e-07 | 2.4726 | 2.472550521841903e+000 | 1.4181e-07 |  | 2.472550521841903e+000 | 1.4388e-07 |  | 2.472550521841903e+000 | 1.4319e-07 |  | 2.4743 | 5.2574e-06 | 37.2567 | 5.2574e-06
2.474264957374345e+000 | 1.4111e-07 | 2.4743 | 2.474264957374345e+000 | 1.4181e-07 |  | 2.474264957374345e+000 | 1.4388e-07 |  | 2.474264957374345e+000 | 1.4319e-07 |  | 2.476 | 5.2566e-06 | 37.2513 | 5.2566e-06
2.475980581674892e+000 | 1.4111e-07 | 2.476 | 2.475980581674892e+000 | 1.4181e-07 |  | 2.475980581674892e+000 | 1.4389e-07 |  | 2.475980581674892e+000 | 1.432e-07 |  | 2.4777 | 5.2558e-06 | 37.2458 | 5.2558e-06
2.477697395567818e+000 | 1.4111e-07 | 2.4777 | 2.477697395567818e+000 | 1.4181e-07 |  | 2.477697395567818e+000 | 1.4389e-07 |  | 2.477697395567818e+000 | 1.432e-07 |  | 2.4794 | 5.2551e-06 | 37.2403 | 5.2551e-06
2.479415399877973e+000 | 1.4111e-07 | 2.4794 | 2.479415399877973e+000 | 1.4181e-07 |  | 2.479415399877973e+000 | 1.439e-07 |  | 2.479415399877973e+000 | 1.4321e-07 |  | 2.4811 | 5.2543e-06 | 37.2349 | 5.2543e-06
2.481134595430778e+000 | 1.4111e-07 | 2.4811 | 2.481134595430778e+000 | 1.4181e-07 |  | 2.481134595430778e+000 | 1.439e-07 |  | 2.481134595430778e+000 | 1.4321e-07 |  | 2.4829 | 5.2535e-06 | 37.2294 | 5.2535e-06
2.482854983052225e+000 | 1.4111e-07 | 2.4829 | 2.482854983052225e+000 | 1.4182e-07 |  | 2.482854983052225e+000 | 1.4391e-07 |  | 2.482854983052225e+000 | 1.4321e-07 |  | 2.4846 | 5.2528e-06 | 37.2239 | 5.2528e-06
2.484576563568879e+000 | 1.4111e-07 | 2.4846 | 2.484576563568879e+000 | 1.4182e-07 |  | 2.484576563568879e+000 | 1.4391e-07 |  | 2.484576563568879e+000 | 1.4322e-07 |  | 2.4863 | 5.252e-06 | 37.2184 | 5.252e-06
2.486299337807879e+000 | 1.4111e-07 | 2.4863 | 2.486299337807879e+000 | 1.4182e-07 |  | 2.486299337807879e+000 | 1.4392e-07 |  | 2.486299337807879e+000 | 1.4322e-07 |  | 2.488 | 5.2512e-06 | 37.2129 | 5.2512e-06
2.488023306596938e+000 | 1.4111e-07 | 2.488 | 2.488023306596938e+000 | 1.4182e-07 |  | 2.488023306596938e+000 | 1.4392e-07 |  | 2.488023306596938e+000 | 1.4323e-07 |  | 2.4897 | 5.2505e-06 | 37.2074 | 5.2505e-06
2.489748470764341e+000 | 1.4111e-07 | 2.4897 | 2.489748470764341e+000 | 1.4182e-07 |  | 2.489748470764341e+000 | 1.4393e-07 |  | 2.489748470764341e+000 | 1.4323e-07 |  | 2.4915 | 5.2497e-06 | 37.2019 | 5.2497e-06
2.491474831138948e+000 | 1.4111e-07 | 2.4915 | 2.491474831138948e+000 | 1.4182e-07 |  | 2.491474831138948e+000 | 1.4393e-07 |  | 2.491474831138948e+000 | 1.4323e-07 |  | 2.4932 | 5.2489e-06 | 37.1964 | 5.2489e-06
2.493202388550195e+000 | 1.4111e-07 | 2.4932 | 2.493202388550195e+000 | 1.4183e-07 |  | 2.493202388550195e+000 | 1.4394e-07 |  | 2.493202388550195e+000 | 1.4324e-07 |  | 2.4949 | 5.2482e-06 | 37.1908 | 5.2482e-06
2.494931143828092e+000 | 1.4112e-07 | 2.4949 | 2.494931143828092e+000 | 1.4183e-07 |  | 2.494931143828092e+000 | 1.4394e-07 |  | 2.494931143828092e+000 | 1.4324e-07 |  | 2.4967 | 5.2474e-06 | 37.1853 | 5.2474e-06
2.496661097803224e+000 | 1.4112e-07 | 2.4967 | 2.496661097803224e+000 | 1.4183e-07 |  | 2.496661097803224e+000 | 1.4395e-07 |  | 2.496661097803224e+000 | 1.4325e-07 |  | 2.4984 | 5.2467e-06 | 37.1797 | 5.2467e-06
2.498392251306754e+000 | 1.4112e-07 | 2.4984 | 2.498392251306754e+000 | 1.4183e-07 |  | 2.498392251306754e+000 | 1.4396e-07 |  | 2.498392251306754e+000 | 1.4325e-07 |  | 2.5001 | 5.2459e-06 | 37.1742 | 5.2459e-06
2.500124605170418e+000 | 1.4112e-07 | 2.5001 | 2.500124605170418e+000 | 1.4183e-07 |  | 2.500124605170418e+000 | 1.4396e-07 |  | 2.500124605170418e+000 | 1.4326e-07 |  | 2.5019 | 5.2451e-06 | 37.1686 | 5.2451e-06
2.501858160226533e+000 | 1.4112e-07 | 2.5019 | 2.501858160226533e+000 | 1.4184e-07 |  | 2.501858160226533e+000 | 1.4397e-07 |  | 2.501858160226533e+000 | 1.4326e-07 |  | 2.5036 | 5.2444e-06 | 37.163 | 5.2444e-06
2.503592917307989e+000 | 1.4112e-07 | 2.5036 | 2.503592917307989e+000 | 1.4184e-07 |  | 2.503592917307989e+000 | 1.4397e-07 |  | 2.503592917307989e+000 | 1.4326e-07 |  | 2.5053 | 5.2436e-06 | 37.1574 | 5.2436e-06
2.505328877248256e+000 | 1.4112e-07 | 2.5053 | 2.505328877248256e+000 | 1.4184e-07 |  | 2.505328877248256e+000 | 1.4398e-07 |  | 2.505328877248256e+000 | 1.4327e-07 |  | 2.5071 | 5.2429e-06 | 37.1518 | 5.2429e-06
2.507066040881381e+000 | 1.4112e-07 | 2.5071 | 2.507066040881381e+000 | 1.4184e-07 |  | 2.507066040881381e+000 | 1.4398e-07 |  | 2.507066040881381e+000 | 1.4327e-07 |  | 2.5088 | 5.2421e-06 | 37.1462 | 5.2421e-06
2.508804409041990e+000 | 1.4112e-07 | 2.5088 | 2.508804409041990e+000 | 1.4184e-07 |  | 2.508804409041990e+000 | 1.4399e-07 |  | 2.508804409041990e+000 | 1.4328e-07 |  | 2.5105 | 5.2413e-06 | 37.1406 | 5.2413e-06
2.510543982565287e+000 | 1.4112e-07 | 2.5105 | 2.510543982565287e+000 | 1.4185e-07 |  | 2.510543982565287e+000 | 1.44e-07 |  | 2.510543982565287e+000 | 1.4328e-07 |  | 2.5123 | 5.2406e-06 | 37.135 | 5.2406e-06
2.512284762287055e+000 | 1.4112e-07 | 2.5123 | 2.512284762287055e+000 | 1.4185e-07 |  | 2.512284762287055e+000 | 1.44e-07 |  | 2.512284762287055e+000 | 1.4329e-07 |  | 2.514 | 5.2398e-06 | 37.1294 | 5.2398e-06
2.514026749043657e+000 | 1.4112e-07 | 2.514 | 2.514026749043657e+000 | 1.4185e-07 |  | 2.514026749043657e+000 | 1.4401e-07 |  | 2.514026749043657e+000 | 1.4329e-07 |  | 2.5158 | 5.2391e-06 | 37.1237 | 5.2391e-06
2.515769943672036e+000 | 1.4113e-07 | 2.5158 | 2.515769943672036e+000 | 1.4185e-07 |  | 2.515769943672036e+000 | 1.4402e-07 |  | 2.515769943672036e+000 | 1.433e-07 |  | 2.5175 | 5.2383e-06 | 37.1181 | 5.2383e-06
2.517514347009715e+000 | 1.4113e-07 | 2.5175 | 2.517514347009715e+000 | 1.4186e-07 |  | 2.517514347009715e+000 | 1.4402e-07 |  | 2.517514347009715e+000 | 1.433e-07 |  | 2.5193 | 5.2375e-06 | 37.1124 | 5.2375e-06
2.519259959894799e+000 | 1.4113e-07 | 2.5193 | 2.519259959894799e+000 | 1.4186e-07 |  | 2.519259959894799e+000 | 1.4403e-07 |  | 2.519259959894799e+000 | 1.4331e-07 |  | 2.521 | 5.2368e-06 | 37.1068 | 5.2368e-06
2.521006783165972e+000 | 1.4113e-07 | 2.521 | 2.521006783165972e+000 | 1.4186e-07 |  | 2.521006783165972e+000 | 1.4403e-07 |  | 2.521006783165972e+000 | 1.4331e-07 |  | 2.5228 | 5.236e-06 | 37.1011 | 5.236e-06
2.522754817662499e+000 | 1.4113e-07 | 2.5228 | 2.522754817662499e+000 | 1.4186e-07 |  | 2.522754817662499e+000 | 1.4404e-07 |  | 2.522754817662499e+000 | 1.4332e-07 |  | 2.5245 | 5.2353e-06 | 37.0954 | 5.2353e-06
2.524504064224232e+000 | 1.4113e-07 | 2.5245 | 2.524504064224232e+000 | 1.4187e-07 |  | 2.524504064224232e+000 | 1.4405e-07 |  | 2.524504064224232e+000 | 1.4332e-07 |  | 2.5263 | 5.2345e-06 | 37.0897 | 5.2345e-06
2.526254523691598e+000 | 1.4113e-07 | 2.5263 | 2.526254523691598e+000 | 1.4187e-07 |  | 2.526254523691598e+000 | 1.4405e-07 |  | 2.526254523691598e+000 | 1.4333e-07 |  | 2.528 | 5.2338e-06 | 37.084 | 5.2338e-06
2.528006196905614e+000 | 1.4113e-07 | 2.528 | 2.528006196905614e+000 | 1.4187e-07 |  | 2.528006196905614e+000 | 1.4406e-07 |  | 2.528006196905614e+000 | 1.4333e-07 |  | 2.5298 | 5.233e-06 | 37.0783 | 5.233e-06
2.529759084707874e+000 | 1.4114e-07 | 2.5298 | 2.529759084707874e+000 | 1.4187e-07 |  | 2.529759084707874e+000 | 1.4407e-07 |  | 2.529759084707874e+000 | 1.4334e-07 |  | 2.5315 | 5.2323e-06 | 37.0726 | 5.2323e-06
2.531513187940560e+000 | 1.4114e-07 | 2.5315 | 2.531513187940560e+000 | 1.4188e-07 |  | 2.531513187940560e+000 | 1.4407e-07 |  | 2.531513187940560e+000 | 1.4334e-07 |  | 2.5333 | 5.2315e-06 | 37.0669 | 5.2315e-06
2.533268507446436e+000 | 1.4114e-07 | 2.5333 | 2.533268507446436e+000 | 1.4188e-07 |  | 2.533268507446436e+000 | 1.4408e-07 |  | 2.533268507446436e+000 | 1.4335e-07 |  | 2.535 | 5.2308e-06 | 37.0611 | 5.2308e-06
2.535025044068850e+000 | 1.4114e-07 | 2.535 | 2.535025044068850e+000 | 1.4188e-07 |  | 2.535025044068850e+000 | 1.4409e-07 |  | 2.535025044068850e+000 | 1.4336e-07 |  | 2.5368 | 5.23e-06 | 37.0554 | 5.23e-06
2.536782798651735e+000 | 1.4114e-07 | 2.5368 | 2.536782798651735e+000 | 1.4189e-07 |  | 2.536782798651735e+000 | 1.4409e-07 |  | 2.536782798651735e+000 | 1.4336e-07 |  | 2.5385 | 5.2293e-06 | 37.0496 | 5.2293e-06
2.538541772039610e+000 | 1.4114e-07 | 2.5385 | 2.538541772039610e+000 | 1.4189e-07 |  | 2.538541772039610e+000 | 1.441e-07 |  | 2.538541772039610e+000 | 1.4337e-07 |  | 2.5403 | 5.2285e-06 | 37.0439 | 5.2285e-06
2.540301965077580e+000 | 1.4115e-07 | 2.5403 | 2.540301965077580e+000 | 1.4189e-07 |  | 2.540301965077580e+000 | 1.4411e-07 |  | 2.540301965077580e+000 | 1.4337e-07 |  | 2.5421 | 5.2278e-06 | 37.0381 | 5.2278e-06
2.542063378611333e+000 | 1.4115e-07 | 2.5421 | 2.542063378611333e+000 | 1.4189e-07 |  | 2.542063378611333e+000 | 1.4411e-07 |  | 2.542063378611333e+000 | 1.4338e-07 |  | 2.5438 | 5.227e-06 | 37.0324 | 5.227e-06
2.543826013487148e+000 | 1.4115e-07 | 2.5438 | 2.543826013487148e+000 | 1.419e-07 |  | 2.543826013487148e+000 | 1.4412e-07 |  | 2.543826013487148e+000 | 1.4338e-07 |  | 2.5456 | 5.2262e-06 | 37.0266 | 5.2262e-06
2.545589870551886e+000 | 1.4115e-07 | 2.5456 | 2.545589870551886e+000 | 1.419e-07 |  | 2.545589870551886e+000 | 1.4413e-07 |  | 2.545589870551886e+000 | 1.4339e-07 |  | 2.5474 | 5.2255e-06 | 37.0208 | 5.2255e-06
2.547354950652999e+000 | 1.4115e-07 | 2.5474 | 2.547354950652999e+000 | 1.419e-07 |  | 2.547354950652999e+000 | 1.4414e-07 |  | 2.547354950652999e+000 | 1.434e-07 |  | 2.5491 | 5.2247e-06 | 37.015 | 5.2247e-06
2.549121254638525e+000 | 1.4115e-07 | 2.5491 | 2.549121254638525e+000 | 1.4191e-07 |  | 2.549121254638525e+000 | 1.4414e-07 |  | 2.549121254638525e+000 | 1.434e-07 |  | 2.5509 | 5.224e-06 | 37.0092 | 5.224e-06
2.550888783357089e+000 | 1.4116e-07 | 2.5509 | 2.550888783357089e+000 | 1.4191e-07 |  | 2.550888783357089e+000 | 1.4415e-07 |  | 2.550888783357089e+000 | 1.4341e-07 |  | 2.5527 | 5.2233e-06 | 37.0033 | 5.2233e-06
2.552657537657906e+000 | 1.4116e-07 | 2.5527 | 2.552657537657906e+000 | 1.4191e-07 |  | 2.552657537657906e+000 | 1.4416e-07 |  | 2.552657537657906e+000 | 1.4341e-07 |  | 2.5544 | 5.2225e-06 | 36.9975 | 5.2225e-06
2.554427518390780e+000 | 1.4116e-07 | 2.5544 | 2.554427518390780e+000 | 1.4192e-07 |  | 2.554427518390780e+000 | 1.4417e-07 |  | 2.554427518390780e+000 | 1.4342e-07 |  | 2.5562 | 5.2218e-06 | 36.9917 | 5.2218e-06
2.556198726406103e+000 | 1.4116e-07 | 2.5562 | 2.556198726406103e+000 | 1.4192e-07 |  | 2.556198726406103e+000 | 1.4417e-07 |  | 2.556198726406103e+000 | 1.4343e-07 |  | 2.558 | 5.221e-06 | 36.9858 | 5.221e-06
2.557971162554858e+000 | 1.4116e-07 | 2.558 | 2.557971162554858e+000 | 1.4192e-07 |  | 2.557971162554858e+000 | 1.4418e-07 |  | 2.557971162554858e+000 | 1.4343e-07 |  | 2.5597 | 5.2203e-06 | 36.98 | 5.2203e-06
2.559744827688616e+000 | 1.4117e-07 | 2.5597 | 2.559744827688616e+000 | 1.4193e-07 |  | 2.559744827688616e+000 | 1.4419e-07 |  | 2.559744827688616e+000 | 1.4344e-07 |  | 2.5615 | 5.2195e-06 | 36.9741 | 5.2195e-06
2.561519722659541e+000 | 1.4117e-07 | 2.5615 | 2.561519722659541e+000 | 1.4193e-07 |  | 2.561519722659541e+000 | 1.442e-07 |  | 2.561519722659541e+000 | 1.4344e-07 |  | 2.5633 | 5.2188e-06 | 36.9682 | 5.2188e-06
2.563295848320386e+000 | 1.4117e-07 | 2.5633 | 2.563295848320386e+000 | 1.4194e-07 |  | 2.563295848320386e+000 | 1.442e-07 |  | 2.563295848320386e+000 | 1.4345e-07 |  | 2.5651 | 5.218e-06 | 36.9624 | 5.218e-06
2.565073205524497e+000 | 1.4117e-07 | 2.5651 | 2.565073205524497e+000 | 1.4194e-07 |  | 2.565073205524497e+000 | 1.4421e-07 |  | 2.565073205524497e+000 | 1.4346e-07 |  | 2.5669 | 5.2173e-06 | 36.9565 | 5.2173e-06
2.566851795125809e+000 | 1.4118e-07 | 2.5669 | 2.566851795125809e+000 | 1.4194e-07 |  | 2.566851795125809e+000 | 1.4422e-07 |  | 2.566851795125809e+000 | 1.4346e-07 |  | 2.5686 | 5.2165e-06 | 36.9506 | 5.2165e-06
2.568631617978852e+000 | 1.4118e-07 | 2.5686 | 2.568631617978852e+000 | 1.4195e-07 |  | 2.568631617978852e+000 | 1.4423e-07 |  | 2.568631617978852e+000 | 1.4347e-07 |  | 2.5704 | 5.2158e-06 | 36.9447 | 5.2158e-06
2.570412674938746e+000 | 1.4118e-07 | 2.5704 | 2.570412674938746e+000 | 1.4195e-07 |  | 2.570412674938746e+000 | 1.4423e-07 |  | 2.570412674938746e+000 | 1.4348e-07 |  | 2.5722 | 5.215e-06 | 36.9388 | 5.215e-06
2.572194966861207e+000 | 1.4118e-07 | 2.5722 | 2.572194966861207e+000 | 1.4195e-07 |  | 2.572194966861207e+000 | 1.4424e-07 |  | 2.572194966861207e+000 | 1.4348e-07 |  | 2.574 | 5.2143e-06 | 36.9328 | 5.2143e-06
2.573978494602542e+000 | 1.4119e-07 | 2.574 | 2.573978494602542e+000 | 1.4196e-07 |  | 2.573978494602542e+000 | 1.4425e-07 |  | 2.573978494602542e+000 | 1.4349e-07 |  | 2.5758 | 5.2136e-06 | 36.9269 | 5.2136e-06
2.575763259019651e+000 | 1.4119e-07 | 2.5758 | 2.575763259019651e+000 | 1.4196e-07 |  | 2.575763259019651e+000 | 1.4426e-07 |  | 2.575763259019651e+000 | 1.435e-07 |  | 2.5775 | 5.2128e-06 | 36.921 | 5.2128e-06
2.577549260970031e+000 | 1.4119e-07 | 2.5775 | 2.577549260970031e+000 | 1.4197e-07 |  | 2.577549260970031e+000 | 1.4427e-07 |  | 2.577549260970031e+000 | 1.435e-07 |  | 2.5793 | 5.2121e-06 | 36.915 | 5.2121e-06
2.579336501311772e+000 | 1.4119e-07 | 2.5793 | 2.579336501311772e+000 | 1.4197e-07 |  | 2.579336501311772e+000 | 1.4428e-07 |  | 2.579336501311772e+000 | 1.4351e-07 |  | 2.5811 | 5.2113e-06 | 36.9091 | 5.2113e-06
2.581124980903558e+000 | 1.412e-07 | 2.5811 | 2.581124980903558e+000 | 1.4197e-07 |  | 2.581124980903558e+000 | 1.4428e-07 |  | 2.581124980903558e+000 | 1.4352e-07 |  | 2.5829 | 5.2106e-06 | 36.9031 | 5.2106e-06
2.582914700604670e+000 | 1.412e-07 | 2.5829 | 2.582914700604670e+000 | 1.4198e-07 |  | 2.582914700604670e+000 | 1.4429e-07 |  | 2.582914700604670e+000 | 1.4353e-07 |  | 2.5847 | 5.2098e-06 | 36.8971 | 5.2098e-06
2.584705661274985e+000 | 1.412e-07 | 2.5847 | 2.584705661274985e+000 | 1.4198e-07 |  | 2.584705661274985e+000 | 1.443e-07 |  | 2.584705661274985e+000 | 1.4353e-07 |  | 2.5865 | 5.2091e-06 | 36.8911 | 5.2091e-06
2.586497863774974e+000 | 1.412e-07 | 2.5865 | 2.586497863774974e+000 | 1.4199e-07 |  | 2.586497863774974e+000 | 1.4431e-07 |  | 2.586497863774974e+000 | 1.4354e-07 |  | 2.5883 | 5.2084e-06 | 36.8851 | 5.2084e-06
2.588291308965707e+000 | 1.4121e-07 | 2.5883 | 2.588291308965707e+000 | 1.4199e-07 |  | 2.588291308965707e+000 | 1.4432e-07 |  | 2.588291308965707e+000 | 1.4355e-07 |  | 2.5901 | 5.2076e-06 | 36.8791 | 5.2076e-06
2.590085997708850e+000 | 1.4121e-07 | 2.5901 | 2.590085997708850e+000 | 1.42e-07 |  | 2.590085997708850e+000 | 1.4433e-07 |  | 2.590085997708850e+000 | 1.4355e-07 |  | 2.5919 | 5.2069e-06 | 36.8731 | 5.2069e-06
2.591881930866667e+000 | 1.4121e-07 | 2.5919 | 2.591881930866667e+000 | 1.42e-07 |  | 2.591881930866667e+000 | 1.4433e-07 |  | 2.591881930866667e+000 | 1.4356e-07 |  | 2.5937 | 5.2061e-06 | 36.8671 | 5.2061e-06
2.593679109302020e+000 | 1.4122e-07 | 2.5937 | 2.593679109302020e+000 | 1.42e-07 |  | 2.593679109302020e+000 | 1.4434e-07 |  | 2.593679109302020e+000 | 1.4357e-07 |  | 2.5955 | 5.2054e-06 | 36.8611 | 5.2054e-06
2.595477533878367e+000 | 1.4122e-07 | 2.5955 | 2.595477533878367e+000 | 1.4201e-07 |  | 2.595477533878367e+000 | 1.4435e-07 |  | 2.595477533878367e+000 | 1.4358e-07 |  | 2.5973 | 5.2047e-06 | 36.855 | 5.2047e-06
2.597277205459768e+000 | 1.4122e-07 | 2.5973 | 2.597277205459768e+000 | 1.4201e-07 |  | 2.597277205459768e+000 | 1.4436e-07 |  | 2.597277205459768e+000 | 1.4358e-07 |  | 2.5991 | 5.2039e-06 | 36.849 | 5.2039e-06
2.599078124910880e+000 | 1.4123e-07 | 2.5991 | 2.599078124910880e+000 | 1.4202e-07 |  | 2.599078124910880e+000 | 1.4437e-07 |  | 2.599078124910880e+000 | 1.4359e-07 |  | 2.6009 | 5.2032e-06 | 36.8429 | 5.2032e-06
2.600880293096961e+000 | 1.4123e-07 | 2.6009 | 2.600880293096961e+000 | 1.4202e-07 |  | 2.600880293096961e+000 | 1.4438e-07 |  | 2.600880293096961e+000 | 1.436e-07 |  | 2.6027 | 5.2024e-06 | 36.8369 | 5.2025e-06
2.602683710883867e+000 | 1.4123e-07 | 2.6027 | 2.602683710883867e+000 | 1.4203e-07 |  | 2.602683710883867e+000 | 1.4439e-07 |  | 2.602683710883867e+000 | 1.4361e-07 |  | 2.6045 | 5.2017e-06 | 36.8308 | 5.2017e-06
2.604488379138057e+000 | 1.4124e-07 | 2.6045 | 2.604488379138057e+000 | 1.4203e-07 |  | 2.604488379138057e+000 | 1.444e-07 |  | 2.604488379138057e+000 | 1.4361e-07 |  | 2.6063 | 5.201e-06 | 36.8247 | 5.201e-06
2.606294298726589e+000 | 1.4124e-07 | 2.6063 | 2.606294298726589e+000 | 1.4204e-07 |  | 2.606294298726589e+000 | 1.4441e-07 |  | 2.606294298726589e+000 | 1.4362e-07 |  | 2.6081 | 5.2002e-06 | 36.8186 | 5.2002e-06
2.608101470517121e+000 | 1.4124e-07 | 2.6081 | 2.608101470517121e+000 | 1.4204e-07 |  | 2.608101470517121e+000 | 1.4442e-07 |  | 2.608101470517121e+000 | 1.4363e-07 |  | 2.6099 | 5.1995e-06 | 36.8125 | 5.1995e-06
2.609909895377915e+000 | 1.4125e-07 | 2.6099 | 2.609909895377915e+000 | 1.4205e-07 |  | 2.609909895377915e+000 | 1.4442e-07 |  | 2.609909895377915e+000 | 1.4364e-07 |  | 2.6117 | 5.1988e-06 | 36.8064 | 5.1988e-06
2.611719574177836e+000 | 1.4125e-07 | 2.6117 | 2.611719574177836e+000 | 1.4205e-07 |  | 2.611719574177836e+000 | 1.4443e-07 |  | 2.611719574177836e+000 | 1.4364e-07 |  | 2.6135 | 5.198e-06 | 36.8003 | 5.198e-06
2.613530507786347e+000 | 1.4125e-07 | 2.6135 | 2.613530507786347e+000 | 1.4206e-07 |  | 2.613530507786347e+000 | 1.4444e-07 |  | 2.613530507786347e+000 | 1.4365e-07 |  | 2.6153 | 5.1973e-06 | 36.7942 | 5.1973e-06
2.615342697073518e+000 | 1.4126e-07 | 2.6153 | 2.615342697073518e+000 | 1.4206e-07 |  | 2.615342697073518e+000 | 1.4445e-07 |  | 2.615342697073518e+000 | 1.4366e-07 |  | 2.6172 | 5.1966e-06 | 36.7881 | 5.1966e-06
2.617156142910021e+000 | 1.4126e-07 | 2.6172 | 2.617156142910021e+000 | 1.4207e-07 |  | 2.617156142910021e+000 | 1.4446e-07 |  | 2.617156142910021e+000 | 1.4367e-07 |  | 2.619 | 5.1958e-06 | 36.7819 | 5.1958e-06
2.618970846167130e+000 | 1.4126e-07 | 2.619 | 2.618970846167130e+000 | 1.4207e-07 |  | 2.618970846167130e+000 | 1.4447e-07 |  | 2.618970846167130e+000 | 1.4368e-07 |  | 2.6208 | 5.1951e-06 | 36.7757 | 5.1951e-06
2.620786807716727e+000 | 1.4127e-07 | 2.6208 | 2.620786807716727e+000 | 1.4208e-07 |  | 2.620786807716727e+000 | 1.4448e-07 |  | 2.620786807716727e+000 | 1.4368e-07 |  | 2.6226 | 5.1944e-06 | 36.7696 | 5.1944e-06
2.622604028431294e+000 | 1.4127e-07 | 2.6226 | 2.622604028431294e+000 | 1.4208e-07 |  | 2.622604028431294e+000 | 1.4449e-07 |  | 2.622604028431294e+000 | 1.4369e-07 |  | 2.6244 | 5.1936e-06 | 36.7634 | 5.1936e-06
2.624422509183922e+000 | 1.4128e-07 | 2.6244 | 2.624422509183922e+000 | 1.4209e-07 |  | 2.624422509183922e+000 | 1.445e-07 |  | 2.624422509183922e+000 | 1.437e-07 |  | 2.6262 | 5.1929e-06 | 36.7572 | 5.1929e-06
2.626242250848305e+000 | 1.4128e-07 | 2.6262 | 2.626242250848305e+000 | 1.4209e-07 |  | 2.626242250848305e+000 | 1.4451e-07 |  | 2.626242250848305e+000 | 1.4371e-07 |  | 2.6281 | 5.1922e-06 | 36.7511 | 5.1922e-06
2.628063254298742e+000 | 1.4128e-07 | 2.6281 | 2.628063254298742e+000 | 1.421e-07 |  | 2.628063254298742e+000 | 1.4452e-07 |  | 2.628063254298742e+000 | 1.4372e-07 |  | 2.6299 | 5.1914e-06 | 36.7449 | 5.1914e-06
2.629885520410142e+000 | 1.4129e-07 | 2.6299 | 2.629885520410142e+000 | 1.421e-07 |  | 2.629885520410142e+000 | 1.4453e-07 |  | 2.629885520410142e+000 | 1.4373e-07 |  | 2.6317 | 5.1907e-06 | 36.7386 | 5.1907e-06
2.631709050058017e+000 | 1.4129e-07 | 2.6317 | 2.631709050058017e+000 | 1.4211e-07 |  | 2.631709050058017e+000 | 1.4454e-07 |  | 2.631709050058017e+000 | 1.4373e-07 |  | 2.6335 | 5.19e-06 | 36.7324 | 5.19e-06
2.633533844118487e+000 | 1.413e-07 | 2.6335 | 2.633533844118487e+000 | 1.4212e-07 |  | 2.633533844118487e+000 | 1.4455e-07 |  | 2.633533844118487e+000 | 1.4374e-07 |  | 2.6354 | 5.1892e-06 | 36.7262 | 5.1892e-06
2.635359903468280e+000 | 1.413e-07 | 2.6354 | 2.635359903468280e+000 | 1.4212e-07 |  | 2.635359903468280e+000 | 1.4456e-07 |  | 2.635359903468280e+000 | 1.4375e-07 |  | 2.6372 | 5.1885e-06 | 36.72 | 5.1885e-06
2.637187228984733e+000 | 1.413e-07 | 2.6372 | 2.637187228984733e+000 | 1.4213e-07 |  | 2.637187228984733e+000 | 1.4457e-07 |  | 2.637187228984733e+000 | 1.4376e-07 |  | 2.639 | 5.1878e-06 | 36.7137 | 5.1878e-06
2.639015821545789e+000 | 1.4131e-07 | 2.639 | 2.639015821545789e+000 | 1.4213e-07 |  | 2.639015821545789e+000 | 1.4458e-07 |  | 2.639015821545789e+000 | 1.4377e-07 |  | 2.6408 | 5.1871e-06 | 36.7075 | 5.1871e-06
2.640845682030001e+000 | 1.4131e-07 | 2.6408 | 2.640845682030001e+000 | 1.4214e-07 |  | 2.640845682030001e+000 | 1.4459e-07 |  | 2.640845682030001e+000 | 1.4378e-07 |  | 2.6427 | 5.1863e-06 | 36.7013 | 5.1863e-06
2.642676811316530e+000 | 1.4132e-07 | 2.6427 | 2.642676811316530e+000 | 1.4214e-07 |  | 2.642676811316530e+000 | 1.446e-07 |  | 2.642676811316530e+000 | 1.4379e-07 |  | 2.6445 | 5.1856e-06 | 36.695 | 5.1856e-06
2.644509210285150e+000 | 1.4132e-07 | 2.6445 | 2.644509210285150e+000 | 1.4215e-07 |  | 2.644509210285150e+000 | 1.4461e-07 |  | 2.644509210285150e+000 | 1.438e-07 |  | 2.6463 | 5.1849e-06 | 36.6887 | 5.1849e-06
2.646342879816241e+000 | 1.4133e-07 | 2.6463 | 2.646342879816241e+000 | 1.4216e-07 |  | 2.646342879816241e+000 | 1.4462e-07 |  | 2.646342879816241e+000 | 1.438e-07 |  | 2.6482 | 5.1841e-06 | 36.6824 | 5.1841e-06
2.648177820790794e+000 | 1.4133e-07 | 2.6482 | 2.648177820790794e+000 | 1.4216e-07 |  | 2.648177820790794e+000 | 1.4463e-07 |  | 2.648177820790794e+000 | 1.4381e-07 |  | 2.65 | 5.1834e-06 | 36.6761 | 5.1834e-06
2.650014034090415e+000 | 1.4133e-07 | 2.65 | 2.650014034090415e+000 | 1.4217e-07 |  | 2.650014034090415e+000 | 1.4464e-07 |  | 2.650014034090415e+000 | 1.4382e-07 |  | 2.6519 | 5.1827e-06 | 36.6698 | 5.1827e-06
2.651851520597316e+000 | 1.4134e-07 | 2.6519 | 2.651851520597316e+000 | 1.4217e-07 |  | 2.651851520597316e+000 | 1.4465e-07 |  | 2.651851520597316e+000 | 1.4383e-07 |  | 2.6537 | 5.182e-06 | 36.6635 | 5.182e-06
2.653690281194324e+000 | 1.4134e-07 | 2.6537 | 2.653690281194324e+000 | 1.4218e-07 |  | 2.653690281194324e+000 | 1.4466e-07 |  | 2.653690281194324e+000 | 1.4384e-07 |  | 2.6555 | 5.1812e-06 | 36.6572 | 5.1812e-06
2.655530316764876e+000 | 1.4135e-07 | 2.6555 | 2.655530316764876e+000 | 1.4219e-07 |  | 2.655530316764876e+000 | 1.4467e-07 |  | 2.655530316764876e+000 | 1.4385e-07 |  | 2.6574 | 5.1805e-06 | 36.6509 | 5.1805e-06
2.657371628193023e+000 | 1.4135e-07 | 2.6574 | 2.657371628193023e+000 | 1.4219e-07 |  | 2.657371628193023e+000 | 1.4468e-07 |  | 2.657371628193023e+000 | 1.4386e-07 |  | 2.6592 | 5.1798e-06 | 36.6445 | 5.1798e-06
2.659214216363430e+000 | 1.4136e-07 | 2.6592 | 2.659214216363430e+000 | 1.422e-07 |  | 2.659214216363430e+000 | 1.447e-07 |  | 2.659214216363430e+000 | 1.4387e-07 |  | 2.6611 | 5.1791e-06 | 36.6382 | 5.1791e-06
2.661058082161373e+000 | 1.4136e-07 | 2.6611 | 2.661058082161373e+000 | 1.4221e-07 |  | 2.661058082161373e+000 | 1.4471e-07 |  | 2.661058082161373e+000 | 1.4388e-07 |  | 2.6629 | 5.1783e-06 | 36.6318 | 5.1783e-06
2.662903226472742e+000 | 1.4137e-07 | 2.6629 | 2.662903226472742e+000 | 1.4221e-07 |  | 2.662903226472742e+000 | 1.4472e-07 |  | 2.662903226472742e+000 | 1.4389e-07 |  | 2.6647 | 5.1776e-06 | 36.6255 | 5.1776e-06
2.664749650184044e+000 | 1.4137e-07 | 2.6647 | 2.664749650184044e+000 | 1.4222e-07 |  | 2.664749650184044e+000 | 1.4473e-07 |  | 2.664749650184044e+000 | 1.439e-07 |  | 2.6666 | 5.1769e-06 | 36.6191 | 5.1769e-06
2.666597354182398e+000 | 1.4138e-07 | 2.6666 | 2.666597354182398e+000 | 1.4222e-07 |  | 2.666597354182398e+000 | 1.4474e-07 |  | 2.666597354182398e+000 | 1.4391e-07 |  | 2.6684 | 5.1762e-06 | 36.6127 | 5.1762e-06
2.668446339355538e+000 | 1.4138e-07 | 2.6684 | 2.668446339355538e+000 | 1.4223e-07 |  | 2.668446339355538e+000 | 1.4475e-07 |  | 2.668446339355538e+000 | 1.4392e-07 |  | 2.6703 | 5.1755e-06 | 36.6063 | 5.1755e-06
2.670296606591817e+000 | 1.4139e-07 | 2.6703 | 2.670296606591817e+000 | 1.4224e-07 |  | 2.670296606591817e+000 | 1.4476e-07 |  | 2.670296606591817e+000 | 1.4393e-07 |  | 2.6721 | 5.1747e-06 | 36.5999 | 5.1747e-06
2.672148156780199e+000 | 1.4139e-07 | 2.6721 | 2.672148156780199e+000 | 1.4224e-07 |  | 2.672148156780199e+000 | 1.4477e-07 |  | 2.672148156780199e+000 | 1.4394e-07 |  | 2.674 | 5.174e-06 | 36.5935 | 5.174e-06
2.674000990810268e+000 | 1.414e-07 | 2.674 | 2.674000990810268e+000 | 1.4225e-07 |  | 2.674000990810268e+000 | 1.4478e-07 |  | 2.674000990810268e+000 | 1.4395e-07 |  | 2.6759 | 5.1733e-06 | 36.5871 | 5.1733e-06
2.675855109572225e+000 | 1.414e-07 | 2.6759 | 2.675855109572225e+000 | 1.4226e-07 |  | 2.675855109572225e+000 | 1.448e-07 |  | 2.675855109572225e+000 | 1.4395e-07 |  | 2.6777 | 5.1726e-06 | 36.5806 | 5.1726e-06
2.677710513956884e+000 | 1.4141e-07 | 2.6777 | 2.677710513956884e+000 | 1.4226e-07 |  | 2.677710513956884e+000 | 1.4481e-07 |  | 2.677710513956884e+000 | 1.4396e-07 |  | 2.6796 | 5.1718e-06 | 36.5742 | 5.1718e-06
2.679567204855682e+000 | 1.4141e-07 | 2.6796 | 2.679567204855682e+000 | 1.4227e-07 |  | 2.679567204855682e+000 | 1.4482e-07 |  | 2.679567204855682e+000 | 1.4397e-07 |  | 2.6814 | 5.1711e-06 | 36.5678 | 5.1711e-06
2.681425183160672e+000 | 1.4142e-07 | 2.6814 | 2.681425183160672e+000 | 1.4228e-07 |  | 2.681425183160672e+000 | 1.4483e-07 |  | 2.681425183160672e+000 | 1.4398e-07 |  | 2.6833 | 5.1704e-06 | 36.5613 | 5.1704e-06
2.683284449764523e+000 | 1.4142e-07 | 2.6833 | 2.683284449764523e+000 | 1.4229e-07 |  | 2.683284449764523e+000 | 1.4484e-07 |  | 2.683284449764523e+000 | 1.4399e-07 |  | 2.6851 | 5.1697e-06 | 36.5549 | 5.1697e-06
2.685145005560527e+000 | 1.4143e-07 | 2.6851 | 2.685145005560527e+000 | 1.4229e-07 |  | 2.685145005560527e+000 | 1.4485e-07 |  | 2.685145005560527e+000 | 1.44e-07 |  | 2.687 | 5.169e-06 | 36.5484 | 5.169e-06
2.687006851442594e+000 | 1.4143e-07 | 2.687 | 2.687006851442594e+000 | 1.423e-07 |  | 2.687006851442594e+000 | 1.4487e-07 |  | 2.687006851442594e+000 | 1.4402e-07 |  | 2.6889 | 5.1683e-06 | 36.5419 | 5.1683e-06
2.688869988305252e+000 | 1.4144e-07 | 2.6889 | 2.688869988305252e+000 | 1.4231e-07 |  | 2.688869988305252e+000 | 1.4488e-07 |  | 2.688869988305252e+000 | 1.4403e-07 |  | 2.6907 | 5.1675e-06 | 36.5354 | 5.1675e-06
2.690734417043653e+000 | 1.4144e-07 | 2.6907 | 2.690734417043653e+000 | 1.4231e-07 |  | 2.690734417043653e+000 | 1.4489e-07 |  | 2.690734417043653e+000 | 1.4404e-07 |  | 2.6926 | 5.1668e-06 | 36.5289 | 5.1668e-06
2.692600138553565e+000 | 1.4145e-07 | 2.6926 | 2.692600138553565e+000 | 1.4232e-07 |  | 2.692600138553565e+000 | 1.449e-07 |  | 2.692600138553565e+000 | 1.4405e-07 |  | 2.6945 | 5.1661e-06 | 36.5224 | 5.1661e-06
2.694467153731381e+000 | 1.4146e-07 | 2.6945 | 2.694467153731381e+000 | 1.4233e-07 |  | 2.694467153731381e+000 | 1.4491e-07 |  | 2.694467153731381e+000 | 1.4406e-07 |  | 2.6963 | 5.1654e-06 | 36.5159 | 5.1654e-06
2.696335463474113e+000 | 1.4146e-07 | 2.6963 | 2.696335463474113e+000 | 1.4234e-07 |  | 2.696335463474113e+000 | 1.4493e-07 |  | 2.696335463474113e+000 | 1.4407e-07 |  | 2.6982 | 5.1647e-06 | 36.5094 | 5.1647e-06
2.698205068679398e+000 | 1.4147e-07 | 2.6982 | 2.698205068679398e+000 | 1.4234e-07 |  | 2.698205068679398e+000 | 1.4494e-07 |  | 2.698205068679398e+000 | 1.4408e-07 |  | 2.7001 | 5.1639e-06 | 36.5028 | 5.1639e-06
2.700075970245492e+000 | 1.4147e-07 | 2.7001 | 2.700075970245492e+000 | 1.4235e-07 |  | 2.700075970245492e+000 | 1.4495e-07 |  | 2.700075970245492e+000 | 1.4409e-07 |  | 2.7019 | 5.1632e-06 | 36.4963 | 5.1632e-06
2.701948169071275e+000 | 1.4148e-07 | 2.7019 | 2.701948169071275e+000 | 1.4236e-07 |  | 2.701948169071275e+000 | 1.4496e-07 |  | 2.701948169071275e+000 | 1.441e-07 |  | 2.7038 | 5.1625e-06 | 36.4898 | 5.1625e-06
2.703821666056252e+000 | 1.4148e-07 | 2.7038 | 2.703821666056252e+000 | 1.4236e-07 |  | 2.703821666056252e+000 | 1.4497e-07 |  | 2.703821666056252e+000 | 1.4411e-07 |  | 2.7057 | 5.1618e-06 | 36.4832 | 5.1618e-06
2.705696462100549e+000 | 1.4149e-07 | 2.7057 | 2.705696462100549e+000 | 1.4237e-07 |  | 2.705696462100549e+000 | 1.4499e-07 |  | 2.705696462100549e+000 | 1.4412e-07 |  | 2.7076 | 5.1611e-06 | 36.4766 | 5.1611e-06
2.707572558104919e+000 | 1.415e-07 | 2.7076 | 2.707572558104919e+000 | 1.4238e-07 |  | 2.707572558104919e+000 | 1.45e-07 |  | 2.707572558104919e+000 | 1.4413e-07 |  | 2.7094 | 5.1604e-06 | 36.47 | 5.1604e-06
2.709449954970736e+000 | 1.415e-07 | 2.7094 | 2.709449954970736e+000 | 1.4239e-07 |  | 2.709449954970736e+000 | 1.4501e-07 |  | 2.709449954970736e+000 | 1.4414e-07 |  | 2.7113 | 5.1597e-06 | 36.4635 | 5.1597e-06
2.711328653600002e+000 | 1.4151e-07 | 2.7113 | 2.711328653600002e+000 | 1.424e-07 |  | 2.711328653600002e+000 | 1.4502e-07 |  | 2.711328653600002e+000 | 1.4415e-07 |  | 2.7132 | 5.1589e-06 | 36.4569 | 5.1589e-06
2.713208654895344e+000 | 1.4151e-07 | 2.7132 | 2.713208654895344e+000 | 1.424e-07 |  | 2.713208654895344e+000 | 1.4504e-07 |  | 2.713208654895344e+000 | 1.4416e-07 |  | 2.7151 | 5.1582e-06 | 36.4503 | 5.1582e-06
2.715089959760014e+000 | 1.4152e-07 | 2.7151 | 2.715089959760014e+000 | 1.4241e-07 |  | 2.715089959760014e+000 | 1.4505e-07 |  | 2.715089959760014e+000 | 1.4418e-07 |  | 2.717 | 5.1575e-06 | 36.4436 | 5.1575e-06
2.716972569097890e+000 | 1.4153e-07 | 2.717 | 2.716972569097890e+000 | 1.4242e-07 |  | 2.716972569097890e+000 | 1.4506e-07 |  | 2.716972569097890e+000 | 1.4419e-07 |  | 2.7189 | 5.1568e-06 | 36.437 | 5.1568e-06
2.718856483813478e+000 | 1.4153e-07 | 2.7189 | 2.718856483813478e+000 | 1.4243e-07 |  | 2.718856483813478e+000 | 1.4507e-07 |  | 2.718856483813478e+000 | 1.442e-07 |  | 2.7207 | 5.1561e-06 | 36.4304 | 5.1561e-06
2.720741704811910e+000 | 1.4154e-07 | 2.7207 | 2.720741704811910e+000 | 1.4243e-07 |  | 2.720741704811910e+000 | 1.4509e-07 |  | 2.720741704811910e+000 | 1.4421e-07 |  | 2.7226 | 5.1554e-06 | 36.4238 | 5.1554e-06
2.722628232998947e+000 | 1.4155e-07 | 2.7226 | 2.722628232998947e+000 | 1.4244e-07 |  | 2.722628232998947e+000 | 1.451e-07 |  | 2.722628232998947e+000 | 1.4422e-07 |  | 2.7245 | 5.1547e-06 | 36.4171 | 5.1547e-06
2.724516069280976e+000 | 1.4155e-07 | 2.7245 | 2.724516069280976e+000 | 1.4245e-07 |  | 2.724516069280976e+000 | 1.4511e-07 |  | 2.724516069280976e+000 | 1.4423e-07 |  | 2.7264 | 5.154e-06 | 36.4104 | 5.154e-06
2.726405214565015e+000 | 1.4156e-07 | 2.7264 | 2.726405214565015e+000 | 1.4246e-07 |  | 2.726405214565015e+000 | 1.4513e-07 |  | 2.726405214565015e+000 | 1.4424e-07 |  | 2.7283 | 5.1533e-06 | 36.4038 | 5.1533e-06
2.728295669758709e+000 | 1.4156e-07 | 2.7283 | 2.728295669758709e+000 | 1.4247e-07 |  | 2.728295669758709e+000 | 1.4514e-07 |  | 2.728295669758709e+000 | 1.4425e-07 |  | 2.7302 | 5.1525e-06 | 36.3971 | 5.1525e-06
2.730187435770333e+000 | 1.4157e-07 | 2.7302 | 2.730187435770333e+000 | 1.4248e-07 |  | 2.730187435770333e+000 | 1.4515e-07 |  | 2.730187435770333e+000 | 1.4427e-07 |  | 2.7321 | 5.1518e-06 | 36.3904 | 5.1518e-06
2.732080513508791e+000 | 1.4158e-07 | 2.7321 | 2.732080513508791e+000 | 1.4248e-07 |  | 2.732080513508791e+000 | 1.4517e-07 |  | 2.732080513508791e+000 | 1.4428e-07 |  | 2.734 | 5.1511e-06 | 36.3837 | 5.1511e-06
2.733974903883619e+000 | 1.4158e-07 | 2.734 | 2.733974903883619e+000 | 1.4249e-07 |  | 2.733974903883619e+000 | 1.4518e-07 |  | 2.733974903883619e+000 | 1.4429e-07 |  | 2.7359 | 5.1504e-06 | 36.377 | 5.1504e-06
2.735870607804982e+000 | 1.4159e-07 | 2.7359 | 2.735870607804982e+000 | 1.425e-07 |  | 2.735870607804982e+000 | 1.4519e-07 |  | 2.735870607804982e+000 | 1.443e-07 |  | 2.7378 | 5.1497e-06 | 36.3703 | 5.1497e-06
2.737767626183677e+000 | 1.416e-07 | 2.7378 | 2.737767626183677e+000 | 1.4251e-07 |  | 2.737767626183677e+000 | 1.4521e-07 |  | 2.737767626183677e+000 | 1.4431e-07 |  | 2.7397 | 5.149e-06 | 36.3636 | 5.149e-06
2.739665959931132e+000 | 1.416e-07 | 2.7397 | 2.739665959931132e+000 | 1.4252e-07 |  | 2.739665959931132e+000 | 1.4522e-07 |  | 2.739665959931132e+000 | 1.4432e-07 |  | 2.7416 | 5.1483e-06 | 36.3568 | 5.1483e-06
2.741565609959407e+000 | 1.4161e-07 | 2.7416 | 2.741565609959407e+000 | 1.4253e-07 |  | 2.741565609959407e+000 | 1.4523e-07 |  | 2.741565609959407e+000 | 1.4434e-07 |  | 2.7435 | 5.1476e-06 | 36.3501 | 5.1476e-06
2.743466577181195e+000 | 1.4162e-07 | 2.7435 | 2.743466577181195e+000 | 1.4253e-07 |  | 2.743466577181195e+000 | 1.4525e-07 |  | 2.743466577181195e+000 | 1.4435e-07 |  | 2.7454 | 5.1469e-06 | 36.3433 | 5.1469e-06
2.745368862509821e+000 | 1.4163e-07 | 2.7454 | 2.745368862509821e+000 | 1.4254e-07 |  | 2.745368862509821e+000 | 1.4526e-07 |  | 2.745368862509821e+000 | 1.4436e-07 |  | 2.7473 | 5.1462e-06 | 36.3366 | 5.1462e-06
2.747272466859245e+000 | 1.4163e-07 | 2.7473 | 2.747272466859245e+000 | 1.4255e-07 |  | 2.747272466859245e+000 | 1.4527e-07 |  | 2.747272466859245e+000 | 1.4437e-07 |  | 2.7492 | 5.1455e-06 | 36.3298 | 5.1455e-06
2.749177391144059e+000 | 1.4164e-07 | 2.7492 | 2.749177391144059e+000 | 1.4256e-07 |  | 2.749177391144059e+000 | 1.4529e-07 |  | 2.749177391144059e+000 | 1.4439e-07 |  | 2.7511 | 5.1448e-06 | 36.323 | 5.1448e-06
2.751083636279488e+000 | 1.4165e-07 | 2.7511 | 2.751083636279488e+000 | 1.4257e-07 |  | 2.751083636279488e+000 | 1.453e-07 |  | 2.751083636279488e+000 | 1.444e-07 |  | 2.753 | 5.1441e-06 | 36.3162 | 5.1441e-06
2.752991203181395e+000 | 1.4165e-07 | 2.753 | 2.752991203181395e+000 | 1.4258e-07 |  | 2.752991203181395e+000 | 1.4532e-07 |  | 2.752991203181395e+000 | 1.4441e-07 |  | 2.7549 | 5.1434e-06 | 36.3095 | 5.1434e-06
2.754900092766275e+000 | 1.4166e-07 | 2.7549 | 2.754900092766275e+000 | 1.4259e-07 |  | 2.754900092766275e+000 | 1.4533e-07 |  | 2.754900092766275e+000 | 1.4442e-07 |  | 2.7568 | 5.1426e-06 | 36.3027 | 5.1427e-06
2.756810305951262e+000 | 1.4167e-07 | 2.7568 | 2.756810305951262e+000 | 1.426e-07 |  | 2.756810305951262e+000 | 1.4534e-07 |  | 2.756810305951262e+000 | 1.4443e-07 |  | 2.7587 | 5.1419e-06 | 36.2959 | 5.1419e-06
2.758721843654122e+000 | 1.4167e-07 | 2.7587 | 2.758721843654122e+000 | 1.426e-07 |  | 2.758721843654122e+000 | 1.4536e-07 |  | 2.758721843654122e+000 | 1.4445e-07 |  | 2.7606 | 5.1412e-06 | 36.289 | 5.1412e-06
2.760634706793259e+000 | 1.4168e-07 | 2.7606 | 2.760634706793259e+000 | 1.4261e-07 |  | 2.760634706793259e+000 | 1.4537e-07 |  | 2.760634706793259e+000 | 1.4446e-07 |  | 2.7625 | 5.1405e-06 | 36.2822 | 5.1405e-06
2.762548896287714e+000 | 1.4169e-07 | 2.7625 | 2.762548896287714e+000 | 1.4262e-07 |  | 2.762548896287714e+000 | 1.4539e-07 |  | 2.762548896287714e+000 | 1.4447e-07 |  | 2.7645 | 5.1398e-06 | 36.2754 | 5.1398e-06
2.764464413057166e+000 | 1.417e-07 | 2.7645 | 2.764464413057166e+000 | 1.4263e-07 |  | 2.764464413057166e+000 | 1.454e-07 |  | 2.764464413057166e+000 | 1.4448e-07 |  | 2.7664 | 5.1391e-06 | 36.2685 | 5.1391e-06
2.766381258021930e+000 | 1.417e-07 | 2.7664 | 2.766381258021930e+000 | 1.4264e-07 |  | 2.766381258021930e+000 | 1.4542e-07 |  | 2.766381258021930e+000 | 1.445e-07 |  | 2.7683 | 5.1384e-06 | 36.2616 | 5.1384e-06
2.768299432102960e+000 | 1.4171e-07 | 2.7683 | 2.768299432102960e+000 | 1.4265e-07 |  | 2.768299432102960e+000 | 1.4543e-07 |  | 2.768299432102960e+000 | 1.4451e-07 |  | 2.7702 | 5.1377e-06 | 36.2548 | 5.1377e-06
2.770218936221850e+000 | 1.4172e-07 | 2.7702 | 2.770218936221850e+000 | 1.4266e-07 |  | 2.770218936221850e+000 | 1.4545e-07 |  | 2.770218936221850e+000 | 1.4452e-07 |  | 2.7721 | 5.137e-06 | 36.2479 | 5.137e-06
2.772139771300830e+000 | 1.4173e-07 | 2.7721 | 2.772139771300830e+000 | 1.4267e-07 |  | 2.772139771300830e+000 | 1.4546e-07 |  | 2.772139771300830e+000 | 1.4454e-07 |  | 2.7741 | 5.1363e-06 | 36.241 | 5.1363e-06
2.774061938262771e+000 | 1.4173e-07 | 2.7741 | 2.774061938262771e+000 | 1.4268e-07 |  | 2.774061938262771e+000 | 1.4547e-07 |  | 2.774061938262771e+000 | 1.4455e-07 |  | 2.776 | 5.1356e-06 | 36.2341 | 5.1356e-06
2.775985438031184e+000 | 1.4174e-07 | 2.776 | 2.775985438031184e+000 | 1.4269e-07 |  | 2.775985438031184e+000 | 1.4549e-07 |  | 2.775985438031184e+000 | 1.4456e-07 |  | 2.7779 | 5.1349e-06 | 36.2272 | 5.1349e-06
2.777910271530221e+000 | 1.4175e-07 | 2.7779 | 2.777910271530221e+000 | 1.427e-07 |  | 2.777910271530221e+000 | 1.455e-07 |  | 2.777910271530221e+000 | 1.4457e-07 |  | 2.7798 | 5.1342e-06 | 36.2203 | 5.1342e-06
2.779836439684674e+000 | 1.4176e-07 | 2.7798 | 2.779836439684674e+000 | 1.4271e-07 |  | 2.779836439684674e+000 | 1.4552e-07 |  | 2.779836439684674e+000 | 1.4459e-07 |  | 2.7818 | 5.1335e-06 | 36.2134 | 5.1335e-06
2.781763943419977e+000 | 1.4177e-07 | 2.7818 | 2.781763943419977e+000 | 1.4272e-07 |  | 2.781763943419977e+000 | 1.4553e-07 |  | 2.781763943419977e+000 | 1.446e-07 |  | 2.7837 | 5.1328e-06 | 36.2064 | 5.1328e-06
2.783692783662203e+000 | 1.4177e-07 | 2.7837 | 2.783692783662203e+000 | 1.4273e-07 |  | 2.783692783662203e+000 | 1.4555e-07 |  | 2.783692783662203e+000 | 1.4461e-07 |  | 2.7856 | 5.1321e-06 | 36.1995 | 5.1321e-06
2.785622961338070e+000 | 1.4178e-07 | 2.7856 | 2.785622961338070e+000 | 1.4274e-07 |  | 2.785622961338070e+000 | 1.4556e-07 |  | 2.785622961338070e+000 | 1.4463e-07 |  | 2.7876 | 5.1314e-06 | 36.1926 | 5.1314e-06
2.787554477374939e+000 | 1.4179e-07 | 2.7876 | 2.787554477374939e+000 | 1.4275e-07 |  | 2.787554477374939e+000 | 1.4558e-07 |  | 2.787554477374939e+000 | 1.4464e-07 |  | 2.7895 | 5.1307e-06 | 36.1856 | 5.1307e-06
2.789487332700811e+000 | 1.418e-07 | 2.7895 | 2.789487332700811e+000 | 1.4276e-07 |  | 2.789487332700811e+000 | 1.4559e-07 |  | 2.789487332700811e+000 | 1.4465e-07 |  | 2.7914 | 5.13e-06 | 36.1786 | 5.13e-06
2.791421528244333e+000 | 1.4181e-07 | 2.7914 | 2.791421528244333e+000 | 1.4277e-07 |  | 2.791421528244333e+000 | 1.4561e-07 |  | 2.791421528244333e+000 | 1.4467e-07 |  | 2.7934 | 5.1293e-06 | 36.1717 | 5.1293e-06
2.793357064934796e+000 | 1.4181e-07 | 2.7934 | 2.793357064934796e+000 | 1.4278e-07 |  | 2.793357064934796e+000 | 1.4563e-07 |  | 2.793357064934796e+000 | 1.4468e-07 |  | 2.7953 | 5.1286e-06 | 36.1647 | 5.1286e-06
2.795293943702133e+000 | 1.4182e-07 | 2.7953 | 2.795293943702133e+000 | 1.4279e-07 |  | 2.795293943702133e+000 | 1.4564e-07 |  | 2.795293943702133e+000 | 1.447e-07 |  | 2.7972 | 5.128e-06 | 36.1577 | 5.128e-06
2.797232165476923e+000 | 1.4183e-07 | 2.7972 | 2.797232165476923e+000 | 1.428e-07 |  | 2.797232165476923e+000 | 1.4566e-07 |  | 2.797232165476923e+000 | 1.4471e-07 |  | 2.7992 | 5.1273e-06 | 36.1507 | 5.1273e-06
2.799171731190392e+000 | 1.4184e-07 | 2.7992 | 2.799171731190392e+000 | 1.4281e-07 |  | 2.799171731190392e+000 | 1.4567e-07 |  | 2.799171731190392e+000 | 1.4472e-07 |  | 2.8011 | 5.1266e-06 | 36.1436 | 5.1266e-06
2.801112641774409e+000 | 1.4185e-07 | 2.8011 | 2.801112641774409e+000 | 1.4282e-07 |  | 2.801112641774409e+000 | 1.4569e-07 |  | 2.801112641774409e+000 | 1.4474e-07 |  | 2.8031 | 5.1259e-06 | 36.1366 | 5.1259e-06
2.803054898161492e+000 | 1.4186e-07 | 2.8031 | 2.803054898161492e+000 | 1.4283e-07 |  | 2.803054898161492e+000 | 1.457e-07 |  | 2.803054898161492e+000 | 1.4475e-07 |  | 2.805 | 5.1252e-06 | 36.1296 | 5.1252e-06
2.804998501284802e+000 | 1.4186e-07 | 2.805 | 2.804998501284802e+000 | 1.4284e-07 |  | 2.804998501284802e+000 | 1.4572e-07 |  | 2.804998501284802e+000 | 1.4476e-07 |  | 2.8069 | 5.1245e-06 | 36.1226 | 5.1245e-06
2.806943452078151e+000 | 1.4187e-07 | 2.8069 | 2.806943452078151e+000 | 1.4285e-07 |  | 2.806943452078151e+000 | 1.4573e-07 |  | 2.806943452078151e+000 | 1.4478e-07 |  | 2.8089 | 5.1238e-06 | 36.1155 | 5.1238e-06
2.808889751475995e+000 | 1.4188e-07 | 2.8089 | 2.808889751475995e+000 | 1.4286e-07 |  | 2.808889751475995e+000 | 1.4575e-07 |  | 2.808889751475995e+000 | 1.4479e-07 |  | 2.8108 | 5.1231e-06 | 36.1085 | 5.1231e-06
2.810837400413440e+000 | 1.4189e-07 | 2.8108 | 2.810837400413440e+000 | 1.4287e-07 |  | 2.810837400413440e+000 | 1.4577e-07 |  | 2.810837400413440e+000 | 1.4481e-07 |  | 2.8128 | 5.1224e-06 | 36.1014 | 5.1224e-06
2.812786399826239e+000 | 1.419e-07 | 2.8128 | 2.812786399826239e+000 | 1.4288e-07 |  | 2.812786399826239e+000 | 1.4578e-07 |  | 2.812786399826239e+000 | 1.4482e-07 |  | 2.8147 | 5.1217e-06 | 36.0943 | 5.1217e-06
2.814736750650796e+000 | 1.4191e-07 | 2.8147 | 2.814736750650796e+000 | 1.4289e-07 |  | 2.814736750650796e+000 | 1.458e-07 |  | 2.814736750650796e+000 | 1.4484e-07 |  | 2.8167 | 5.121e-06 | 36.0872 | 5.121e-06
2.816688453824162e+000 | 1.4192e-07 | 2.8167 | 2.816688453824162e+000 | 1.429e-07 |  | 2.816688453824162e+000 | 1.4581e-07 |  | 2.816688453824162e+000 | 1.4485e-07 |  | 2.8186 | 5.1203e-06 | 36.0801 | 5.1203e-06
2.818641510284039e+000 | 1.4192e-07 | 2.8186 | 2.818641510284039e+000 | 1.4291e-07 |  | 2.818641510284039e+000 | 1.4583e-07 |  | 2.818641510284039e+000 | 1.4486e-07 |  | 2.8206 | 5.1196e-06 | 36.073 | 5.1196e-06
2.820595920968779e+000 | 1.4193e-07 | 2.8206 | 2.820595920968779e+000 | 1.4292e-07 |  | 2.820595920968779e+000 | 1.4585e-07 |  | 2.820595920968779e+000 | 1.4488e-07 |  | 2.8226 | 5.1189e-06 | 36.0659 | 5.1189e-06
2.822551686817385e+000 | 1.4194e-07 | 2.8226 | 2.822551686817385e+000 | 1.4293e-07 |  | 2.822551686817385e+000 | 1.4586e-07 |  | 2.822551686817385e+000 | 1.4489e-07 |  | 2.8245 | 5.1182e-06 | 36.0588 | 5.1182e-06
2.824508808769510e+000 | 1.4195e-07 | 2.8245 | 2.824508808769510e+000 | 1.4294e-07 |  | 2.824508808769510e+000 | 1.4588e-07 |  | 2.824508808769510e+000 | 1.4491e-07 |  | 2.8265 | 5.1176e-06 | 36.0517 | 5.1176e-06
2.826467287765460e+000 | 1.4196e-07 | 2.8265 | 2.826467287765460e+000 | 1.4295e-07 |  | 2.826467287765460e+000 | 1.459e-07 |  | 2.826467287765460e+000 | 1.4492e-07 |  | 2.8284 | 5.1169e-06 | 36.0445 | 5.1169e-06
2.828427124746190e+000 | 1.4197e-07 | 2.8284 | 2.828427124746190e+000 | 1.4296e-07 |  | 2.828427124746190e+000 | 1.4591e-07 |  | 2.828427124746190e+000 | 1.4494e-07 |  | 2.8304 | 5.1162e-06 | 36.0374 | 5.1162e-06
2.830388320653313e+000 | 1.4198e-07 | 2.8304 | 2.830388320653313e+000 | 1.4298e-07 |  | 2.830388320653313e+000 | 1.4593e-07 |  | 2.830388320653313e+000 | 1.4495e-07 |  | 2.8324 | 5.1155e-06 | 36.0302 | 5.1155e-06
2.832350876429088e+000 | 1.4199e-07 | 2.8324 | 2.832350876429088e+000 | 1.4299e-07 |  | 2.832350876429088e+000 | 1.4595e-07 |  | 2.832350876429088e+000 | 1.4497e-07 |  | 2.8343 | 5.1148e-06 | 36.023 | 5.1148e-06
2.834314793016433e+000 | 1.42e-07 | 2.8343 | 2.834314793016433e+000 | 1.43e-07 |  | 2.834314793016433e+000 | 1.4596e-07 |  | 2.834314793016433e+000 | 1.4498e-07 |  | 2.8363 | 5.1141e-06 | 36.0158 | 5.1141e-06
2.836280071358918e+000 | 1.4201e-07 | 2.8363 | 2.836280071358918e+000 | 1.4301e-07 |  | 2.836280071358918e+000 | 1.4598e-07 |  | 2.836280071358918e+000 | 1.45e-07 |  | 2.8382 | 5.1134e-06 | 36.0087 | 5.1134e-06
2.838246712400765e+000 | 1.4201e-07 | 2.8382 | 2.838246712400765e+000 | 1.4302e-07 |  | 2.838246712400765e+000 | 1.46e-07 |  | 2.838246712400765e+000 | 1.4501e-07 |  | 2.8402 | 5.1127e-06 | 36.0015 | 5.1127e-06
2.840214717086855e+000 | 1.4202e-07 | 2.8402 | 2.840214717086855e+000 | 1.4303e-07 |  | 2.840214717086855e+000 | 1.4601e-07 |  | 2.840214717086855e+000 | 1.4503e-07 |  | 2.8422 | 5.112e-06 | 35.9943 | 5.112e-06
2.842184086362720e+000 | 1.4203e-07 | 2.8422 | 2.842184086362720e+000 | 1.4304e-07 |  | 2.842184086362720e+000 | 1.4603e-07 |  | 2.842184086362720e+000 | 1.4504e-07 |  | 2.8442 | 5.1114e-06 | 35.987 | 5.1114e-06
2.844154821174550e+000 | 1.4204e-07 | 2.8442 | 2.844154821174550e+000 | 1.4305e-07 |  | 2.844154821174550e+000 | 1.4605e-07 |  | 2.844154821174550e+000 | 1.4506e-07 |  | 2.8461 | 5.1107e-06 | 35.9798 | 5.1107e-06
2.846126922469190e+000 | 1.4205e-07 | 2.8461 | 2.846126922469190e+000 | 1.4307e-07 |  | 2.846126922469190e+000 | 1.4606e-07 |  | 2.846126922469190e+000 | 1.4507e-07 |  | 2.8481 | 5.11e-06 | 35.9726 | 5.11e-06
2.848100391194144e+000 | 1.4206e-07 | 2.8481 | 2.848100391194144e+000 | 1.4308e-07 |  | 2.848100391194144e+000 | 1.4608e-07 |  | 2.848100391194144e+000 | 1.4509e-07 |  | 2.8501 | 5.1093e-06 | 35.9653 | 5.1093e-06
2.850075228297569e+000 | 1.4207e-07 | 2.8501 | 2.850075228297569e+000 | 1.4309e-07 |  | 2.850075228297569e+000 | 1.461e-07 |  | 2.850075228297569e+000 | 1.451e-07 |  | 2.8521 | 5.1086e-06 | 35.9581 | 5.1086e-06
2.852051434728282e+000 | 1.4208e-07 | 2.8521 | 2.852051434728282e+000 | 1.431e-07 |  | 2.852051434728282e+000 | 1.4612e-07 |  | 2.852051434728282e+000 | 1.4512e-07 |  | 2.854 | 5.1079e-06 | 35.9508 | 5.1079e-06
2.854029011435758e+000 | 1.4209e-07 | 2.854 | 2.854029011435758e+000 | 1.4311e-07 |  | 2.854029011435758e+000 | 1.4613e-07 |  | 2.854029011435758e+000 | 1.4513e-07 |  | 2.856 | 5.1072e-06 | 35.9436 | 5.1072e-06
2.856007959370129e+000 | 1.421e-07 | 2.856 | 2.856007959370129e+000 | 1.4312e-07 |  | 2.856007959370129e+000 | 1.4615e-07 |  | 2.856007959370129e+000 | 1.4515e-07 |  | 2.858 | 5.1066e-06 | 35.9363 | 5.1066e-06
2.857988279482187e+000 | 1.4211e-07 | 2.858 | 2.857988279482187e+000 | 1.4314e-07 |  | 2.857988279482187e+000 | 1.4617e-07 |  | 2.857988279482187e+000 | 1.4517e-07 |  | 2.86 | 5.1059e-06 | 35.929 | 5.1059e-06
2.859969972723382e+000 | 1.4212e-07 | 2.86 | 2.859969972723382e+000 | 1.4315e-07 |  | 2.859969972723382e+000 | 1.4619e-07 |  | 2.859969972723382e+000 | 1.4518e-07 |  | 2.862 | 5.1052e-06 | 35.9217 | 5.1052e-06
2.861953040045825e+000 | 1.4213e-07 | 2.862 | 2.861953040045825e+000 | 1.4316e-07 |  | 2.861953040045825e+000 | 1.462e-07 |  | 2.861953040045825e+000 | 1.452e-07 |  | 2.8639 | 5.1045e-06 | 35.9144 | 5.1045e-06
2.863937482402287e+000 | 1.4214e-07 | 2.8639 | 2.863937482402287e+000 | 1.4317e-07 |  | 2.863937482402287e+000 | 1.4622e-07 |  | 2.863937482402287e+000 | 1.4521e-07 |  | 2.8659 | 5.1038e-06 | 35.9071 | 5.1038e-06
2.865923300746200e+000 | 1.4215e-07 | 2.8659 | 2.865923300746200e+000 | 1.4318e-07 |  | 2.865923300746200e+000 | 1.4624e-07 |  | 2.865923300746200e+000 | 1.4523e-07 |  | 2.8679 | 5.1031e-06 | 35.8998 | 5.1032e-06
2.867910496031655e+000 | 1.4216e-07 | 2.8679 | 2.867910496031655e+000 | 1.432e-07 |  | 2.867910496031655e+000 | 1.4626e-07 |  | 2.867910496031655e+000 | 1.4524e-07 |  | 2.8699 | 5.1025e-06 | 35.8924 | 5.1025e-06
2.869899069213407e+000 | 1.4217e-07 | 2.8699 | 2.869899069213407e+000 | 1.4321e-07 |  | 2.869899069213407e+000 | 1.4628e-07 |  | 2.869899069213407e+000 | 1.4526e-07 |  | 2.8719 | 5.1018e-06 | 35.8851 | 5.1018e-06
2.871889021246871e+000 | 1.4218e-07 | 2.8719 | 2.871889021246871e+000 | 1.4322e-07 |  | 2.871889021246871e+000 | 1.4629e-07 |  | 2.871889021246871e+000 | 1.4528e-07 |  | 2.8739 | 5.1011e-06 | 35.8777 | 5.1011e-06
2.873880353088127e+000 | 1.4219e-07 | 2.8739 | 2.873880353088127e+000 | 1.4323e-07 |  | 2.873880353088127e+000 | 1.4631e-07 |  | 2.873880353088127e+000 | 1.4529e-07 |  | 2.8759 | 5.1004e-06 | 35.8703 | 5.1004e-06
2.875873065693915e+000 | 1.422e-07 | 2.8759 | 2.875873065693915e+000 | 1.4324e-07 |  | 2.875873065693915e+000 | 1.4633e-07 |  | 2.875873065693915e+000 | 1.4531e-07 |  | 2.8779 | 5.0997e-06 | 35.863 | 5.0997e-06
2.877867160021641e+000 | 1.4221e-07 | 2.8779 | 2.877867160021641e+000 | 1.4326e-07 |  | 2.877867160021641e+000 | 1.4635e-07 |  | 2.877867160021641e+000 | 1.4533e-07 |  | 2.8799 | 5.0991e-06 | 35.8556 | 5.0991e-06
2.879862637029372e+000 | 1.4222e-07 | 2.8799 | 2.879862637029372e+000 | 1.4327e-07 |  | 2.879862637029372e+000 | 1.4637e-07 |  | 2.879862637029372e+000 | 1.4534e-07 |  | 2.8819 | 5.0984e-06 | 35.8482 | 5.0984e-06
2.881859497675842e+000 | 1.4223e-07 | 2.8819 | 2.881859497675842e+000 | 1.4328e-07 |  | 2.881859497675842e+000 | 1.4639e-07 |  | 2.881859497675842e+000 | 1.4536e-07 |  | 2.8839 | 5.0977e-06 | 35.8408 | 5.0977e-06
2.883857742920450e+000 | 1.4224e-07 | 2.8839 | 2.883857742920450e+000 | 1.4329e-07 |  | 2.883857742920450e+000 | 1.464e-07 |  | 2.883857742920450e+000 | 1.4537e-07 |  | 2.8859 | 5.097e-06 | 35.8334 | 5.097e-06
2.885857373723257e+000 | 1.4225e-07 | 2.8859 | 2.885857373723257e+000 | 1.4331e-07 |  | 2.885857373723257e+000 | 1.4642e-07 |  | 2.885857373723257e+000 | 1.4539e-07 |  | 2.8879 | 5.0963e-06 | 35.826 | 5.0963e-06
2.887858391044992e+000 | 1.4226e-07 | 2.8879 | 2.887858391044992e+000 | 1.4332e-07 |  | 2.887858391044992e+000 | 1.4644e-07 |  | 2.887858391044992e+000 | 1.4541e-07 |  | 2.8899 | 5.0957e-06 | 35.8186 | 5.0957e-06
2.889860795847052e+000 | 1.4227e-07 | 2.8899 | 2.889860795847052e+000 | 1.4333e-07 |  | 2.889860795847052e+000 | 1.4646e-07 |  | 2.889860795847052e+000 | 1.4542e-07 |  | 2.8919 | 5.095e-06 | 35.8111 | 5.095e-06
2.891864589091495e+000 | 1.4228e-07 | 2.8919 | 2.891864589091495e+000 | 1.4334e-07 |  | 2.891864589091495e+000 | 1.4648e-07 |  | 2.891864589091495e+000 | 1.4544e-07 |  | 2.8939 | 5.0943e-06 | 35.8037 | 5.0943e-06
2.893869771741052e+000 | 1.423e-07 | 2.8939 | 2.893869771741052e+000 | 1.4336e-07 |  | 2.893869771741052e+000 | 1.465e-07 |  | 2.893869771741052e+000 | 1.4546e-07 |  | 2.8959 | 5.0936e-06 | 35.7962 | 5.0936e-06
2.895876344759119e+000 | 1.4231e-07 | 2.8959 | 2.895876344759119e+000 | 1.4337e-07 |  | 2.895876344759119e+000 | 1.4652e-07 |  | 2.895876344759119e+000 | 1.4548e-07 |  | 2.8979 | 5.093e-06 | 35.7888 | 5.093e-06
2.897884309109758e+000 | 1.4232e-07 | 2.8979 | 2.897884309109758e+000 | 1.4338e-07 |  | 2.897884309109758e+000 | 1.4654e-07 |  | 2.897884309109758e+000 | 1.4549e-07 |  | 2.8999 | 5.0923e-06 | 35.7813 | 5.0923e-06
2.899893665757704e+000 | 1.4233e-07 | 2.8999 | 2.899893665757704e+000 | 1.434e-07 |  | 2.899893665757704e+000 | 1.4655e-07 |  | 2.899893665757704e+000 | 1.4551e-07 |  | 2.9019 | 5.0916e-06 | 35.7738 | 5.0916e-06
2.901904415668357e+000 | 1.4234e-07 | 2.9019 | 2.901904415668357e+000 | 1.4341e-07 |  | 2.901904415668357e+000 | 1.4657e-07 |  | 2.901904415668357e+000 | 1.4553e-07 |  | 2.9039 | 5.0909e-06 | 35.7663 | 5.0909e-06
2.903916559807789e+000 | 1.4235e-07 | 2.9039 | 2.903916559807789e+000 | 1.4342e-07 |  | 2.903916559807789e+000 | 1.4659e-07 |  | 2.903916559807789e+000 | 1.4554e-07 |  | 2.9059 | 5.0903e-06 | 35.7588 | 5.0903e-06
2.905930099142740e+000 | 1.4236e-07 | 2.9059 | 2.905930099142740e+000 | 1.4344e-07 |  | 2.905930099142740e+000 | 1.4661e-07 |  | 2.905930099142740e+000 | 1.4556e-07 |  | 2.9079 | 5.0896e-06 | 35.7513 | 5.0896e-06
2.907945034640621e+000 | 1.4237e-07 | 2.9079 | 2.907945034640621e+000 | 1.4345e-07 |  | 2.907945034640621e+000 | 1.4663e-07 |  | 2.907945034640621e+000 | 1.4558e-07 |  | 2.91 | 5.0889e-06 | 35.7438 | 5.0889e-06
2.909961367269515e+000 | 1.4238e-07 | 2.91 | 2.909961367269515e+000 | 1.4346e-07 |  | 2.909961367269515e+000 | 1.4665e-07 |  | 2.909961367269515e+000 | 1.456e-07 |  | 2.912 | 5.0882e-06 | 35.7363 | 5.0882e-06
2.911979097998174e+000 | 1.4239e-07 | 2.912 | 2.911979097998174e+000 | 1.4348e-07 |  | 2.911979097998174e+000 | 1.4667e-07 |  | 2.911979097998174e+000 | 1.4561e-07 |  | 2.914 | 5.0876e-06 | 35.7287 | 5.0876e-06
2.913998227796022e+000 | 1.4241e-07 | 2.914 | 2.913998227796022e+000 | 1.4349e-07 |  | 2.913998227796022e+000 | 1.4669e-07 |  | 2.913998227796022e+000 | 1.4563e-07 |  | 2.916 | 5.0869e-06 | 35.7212 | 5.0869e-06
2.916018757633158e+000 | 1.4242e-07 | 2.916 | 2.916018757633158e+000 | 1.435e-07 |  | 2.916018757633158e+000 | 1.4671e-07 |  | 2.916018757633158e+000 | 1.4565e-07 |  | 2.918 | 5.0862e-06 | 35.7136 | 5.0862e-06
2.918040688480351e+000 | 1.4243e-07 | 2.918 | 2.918040688480351e+000 | 1.4352e-07 |  | 2.918040688480351e+000 | 1.4673e-07 |  | 2.918040688480351e+000 | 1.4567e-07 |  | 2.9201 | 5.0855e-06 | 35.7061 | 5.0855e-06
2.920064021309043e+000 | 1.4244e-07 | 2.9201 | 2.920064021309043e+000 | 1.4353e-07 |  | 2.920064021309043e+000 | 1.4675e-07 |  | 2.920064021309043e+000 | 1.4568e-07 |  | 2.9221 | 5.0849e-06 | 35.6985 | 5.0849e-06
2.922088757091352e+000 | 1.4245e-07 | 2.9221 | 2.922088757091352e+000 | 1.4354e-07 |  | 2.922088757091352e+000 | 1.4677e-07 |  | 2.922088757091352e+000 | 1.457e-07 |  | 2.9241 | 5.0842e-06 | 35.6909 | 5.0842e-06
2.924114896800067e+000 | 1.4246e-07 | 2.9241 | 2.924114896800067e+000 | 1.4356e-07 |  | 2.924114896800067e+000 | 1.4679e-07 |  | 2.924114896800067e+000 | 1.4572e-07 |  | 2.9261 | 5.0835e-06 | 35.6833 | 5.0835e-06
2.926142441408653e+000 | 1.4247e-07 | 2.9261 | 2.926142441408653e+000 | 1.4357e-07 |  | 2.926142441408653e+000 | 1.4681e-07 |  | 2.926142441408653e+000 | 1.4574e-07 |  | 2.9282 | 5.0829e-06 | 35.6757 | 5.0829e-06
2.928171391891251e+000 | 1.4249e-07 | 2.9282 | 2.928171391891251e+000 | 1.4358e-07 |  | 2.928171391891251e+000 | 1.4683e-07 |  | 2.928171391891251e+000 | 1.4576e-07 |  | 2.9302 | 5.0822e-06 | 35.6681 | 5.0822e-06
2.930201749222676e+000 | 1.425e-07 | 2.9302 | 2.930201749222676e+000 | 1.436e-07 |  | 2.930201749222676e+000 | 1.4685e-07 |  | 2.930201749222676e+000 | 1.4577e-07 |  | 2.9322 | 5.0815e-06 | 35.6605 | 5.0815e-06
2.932233514378419e+000 | 1.4251e-07 | 2.9322 | 2.932233514378419e+000 | 1.4361e-07 |  | 2.932233514378419e+000 | 1.4687e-07 |  | 2.932233514378419e+000 | 1.4579e-07 |  | 2.9343 | 5.0809e-06 | 35.6528 | 5.0809e-06
2.934266688334648e+000 | 1.4252e-07 | 2.9343 | 2.934266688334648e+000 | 1.4363e-07 |  | 2.934266688334648e+000 | 1.4689e-07 |  | 2.934266688334648e+000 | 1.4581e-07 |  | 2.9363 | 5.0802e-06 | 35.6452 | 5.0802e-06
2.936301272068207e+000 | 1.4253e-07 | 2.9363 | 2.936301272068207e+000 | 1.4364e-07 |  | 2.936301272068207e+000 | 1.4691e-07 |  | 2.936301272068207e+000 | 1.4583e-07 |  | 2.9383 | 5.0795e-06 | 35.6376 | 5.0795e-06
2.938337266556618e+000 | 1.4254e-07 | 2.9383 | 2.938337266556618e+000 | 1.4365e-07 |  | 2.938337266556618e+000 | 1.4693e-07 |  | 2.938337266556618e+000 | 1.4585e-07 |  | 2.9404 | 5.0788e-06 | 35.6299 | 5.0788e-06
2.940374672778082e+000 | 1.4256e-07 | 2.9404 | 2.940374672778082e+000 | 1.4367e-07 |  | 2.940374672778082e+000 | 1.4695e-07 |  | 2.940374672778082e+000 | 1.4586e-07 |  | 2.9424 | 5.0782e-06 | 35.6222 | 5.0782e-06
2.942413491711476e+000 | 1.4257e-07 | 2.9424 | 2.942413491711476e+000 | 1.4368e-07 |  | 2.942413491711476e+000 | 1.4697e-07 |  | 2.942413491711476e+000 | 1.4588e-07 |  | 2.9445 | 5.0775e-06 | 35.6145 | 5.0775e-06
2.944453724336357e+000 | 1.4258e-07 | 2.9445 | 2.944453724336357e+000 | 1.437e-07 |  | 2.944453724336357e+000 | 1.4699e-07 |  | 2.944453724336357e+000 | 1.459e-07 |  | 2.9465 | 5.0768e-06 | 35.6069 | 5.0768e-06
2.946495371632961e+000 | 1.4259e-07 | 2.9465 | 2.946495371632961e+000 | 1.4371e-07 |  | 2.946495371632961e+000 | 1.4701e-07 |  | 2.946495371632961e+000 | 1.4592e-07 |  | 2.9485 | 5.0762e-06 | 35.5992 | 5.0762e-06
2.948538434582203e+000 | 1.426e-07 | 2.9485 | 2.948538434582203e+000 | 1.4372e-07 |  | 2.948538434582203e+000 | 1.4703e-07 |  | 2.948538434582203e+000 | 1.4594e-07 |  | 2.9506 | 5.0755e-06 | 35.5915 | 5.0755e-06
2.950582914165679e+000 | 1.4262e-07 | 2.9506 | 2.950582914165679e+000 | 1.4374e-07 |  | 2.950582914165679e+000 | 1.4705e-07 |  | 2.950582914165679e+000 | 1.4596e-07 |  | 2.9526 | 5.0748e-06 | 35.5838 | 5.0748e-06
2.952628811365667e+000 | 1.4263e-07 | 2.9526 | 2.952628811365667e+000 | 1.4375e-07 |  | 2.952628811365667e+000 | 1.4708e-07 |  | 2.952628811365667e+000 | 1.4598e-07 |  | 2.9547 | 5.0742e-06 | 35.576 | 5.0742e-06
2.954676127165122e+000 | 1.4264e-07 | 2.9547 | 2.954676127165122e+000 | 1.4377e-07 |  | 2.954676127165122e+000 | 1.471e-07 |  | 2.954676127165122e+000 | 1.46e-07 |  | 2.9567 | 5.0735e-06 | 35.5683 | 5.0735e-06
2.956724862547684e+000 | 1.4265e-07 | 2.9567 | 2.956724862547684e+000 | 1.4378e-07 |  | 2.956724862547684e+000 | 1.4712e-07 |  | 2.956724862547684e+000 | 1.4601e-07 |  | 2.9588 | 5.0728e-06 | 35.5605 | 5.0728e-06
2.958775018497675e+000 | 1.4267e-07 | 2.9588 | 2.958775018497675e+000 | 1.438e-07 |  | 2.958775018497675e+000 | 1.4714e-07 |  | 2.958775018497675e+000 | 1.4603e-07 |  | 2.9608 | 5.0722e-06 | 35.5528 | 5.0722e-06
2.960826596000098e+000 | 1.4268e-07 | 2.9608 | 2.960826596000098e+000 | 1.4381e-07 |  | 2.960826596000098e+000 | 1.4716e-07 |  | 2.960826596000098e+000 | 1.4605e-07 |  | 2.9629 | 5.0715e-06 | 35.545 | 5.0715e-06
2.962879596040640e+000 | 1.4269e-07 | 2.9629 | 2.962879596040640e+000 | 1.4383e-07 |  | 2.962879596040640e+000 | 1.4718e-07 |  | 2.962879596040640e+000 | 1.4607e-07 |  | 2.9649 | 5.0709e-06 | 35.5373 | 5.0709e-06
2.964934019605670e+000 | 1.427e-07 | 2.9649 | 2.964934019605670e+000 | 1.4384e-07 |  | 2.964934019605670e+000 | 1.472e-07 |  | 2.964934019605670e+000 | 1.4609e-07 |  | 2.967 | 5.0702e-06 | 35.5295 | 5.0702e-06
2.966989867682244e+000 | 1.4272e-07 | 2.967 | 2.966989867682244e+000 | 1.4386e-07 |  | 2.966989867682244e+000 | 1.4722e-07 |  | 2.966989867682244e+000 | 1.4611e-07 |  | 2.969 | 5.0695e-06 | 35.5217 | 5.0695e-06
2.969047141258099e+000 | 1.4273e-07 | 2.969 | 2.969047141258099e+000 | 1.4387e-07 |  | 2.969047141258099e+000 | 1.4725e-07 |  | 2.969047141258099e+000 | 1.4613e-07 |  | 2.9711 | 5.0689e-06 | 35.5139 | 5.0689e-06
2.971105841321658e+000 | 1.4274e-07 | 2.9711 | 2.971105841321658e+000 | 1.4389e-07 |  | 2.971105841321658e+000 | 1.4727e-07 |  | 2.971105841321658e+000 | 1.4615e-07 |  | 2.9732 | 5.0682e-06 | 35.5061 | 5.0682e-06
2.973165968862030e+000 | 1.4275e-07 | 2.9732 | 2.973165968862030e+000 | 1.439e-07 |  | 2.973165968862030e+000 | 1.4729e-07 |  | 2.973165968862030e+000 | 1.4617e-07 |  | 2.9752 | 5.0675e-06 | 35.4983 | 5.0675e-06
2.975227524869011e+000 | 1.4277e-07 | 2.9752 | 2.975227524869011e+000 | 1.4392e-07 |  | 2.975227524869011e+000 | 1.4731e-07 |  | 2.975227524869011e+000 | 1.4619e-07 |  | 2.9773 | 5.0669e-06 | 35.4905 | 5.0669e-06
2.977290510333080e+000 | 1.4278e-07 | 2.9773 | 2.977290510333080e+000 | 1.4393e-07 |  | 2.977290510333080e+000 | 1.4733e-07 |  | 2.977290510333080e+000 | 1.4621e-07 |  | 2.9794 | 5.0662e-06 | 35.4826 | 5.0662e-06
2.979354926245405e+000 | 1.4279e-07 | 2.9794 | 2.979354926245405e+000 | 1.4395e-07 |  | 2.979354926245405e+000 | 1.4735e-07 |  | 2.979354926245405e+000 | 1.4623e-07 |  | 2.9814 | 5.0656e-06 | 35.4748 | 5.0656e-06
2.981420773597841e+000 | 1.4281e-07 | 2.9814 | 2.981420773597841e+000 | 1.4396e-07 |  | 2.981420773597841e+000 | 1.4738e-07 |  | 2.981420773597841e+000 | 1.4625e-07 |  | 2.9835 | 5.0649e-06 | 35.4669 | 5.0649e-06
2.983488053382931e+000 | 1.4282e-07 | 2.9835 | 2.983488053382931e+000 | 1.4398e-07 |  | 2.983488053382931e+000 | 1.474e-07 |  | 2.983488053382931e+000 | 1.4627e-07 |  | 2.9856 | 5.0642e-06 | 35.4591 | 5.0642e-06
2.985556766593907e+000 | 1.4283e-07 | 2.9856 | 2.985556766593907e+000 | 1.4399e-07 |  | 2.985556766593907e+000 | 1.4742e-07 |  | 2.985556766593907e+000 | 1.4629e-07 |  | 2.9876 | 5.0636e-06 | 35.4512 | 5.0636e-06
2.987626914224685e+000 | 1.4285e-07 | 2.9876 | 2.987626914224685e+000 | 1.4401e-07 |  | 2.987626914224685e+000 | 1.4744e-07 |  | 2.987626914224685e+000 | 1.4631e-07 |  | 2.9897 | 5.0629e-06 | 35.4433 | 5.0629e-06
2.989698497269877e+000 | 1.4286e-07 | 2.9897 | 2.989698497269877e+000 | 1.4402e-07 |  | 2.989698497269877e+000 | 1.4746e-07 |  | 2.989698497269877e+000 | 1.4633e-07 |  | 2.9918 | 5.0623e-06 | 35.4354 | 5.0623e-06
2.991771516724780e+000 | 1.4287e-07 | 2.9918 | 2.991771516724780e+000 | 1.4404e-07 |  | 2.991771516724780e+000 | 1.4749e-07 |  | 2.991771516724780e+000 | 1.4635e-07 |  | 2.9938 | 5.0616e-06 | 35.4275 | 5.0616e-06
2.993845973585383e+000 | 1.4289e-07 | 2.9938 | 2.993845973585383e+000 | 1.4406e-07 |  | 2.993845973585383e+000 | 1.4751e-07 |  | 2.993845973585383e+000 | 1.4637e-07 |  | 2.9959 | 5.0609e-06 | 35.4196 | 5.0609e-06
2.995921868848365e+000 | 1.429e-07 | 2.9959 | 2.995921868848365e+000 | 1.4407e-07 |  | 2.995921868848365e+000 | 1.4753e-07 |  | 2.995921868848365e+000 | 1.4639e-07 |  | 2.998 | 5.0603e-06 | 35.4117 | 5.0603e-06
2.997999203511095e+000 | 1.4291e-07 | 2.998 | 2.997999203511095e+000 | 1.4409e-07 |  | 2.997999203511095e+000 | 1.4755e-07 |  | 2.997999203511095e+000 | 1.4641e-07 |  | 3.0001 | 5.0596e-06 | 35.4038 | 5.0596e-06
3.000077978571637e+000 | 1.4293e-07 | 3.0001 | 3.000077978571637e+000 | 1.441e-07 |  | 3.000077978571637e+000 | 1.4758e-07 |  | 3.000077978571637e+000 | 1.4643e-07 |  | 3.0022 | 5.059e-06 | 35.3958 | 5.059e-06
3.002158195028743e+000 | 1.4294e-07 | 3.0022 | 3.002158195028743e+000 | 1.4412e-07 |  | 3.002158195028743e+000 | 1.476e-07 |  | 3.002158195028743e+000 | 1.4645e-07 |  | 3.0042 | 5.0583e-06 | 35.3879 | 5.0583e-06
3.004239853881859e+000 | 1.4295e-07 | 3.0042 | 3.004239853881859e+000 | 1.4413e-07 |  | 3.004239853881859e+000 | 1.4762e-07 |  | 3.004239853881859e+000 | 1.4647e-07 |  | 3.0063 | 5.0576e-06 | 35.3799 | 5.0576e-06
3.006322956131126e+000 | 1.4297e-07 | 3.0063 | 3.006322956131126e+000 | 1.4415e-07 |  | 3.006322956131126e+000 | 1.4765e-07 |  | 3.006322956131126e+000 | 1.4649e-07 |  | 3.0084 | 5.057e-06 | 35.372 | 5.057e-06
3.008407502777375e+000 | 1.4298e-07 | 3.0084 | 3.008407502777375e+000 | 1.4417e-07 |  | 3.008407502777375e+000 | 1.4767e-07 |  | 3.008407502777375e+000 | 1.4651e-07 |  | 3.0105 | 5.0563e-06 | 35.364 | 5.0563e-06
3.010493494822135e+000 | 1.4299e-07 | 3.0105 | 3.010493494822135e+000 | 1.4418e-07 |  | 3.010493494822135e+000 | 1.4769e-07 |  | 3.010493494822135e+000 | 1.4653e-07 |  | 3.0126 | 5.0557e-06 | 35.356 | 5.0557e-06
3.012580933267625e+000 | 1.4301e-07 | 3.0126 | 3.012580933267625e+000 | 1.442e-07 |  | 3.012580933267625e+000 | 1.4771e-07 |  | 3.012580933267625e+000 | 1.4655e-07 |  | 3.0147 | 5.055e-06 | 35.348 | 5.055e-06
3.014669819116763e+000 | 1.4302e-07 | 3.0147 | 3.014669819116763e+000 | 1.4421e-07 |  | 3.014669819116763e+000 | 1.4774e-07 |  | 3.014669819116763e+000 | 1.4657e-07 |  | 3.0168 | 5.0544e-06 | 35.34 | 5.0544e-06
3.016760153373158e+000 | 1.4304e-07 | 3.0168 | 3.016760153373158e+000 | 1.4423e-07 |  | 3.016760153373158e+000 | 1.4776e-07 |  | 3.016760153373158e+000 | 1.4659e-07 |  | 3.0189 | 5.0537e-06 | 35.332 | 5.0537e-06
3.018851937041120e+000 | 1.4305e-07 | 3.0189 | 3.018851937041120e+000 | 1.4425e-07 |  | 3.018851937041120e+000 | 1.4778e-07 |  | 3.018851937041120e+000 | 1.4661e-07 |  | 3.0209 | 5.0531e-06 | 35.324 | 5.0531e-06
3.020945171125651e+000 | 1.4306e-07 | 3.0209 | 3.020945171125651e+000 | 1.4426e-07 |  | 3.020945171125651e+000 | 1.4781e-07 |  | 3.020945171125651e+000 | 1.4664e-07 |  | 3.023 | 5.0524e-06 | 35.3159 | 5.0524e-06
3.023039856632453e+000 | 1.4308e-07 | 3.023 | 3.023039856632453e+000 | 1.4428e-07 |  | 3.023039856632453e+000 | 1.4783e-07 |  | 3.023039856632453e+000 | 1.4666e-07 |  | 3.0251 | 5.0518e-06 | 35.3079 | 5.0518e-06
3.025135994567924e+000 | 1.4309e-07 | 3.0251 | 3.025135994567924e+000 | 1.443e-07 |  | 3.025135994567924e+000 | 1.4785e-07 |  | 3.025135994567924e+000 | 1.4668e-07 |  | 3.0272 | 5.0511e-06 | 35.2999 | 5.0511e-06
3.027233585939159e+000 | 1.4311e-07 | 3.0272 | 3.027233585939159e+000 | 1.4431e-07 |  | 3.027233585939159e+000 | 1.4788e-07 |  | 3.027233585939159e+000 | 1.467e-07 |  | 3.0293 | 5.0504e-06 | 35.2918 | 5.0504e-06
3.029332631753952e+000 | 1.4312e-07 | 3.0293 | 3.029332631753952e+000 | 1.4433e-07 |  | 3.029332631753952e+000 | 1.479e-07 |  | 3.029332631753952e+000 | 1.4672e-07 |  | 3.0314 | 5.0498e-06 | 35.2837 | 5.0498e-06
3.031433133020796e+000 | 1.4313e-07 | 3.0314 | 3.031433133020796e+000 | 1.4435e-07 |  | 3.031433133020796e+000 | 1.4793e-07 |  | 3.031433133020796e+000 | 1.4674e-07 |  | 3.0335 | 5.0491e-06 | 35.2757 | 5.0491e-06
3.033535090748885e+000 | 1.4315e-07 | 3.0335 | 3.033535090748885e+000 | 1.4436e-07 |  | 3.033535090748885e+000 | 1.4795e-07 |  | 3.033535090748885e+000 | 1.4676e-07 |  | 3.0356 | 5.0485e-06 | 35.2675 | 5.0485e-06
3.035638505948108e+000 | 1.4316e-07 | 3.0356 | 3.035638505948108e+000 | 1.4438e-07 |  | 3.035638505948108e+000 | 1.4797e-07 |  | 3.035638505948108e+000 | 1.4679e-07 |  | 3.0377 | 5.0478e-06 | 35.2595 | 5.0478e-06
3.037743379629060e+000 | 1.4318e-07 | 3.0377 | 3.037743379629060e+000 | 1.444e-07 |  | 3.037743379629060e+000 | 1.48e-07 |  | 3.037743379629060e+000 | 1.4681e-07 |  | 3.0398 | 5.0472e-06 | 35.2514 | 5.0472e-06
3.039849712803032e+000 | 1.4319e-07 | 3.0398 | 3.039849712803032e+000 | 1.4441e-07 |  | 3.039849712803032e+000 | 1.4802e-07 |  | 3.039849712803032e+000 | 1.4683e-07 |  | 3.042 | 5.0465e-06 | 35.2432 | 5.0465e-06
3.041957506482019e+000 | 1.4321e-07 | 3.042 | 3.041957506482019e+000 | 1.4443e-07 |  | 3.041957506482019e+000 | 1.4805e-07 |  | 3.041957506482019e+000 | 1.4685e-07 |  | 3.0441 | 5.0459e-06 | 35.2351 | 5.0459e-06
3.044066761678717e+000 | 1.4322e-07 | 3.0441 | 3.044066761678717e+000 | 1.4445e-07 |  | 3.044066761678717e+000 | 1.4807e-07 |  | 3.044066761678717e+000 | 1.4687e-07 |  | 3.0462 | 5.0452e-06 | 35.227 | 5.0452e-06
3.046177479406523e+000 | 1.4324e-07 | 3.0462 | 3.046177479406523e+000 | 1.4447e-07 |  | 3.046177479406523e+000 | 1.4809e-07 |  | 3.046177479406523e+000 | 1.4689e-07 |  | 3.0483 | 5.0446e-06 | 35.2188 | 5.0446e-06
3.048289660679539e+000 | 1.4325e-07 | 3.0483 | 3.048289660679539e+000 | 1.4448e-07 |  | 3.048289660679539e+000 | 1.4812e-07 |  | 3.048289660679539e+000 | 1.4692e-07 |  | 3.0504 | 5.0439e-06 | 35.2107 | 5.0439e-06
3.050403306512568e+000 | 1.4327e-07 | 3.0504 | 3.050403306512568e+000 | 1.445e-07 |  | 3.050403306512568e+000 | 1.4814e-07 |  | 3.050403306512568e+000 | 1.4694e-07 |  | 3.0525 | 5.0433e-06 | 35.2025 | 5.0433e-06
3.052518417921119e+000 | 1.4328e-07 | 3.0525 | 3.052518417921119e+000 | 1.4452e-07 |  | 3.052518417921119e+000 | 1.4817e-07 |  | 3.052518417921119e+000 | 1.4696e-07 |  | 3.0546 | 5.0426e-06 | 35.1944 | 5.0426e-06
3.054634995921401e+000 | 1.4329e-07 | 3.0546 | 3.054634995921401e+000 | 1.4453e-07 |  | 3.054634995921401e+000 | 1.4819e-07 |  | 3.054634995921401e+000 | 1.4698e-07 |  | 3.0568 | 5.042e-06 | 35.1862 | 5.042e-06
3.056753041530333e+000 | 1.4331e-07 | 3.0568 | 3.056753041530333e+000 | 1.4455e-07 |  | 3.056753041530333e+000 | 1.4822e-07 |  | 3.056753041530333e+000 | 1.4701e-07 |  | 3.0589 | 5.0414e-06 | 35.178 | 5.0414e-06
3.058872555765536e+000 | 1.4332e-07 | 3.0589 | 3.058872555765536e+000 | 1.4457e-07 |  | 3.058872555765536e+000 | 1.4824e-07 |  | 3.058872555765536e+000 | 1.4703e-07 |  | 3.061 | 5.0407e-06 | 35.1698 | 5.0407e-06
3.060993539645336e+000 | 1.4334e-07 | 3.061 | 3.060993539645336e+000 | 1.4459e-07 |  | 3.060993539645336e+000 | 1.4827e-07 |  | 3.060993539645336e+000 | 1.4705e-07 |  | 3.0631 | 5.0401e-06 | 35.1616 | 5.0401e-06
3.063115994188766e+000 | 1.4336e-07 | 3.0631 | 3.063115994188766e+000 | 1.446e-07 |  | 3.063115994188766e+000 | 1.4829e-07 |  | 3.063115994188766e+000 | 1.4707e-07 |  | 3.0652 | 5.0394e-06 | 35.1534 | 5.0394e-06
3.065239920415567e+000 | 1.4337e-07 | 3.0652 | 3.065239920415567e+000 | 1.4462e-07 |  | 3.065239920415567e+000 | 1.4832e-07 |  | 3.065239920415567e+000 | 1.471e-07 |  | 3.0674 | 5.0388e-06 | 35.1451 | 5.0388e-06
3.067365319346185e+000 | 1.4339e-07 | 3.0674 | 3.067365319346185e+000 | 1.4464e-07 |  | 3.067365319346185e+000 | 1.4834e-07 |  | 3.067365319346185e+000 | 1.4712e-07 |  | 3.0695 | 5.0381e-06 | 35.1369 | 5.0381e-06
3.069492192001774e+000 | 1.434e-07 | 3.0695 | 3.069492192001774e+000 | 1.4466e-07 |  | 3.069492192001774e+000 | 1.4837e-07 |  | 3.069492192001774e+000 | 1.4714e-07 |  | 3.0716 | 5.0375e-06 | 35.1287 | 5.0375e-06
3.071620539404197e+000 | 1.4342e-07 | 3.0716 | 3.071620539404197e+000 | 1.4468e-07 |  | 3.071620539404197e+000 | 1.4839e-07 |  | 3.071620539404197e+000 | 1.4716e-07 |  | 3.0738 | 5.0368e-06 | 35.1204 | 5.0368e-06
3.073750362576025e+000 | 1.4343e-07 | 3.0738 | 3.073750362576025e+000 | 1.4469e-07 |  | 3.073750362576025e+000 | 1.4842e-07 |  | 3.073750362576025e+000 | 1.4719e-07 |  | 3.0759 | 5.0362e-06 | 35.1121 | 5.0362e-06
3.075881662540538e+000 | 1.4345e-07 | 3.0759 | 3.075881662540538e+000 | 1.4471e-07 |  | 3.075881662540538e+000 | 1.4844e-07 |  | 3.075881662540538e+000 | 1.4721e-07 |  | 3.078 | 5.0355e-06 | 35.1039 | 5.0355e-06
3.078014440321725e+000 | 1.4346e-07 | 3.078 | 3.078014440321725e+000 | 1.4473e-07 |  | 3.078014440321725e+000 | 1.4847e-07 |  | 3.078014440321725e+000 | 1.4723e-07 |  | 3.0801 | 5.0349e-06 | 35.0956 | 5.0349e-06
3.080148696944287e+000 | 1.4348e-07 | 3.0801 | 3.080148696944287e+000 | 1.4475e-07 |  | 3.080148696944287e+000 | 1.4849e-07 |  | 3.080148696944287e+000 | 1.4726e-07 |  | 3.0823 | 5.0343e-06 | 35.0873 | 5.0343e-06
3.082284433433632e+000 | 1.4349e-07 | 3.0823 | 3.082284433433632e+000 | 1.4477e-07 |  | 3.082284433433632e+000 | 1.4852e-07 |  | 3.082284433433632e+000 | 1.4728e-07 |  | 3.0844 | 5.0336e-06 | 35.079 | 5.0336e-06
3.084421650815882e+000 | 1.4351e-07 | 3.0844 | 3.084421650815882e+000 | 1.4478e-07 |  | 3.084421650815882e+000 | 1.4855e-07 |  | 3.084421650815882e+000 | 1.473e-07 |  | 3.0866 | 5.033e-06 | 35.0707 | 5.033e-06
3.086560350117870e+000 | 1.4353e-07 | 3.0866 | 3.086560350117870e+000 | 1.448e-07 |  | 3.086560350117870e+000 | 1.4857e-07 |  | 3.086560350117870e+000 | 1.4733e-07 |  | 3.0887 | 5.0323e-06 | 35.0623 | 5.0323e-06
3.088700532367140e+000 | 1.4354e-07 | 3.0887 | 3.088700532367140e+000 | 1.4482e-07 |  | 3.088700532367140e+000 | 1.486e-07 |  | 3.088700532367140e+000 | 1.4735e-07 |  | 3.0908 | 5.0317e-06 | 35.054 | 5.0317e-06
3.090842198591950e+000 | 1.4356e-07 | 3.0908 | 3.090842198591950e+000 | 1.4484e-07 |  | 3.090842198591950e+000 | 1.4862e-07 |  | 3.090842198591950e+000 | 1.4737e-07 |  | 3.093 | 5.031e-06 | 35.0457 | 5.031e-06
3.092985349821269e+000 | 1.4357e-07 | 3.093 | 3.092985349821269e+000 | 1.4486e-07 |  | 3.092985349821269e+000 | 1.4865e-07 |  | 3.092985349821269e+000 | 1.474e-07 |  | 3.0951 | 5.0304e-06 | 35.0373 | 5.0304e-06
3.095129987084780e+000 | 1.4359e-07 | 3.0951 | 3.095129987084780e+000 | 1.4488e-07 |  | 3.095129987084780e+000 | 1.4868e-07 |  | 3.095129987084780e+000 | 1.4742e-07 |  | 3.0973 | 5.0298e-06 | 35.029 | 5.0298e-06
3.097276111412882e+000 | 1.436e-07 | 3.0973 | 3.097276111412882e+000 | 1.449e-07 |  | 3.097276111412882e+000 | 1.487e-07 |  | 3.097276111412882e+000 | 1.4744e-07 |  | 3.0994 | 5.0291e-06 | 35.0206 | 5.0291e-06
3.099423723836686e+000 | 1.4362e-07 | 3.0994 | 3.099423723836686e+000 | 1.4491e-07 |  | 3.099423723836686e+000 | 1.4873e-07 |  | 3.099423723836686e+000 | 1.4747e-07 |  | 3.1016 | 5.0285e-06 | 35.0122 | 5.0285e-06
3.101572825388020e+000 | 1.4364e-07 | 3.1016 | 3.101572825388020e+000 | 1.4493e-07 |  | 3.101572825388020e+000 | 1.4876e-07 |  | 3.101572825388020e+000 | 1.4749e-07 |  | 3.1037 | 5.0278e-06 | 35.0038 | 5.0278e-06
3.103723417099424e+000 | 1.4365e-07 | 3.1037 | 3.103723417099424e+000 | 1.4495e-07 |  | 3.103723417099424e+000 | 1.4878e-07 |  | 3.103723417099424e+000 | 1.4752e-07 |  | 3.1059 | 5.0272e-06 | 34.9954 | 5.0272e-06
3.105875500004159e+000 | 1.4367e-07 | 3.1059 | 3.105875500004159e+000 | 1.4497e-07 |  | 3.105875500004159e+000 | 1.4881e-07 |  | 3.105875500004159e+000 | 1.4754e-07 |  | 3.108 | 5.0266e-06 | 34.987 | 5.0266e-06
3.108029075136198e+000 | 1.4369e-07 | 3.108 | 3.108029075136198e+000 | 1.4499e-07 |  | 3.108029075136198e+000 | 1.4883e-07 |  | 3.108029075136198e+000 | 1.4756e-07 |  | 3.1102 | 5.0259e-06 | 34.9786 | 5.0259e-06
3.110184143530234e+000 | 1.437e-07 | 3.1102 | 3.110184143530234e+000 | 1.4501e-07 |  | 3.110184143530234e+000 | 1.4886e-07 |  | 3.110184143530234e+000 | 1.4759e-07 |  | 3.1123 | 5.0253e-06 | 34.9702 | 5.0253e-06
3.112340706221675e+000 | 1.4372e-07 | 3.1123 | 3.112340706221675e+000 | 1.4503e-07 |  | 3.112340706221675e+000 | 1.4889e-07 |  | 3.112340706221675e+000 | 1.4761e-07 |  | 3.1145 | 5.0246e-06 | 34.9618 | 5.0246e-06
3.114498764246648e+000 | 1.4373e-07 | 3.1145 | 3.114498764246648e+000 | 1.4505e-07 |  | 3.114498764246648e+000 | 1.4892e-07 |  | 3.114498764246648e+000 | 1.4764e-07 |  | 3.1167 | 5.024e-06 | 34.9533 | 5.024e-06
3.116658318642000e+000 | 1.4375e-07 | 3.1167 | 3.116658318642000e+000 | 1.4507e-07 |  | 3.116658318642000e+000 | 1.4894e-07 |  | 3.116658318642000e+000 | 1.4766e-07 |  | 3.1188 | 5.0234e-06 | 34.9449 | 5.0234e-06
3.118819370445294e+000 | 1.4377e-07 | 3.1188 | 3.118819370445294e+000 | 1.4509e-07 |  | 3.118819370445294e+000 | 1.4897e-07 |  | 3.118819370445294e+000 | 1.4769e-07 |  | 3.121 | 5.0227e-06 | 34.9364 | 5.0227e-06
3.120981920694814e+000 | 1.4378e-07 | 3.121 | 3.120981920694814e+000 | 1.451e-07 |  | 3.120981920694814e+000 | 1.49e-07 |  | 3.120981920694814e+000 | 1.4771e-07 |  | 3.1231 | 5.0221e-06 | 34.9279 | 5.0221e-06
3.123145970429565e+000 | 1.438e-07 | 3.1231 | 3.123145970429565e+000 | 1.4512e-07 |  | 3.123145970429565e+000 | 1.4902e-07 |  | 3.123145970429565e+000 | 1.4774e-07 |  | 3.1253 | 5.0215e-06 | 34.9195 | 5.0215e-06
3.125311520689270e+000 | 1.4382e-07 | 3.1253 | 3.125311520689270e+000 | 1.4514e-07 |  | 3.125311520689270e+000 | 1.4905e-07 |  | 3.125311520689270e+000 | 1.4776e-07 |  | 3.1275 | 5.0208e-06 | 34.911 | 5.0208e-06
3.127478572514375e+000 | 1.4383e-07 | 3.1275 | 3.127478572514375e+000 | 1.4516e-07 |  | 3.127478572514375e+000 | 1.4908e-07 |  | 3.127478572514375e+000 | 1.4778e-07 |  | 3.1296 | 5.0202e-06 | 34.9025 | 5.0202e-06
3.129647126946046e+000 | 1.4385e-07 | 3.1296 | 3.129647126946046e+000 | 1.4518e-07 |  | 3.129647126946046e+000 | 1.4911e-07 |  | 3.129647126946046e+000 | 1.4781e-07 |  | 3.1318 | 5.0196e-06 | 34.8939 | 5.0196e-06
3.131817185026172e+000 | 1.4387e-07 | 3.1318 | 3.131817185026172e+000 | 1.452e-07 |  | 3.131817185026172e+000 | 1.4913e-07 |  | 3.131817185026172e+000 | 1.4783e-07 |  | 3.134 | 5.0189e-06 | 34.8854 | 5.0189e-06
3.133988747797363e+000 | 1.4389e-07 | 3.134 | 3.133988747797363e+000 | 1.4522e-07 |  | 3.133988747797363e+000 | 1.4916e-07 |  | 3.133988747797363e+000 | 1.4786e-07 |  | 3.1362 | 5.0183e-06 | 34.8769 | 5.0183e-06
3.136161816302955e+000 | 1.439e-07 | 3.1362 | 3.136161816302955e+000 | 1.4524e-07 |  | 3.136161816302955e+000 | 1.4919e-07 |  | 3.136161816302955e+000 | 1.4788e-07 |  | 3.1383 | 5.0177e-06 | 34.8684 | 5.0177e-06
3.138336391587004e+000 | 1.4392e-07 | 3.1383 | 3.138336391587004e+000 | 1.4526e-07 |  | 3.138336391587004e+000 | 1.4922e-07 |  | 3.138336391587004e+000 | 1.4791e-07 |  | 3.1405 | 5.017e-06 | 34.8598 | 5.017e-06
3.140512474694290e+000 | 1.4394e-07 | 3.1405 | 3.140512474694290e+000 | 1.4528e-07 |  | 3.140512474694290e+000 | 1.4924e-07 |  | 3.140512474694290e+000 | 1.4794e-07 |  | 3.1427 | 5.0164e-06 | 34.8513 | 5.0164e-06
3.142690066670321e+000 | 1.4395e-07 | 3.1427 | 3.142690066670321e+000 | 1.453e-07 |  | 3.142690066670321e+000 | 1.4927e-07 |  | 3.142690066670321e+000 | 1.4796e-07 |  | 3.1449 | 5.0158e-06 | 34.8427 | 5.0158e-06
3.144869168561328e+000 | 1.4397e-07 | 3.1449 | 3.144869168561328e+000 | 1.4532e-07 |  | 3.144869168561328e+000 | 1.493e-07 |  | 3.144869168561328e+000 | 1.4799e-07 |  | 3.147 | 5.0151e-06 | 34.8341 | 5.0151e-06
3.147049781414264e+000 | 1.4399e-07 | 3.147 | 3.147049781414264e+000 | 1.4534e-07 |  | 3.147049781414264e+000 | 1.4933e-07 |  | 3.147049781414264e+000 | 1.4801e-07 |  | 3.1492 | 5.0145e-06 | 34.8256 | 5.0145e-06
3.149231906276814e+000 | 1.4401e-07 | 3.1492 | 3.149231906276814e+000 | 1.4536e-07 |  | 3.149231906276814e+000 | 1.4936e-07 |  | 3.149231906276814e+000 | 1.4804e-07 |  | 3.1514 | 5.0139e-06 | 34.817 | 5.0139e-06
3.151415544197385e+000 | 1.4402e-07 | 3.1514 | 3.151415544197385e+000 | 1.4538e-07 |  | 3.151415544197385e+000 | 1.4939e-07 |  | 3.151415544197385e+000 | 1.4806e-07 |  | 3.1536 | 5.0132e-06 | 34.8084 | 5.0132e-06
3.153600696225113e+000 | 1.4404e-07 | 3.1536 | 3.153600696225113e+000 | 1.454e-07 |  | 3.153600696225113e+000 | 1.4941e-07 |  | 3.153600696225113e+000 | 1.4809e-07 |  | 3.1558 | 5.0126e-06 | 34.7998 | 5.0126e-06
3.155787363409861e+000 | 1.4406e-07 | 3.1558 | 3.155787363409861e+000 | 1.4542e-07 |  | 3.155787363409861e+000 | 1.4944e-07 |  | 3.155787363409861e+000 | 1.4811e-07 |  | 3.158 | 5.012e-06 | 34.7911 | 5.012e-06
3.157975546802220e+000 | 1.4408e-07 | 3.158 | 3.157975546802220e+000 | 1.4544e-07 |  | 3.157975546802220e+000 | 1.4947e-07 |  | 3.157975546802220e+000 | 1.4814e-07 |  | 3.1602 | 5.0113e-06 | 34.7825 | 5.0113e-06
3.160165247453509e+000 | 1.4409e-07 | 3.1602 | 3.160165247453509e+000 | 1.4546e-07 |  | 3.160165247453509e+000 | 1.495e-07 |  | 3.160165247453509e+000 | 1.4817e-07 |  | 3.1624 | 5.0107e-06 | 34.7739 | 5.0107e-06
3.162356466415776e+000 | 1.4411e-07 | 3.1624 | 3.162356466415776e+000 | 1.4548e-07 |  | 3.162356466415776e+000 | 1.4953e-07 |  | 3.162356466415776e+000 | 1.4819e-07 |  | 3.1645 | 5.0101e-06 | 34.7652 | 5.0101e-06
3.164549204741800e+000 | 1.4413e-07 | 3.1645 | 3.164549204741800e+000 | 1.4551e-07 |  | 3.164549204741800e+000 | 1.4956e-07 |  | 3.164549204741800e+000 | 1.4822e-07 |  | 3.1667 | 5.0094e-06 | 34.7566 | 5.0094e-06
3.166743463485087e+000 | 1.4415e-07 | 3.1667 | 3.166743463485087e+000 | 1.4553e-07 |  | 3.166743463485087e+000 | 1.4959e-07 |  | 3.166743463485087e+000 | 1.4824e-07 |  | 3.1689 | 5.0088e-06 | 34.7479 | 5.0088e-06
3.168939243699877e+000 | 1.4417e-07 | 3.1689 | 3.168939243699877e+000 | 1.4555e-07 |  | 3.168939243699877e+000 | 1.4961e-07 |  | 3.168939243699877e+000 | 1.4827e-07 |  | 3.1711 | 5.0082e-06 | 34.7392 | 5.0082e-06
3.171136546441138e+000 | 1.4418e-07 | 3.1711 | 3.171136546441138e+000 | 1.4557e-07 |  | 3.171136546441138e+000 | 1.4964e-07 |  | 3.171136546441138e+000 | 1.483e-07 |  | 3.1733 | 5.0076e-06 | 34.7305 | 5.0076e-06
3.173335372764572e+000 | 1.442e-07 | 3.1733 | 3.173335372764572e+000 | 1.4559e-07 |  | 3.173335372764572e+000 | 1.4967e-07 |  | 3.173335372764572e+000 | 1.4832e-07 |  | 3.1755 | 5.0069e-06 | 34.7218 | 5.0069e-06
3.175535723726610e+000 | 1.4422e-07 | 3.1755 | 3.175535723726610e+000 | 1.4561e-07 |  | 3.175535723726610e+000 | 1.497e-07 |  | 3.175535723726610e+000 | 1.4835e-07 |  | 3.1777 | 5.0063e-06 | 34.7131 | 5.0063e-06
3.177737600384419e+000 | 1.4424e-07 | 3.1777 | 3.177737600384419e+000 | 1.4563e-07 |  | 3.177737600384419e+000 | 1.4973e-07 |  | 3.177737600384419e+000 | 1.4838e-07 |  | 3.1799 | 5.0057e-06 | 34.7044 | 5.0057e-06
3.179941003795897e+000 | 1.4426e-07 | 3.1799 | 3.179941003795897e+000 | 1.4565e-07 |  | 3.179941003795897e+000 | 1.4976e-07 |  | 3.179941003795897e+000 | 1.484e-07 |  | 3.1821 | 5.005e-06 | 34.6957 | 5.005e-06
3.182145935019675e+000 | 1.4427e-07 | 3.1821 | 3.182145935019675e+000 | 1.4567e-07 |  | 3.182145935019675e+000 | 1.4979e-07 |  | 3.182145935019675e+000 | 1.4843e-07 |  | 3.1844 | 5.0044e-06 | 34.687 | 5.0044e-06
3.184352395115120e+000 | 1.4429e-07 | 3.1844 | 3.184352395115120e+000 | 1.4569e-07 |  | 3.184352395115120e+000 | 1.4982e-07 |  | 3.184352395115120e+000 | 1.4846e-07 |  | 3.1866 | 5.0038e-06 | 34.6782 | 5.0038e-06
3.186560385142331e+000 | 1.4431e-07 | 3.1866 | 3.186560385142331e+000 | 1.4571e-07 |  | 3.186560385142331e+000 | 1.4985e-07 |  | 3.186560385142331e+000 | 1.4848e-07 |  | 3.1888 | 5.0032e-06 | 34.6695 | 5.0032e-06
3.188769906162145e+000 | 1.4433e-07 | 3.1888 | 3.188769906162145e+000 | 1.4574e-07 |  | 3.188769906162145e+000 | 1.4988e-07 |  | 3.188769906162145e+000 | 1.4851e-07 |  | 3.191 | 5.0025e-06 | 34.6607 | 5.0025e-06
3.190980959236132e+000 | 1.4435e-07 | 3.191 | 3.190980959236132e+000 | 1.4576e-07 |  | 3.190980959236132e+000 | 1.4991e-07 |  | 3.190980959236132e+000 | 1.4854e-07 |  | 3.1932 | 5.0019e-06 | 34.6519 | 5.0019e-06
3.193193545426600e+000 | 1.4437e-07 | 3.1932 | 3.193193545426600e+000 | 1.4578e-07 |  | 3.193193545426600e+000 | 1.4994e-07 |  | 3.193193545426600e+000 | 1.4857e-07 |  | 3.1954 | 5.0013e-06 | 34.6431 | 5.0013e-06
3.195407665796592e+000 | 1.4438e-07 | 3.1954 | 3.195407665796592e+000 | 1.458e-07 |  | 3.195407665796592e+000 | 1.4997e-07 |  | 3.195407665796592e+000 | 1.4859e-07 |  | 3.1976 | 5.0007e-06 | 34.6344 | 5.0007e-06
3.197623321409890e+000 | 1.444e-07 | 3.1976 | 3.197623321409890e+000 | 1.4582e-07 |  | 3.197623321409890e+000 | 1.5e-07 |  | 3.197623321409890e+000 | 1.4862e-07 |  | 3.1998 | 5e-06 | 34.6256 | 5e-06
3.199840513331011e+000 | 1.4442e-07 | 3.1998 | 3.199840513331011e+000 | 1.4584e-07 |  | 3.199840513331011e+000 | 1.5003e-07 |  | 3.199840513331011e+000 | 1.4865e-07 |  | 3.2021 | 4.9994e-06 | 34.6167 | 4.9994e-06
3.202059242625212e+000 | 1.4444e-07 | 3.2021 | 3.202059242625212e+000 | 1.4587e-07 |  | 3.202059242625212e+000 | 1.5006e-07 |  | 3.202059242625212e+000 | 1.4867e-07 |  | 3.2043 | 4.9988e-06 | 34.6079 | 4.9988e-06
3.204279510358489e+000 | 1.4446e-07 | 3.2043 | 3.204279510358489e+000 | 1.4589e-07 |  | 3.204279510358489e+000 | 1.5009e-07 |  | 3.204279510358489e+000 | 1.487e-07 |  | 3.2065 | 4.9982e-06 | 34.5991 | 4.9982e-06
3.206501317597575e+000 | 1.4448e-07 | 3.2065 | 3.206501317597575e+000 | 1.4591e-07 |  | 3.206501317597575e+000 | 1.5012e-07 |  | 3.206501317597575e+000 | 1.4873e-07 |  | 3.2087 | 4.9976e-06 | 34.5903 | 4.9976e-06
3.208724665409946e+000 | 1.445e-07 | 3.2087 | 3.208724665409946e+000 | 1.4593e-07 |  | 3.208724665409946e+000 | 1.5015e-07 |  | 3.208724665409946e+000 | 1.4876e-07 |  | 3.2109 | 4.9969e-06 | 34.5814 | 4.9969e-06
3.210949554863814e+000 | 1.4452e-07 | 3.2109 | 3.210949554863814e+000 | 1.4595e-07 |  | 3.210949554863814e+000 | 1.5018e-07 |  | 3.210949554863814e+000 | 1.4879e-07 |  | 3.2132 | 4.9963e-06 | 34.5726 | 4.9963e-06
3.213175987028136e+000 | 1.4454e-07 | 3.2132 | 3.213175987028136e+000 | 1.4598e-07 |  | 3.213175987028136e+000 | 1.5021e-07 |  | 3.213175987028136e+000 | 1.4881e-07 |  | 3.2154 | 4.9957e-06 | 34.5637 | 4.9957e-06
3.215403962972606e+000 | 1.4455e-07 | 3.2154 | 3.215403962972606e+000 | 1.46e-07 |  | 3.215403962972606e+000 | 1.5024e-07 |  | 3.215403962972606e+000 | 1.4884e-07 |  | 3.2176 | 4.9951e-06 | 34.5548 | 4.9951e-06
3.217633483767663e+000 | 1.4457e-07 | 3.2176 | 3.217633483767663e+000 | 1.4602e-07 |  | 3.217633483767663e+000 | 1.5027e-07 |  | 3.217633483767663e+000 | 1.4887e-07 |  | 3.2199 | 4.9944e-06 | 34.5459 | 4.9944e-06
3.219864550484488e+000 | 1.4459e-07 | 3.2199 | 3.219864550484488e+000 | 1.4604e-07 |  | 3.219864550484488e+000 | 1.503e-07 |  | 3.219864550484488e+000 | 1.489e-07 |  | 3.2221 | 4.9938e-06 | 34.5371 | 4.9938e-06
3.222097164195001e+000 | 1.4461e-07 | 3.2221 | 3.222097164195001e+000 | 1.4606e-07 |  | 3.222097164195001e+000 | 1.5034e-07 |  | 3.222097164195001e+000 | 1.4893e-07 |  | 3.2243 | 4.9932e-06 | 34.5282 | 4.9932e-06
3.224331325971871e+000 | 1.4463e-07 | 3.2243 | 3.224331325971871e+000 | 1.4609e-07 |  | 3.224331325971871e+000 | 1.5037e-07 |  | 3.224331325971871e+000 | 1.4895e-07 |  | 3.2266 | 4.9926e-06 | 34.5192 | 4.9926e-06
3.226567036888506e+000 | 1.4465e-07 | 3.2266 | 3.226567036888506e+000 | 1.4611e-07 |  | 3.226567036888506e+000 | 1.504e-07 |  | 3.226567036888506e+000 | 1.4898e-07 |  | 3.2288 | 4.992e-06 | 34.5103 | 4.992e-06
3.228804298019060e+000 | 1.4467e-07 | 3.2288 | 3.228804298019060e+000 | 1.4613e-07 |  | 3.228804298019060e+000 | 1.5043e-07 |  | 3.228804298019060e+000 | 1.4901e-07 |  | 3.231 | 4.9913e-06 | 34.5014 | 4.9913e-06
3.231043110438433e+000 | 1.4469e-07 | 3.231 | 3.231043110438433e+000 | 1.4615e-07 |  | 3.231043110438433e+000 | 1.5046e-07 |  | 3.231043110438433e+000 | 1.4904e-07 |  | 3.2333 | 4.9907e-06 | 34.4924 | 4.9907e-06
3.233283475222268e+000 | 1.4471e-07 | 3.2333 | 3.233283475222268e+000 | 1.4618e-07 |  | 3.233283475222268e+000 | 1.5049e-07 |  | 3.233283475222268e+000 | 1.4907e-07 |  | 3.2355 | 4.9901e-06 | 34.4835 | 4.9901e-06
3.235525393446957e+000 | 1.4473e-07 | 3.2355 | 3.235525393446957e+000 | 1.462e-07 |  | 3.235525393446957e+000 | 1.5052e-07 |  | 3.235525393446957e+000 | 1.491e-07 |  | 3.2378 | 4.9895e-06 | 34.4745 | 4.9895e-06
3.237768866189634e+000 | 1.4475e-07 | 3.2378 | 3.237768866189634e+000 | 1.4622e-07 |  | 3.237768866189634e+000 | 1.5056e-07 |  | 3.237768866189634e+000 | 1.4912e-07 |  | 3.24 | 4.9889e-06 | 34.4656 | 4.9889e-06
3.240013894528184e+000 | 1.4477e-07 | 3.24 | 3.240013894528184e+000 | 1.4625e-07 |  | 3.240013894528184e+000 | 1.5059e-07 |  | 3.240013894528184e+000 | 1.4915e-07 |  | 3.2423 | 4.9883e-06 | 34.4566 | 4.9883e-06
3.242260479541237e+000 | 1.4479e-07 | 3.2423 | 3.242260479541237e+000 | 1.4627e-07 |  | 3.242260479541237e+000 | 1.5062e-07 |  | 3.242260479541237e+000 | 1.4918e-07 |  | 3.2445 | 4.9876e-06 | 34.4476 | 4.9876e-06
3.244508622308171e+000 | 1.4481e-07 | 3.2445 | 3.244508622308171e+000 | 1.4629e-07 |  | 3.244508622308171e+000 | 1.5065e-07 |  | 3.244508622308171e+000 | 1.4921e-07 |  | 3.2468 | 4.987e-06 | 34.4386 | 4.987e-06
3.246758323909115e+000 | 1.4483e-07 | 3.2468 | 3.246758323909115e+000 | 1.4631e-07 |  | 3.246758323909115e+000 | 1.5068e-07 |  | 3.246758323909115e+000 | 1.4924e-07 |  | 3.249 | 4.9864e-06 | 34.4296 | 4.9864e-06
3.249009585424942e+000 | 1.4485e-07 | 3.249 | 3.249009585424942e+000 | 1.4634e-07 |  | 3.249009585424942e+000 | 1.5071e-07 |  | 3.249009585424942e+000 | 1.4927e-07 |  | 3.2513 | 4.9858e-06 | 34.4206 | 4.9858e-06
3.251262407937281e+000 | 1.4487e-07 | 3.2513 | 3.251262407937281e+000 | 1.4636e-07 |  | 3.251262407937281e+000 | 1.5075e-07 |  | 3.251262407937281e+000 | 1.493e-07 |  | 3.2535 | 4.9852e-06 | 34.4116 | 4.9852e-06
3.253516792528504e+000 | 1.4489e-07 | 3.2535 | 3.253516792528504e+000 | 1.4638e-07 |  | 3.253516792528504e+000 | 1.5078e-07 |  | 3.253516792528504e+000 | 1.4933e-07 |  | 3.2558 | 4.9846e-06 | 34.4025 | 4.9846e-06
3.255772740281739e+000 | 1.4491e-07 | 3.2558 | 3.255772740281739e+000 | 1.4641e-07 |  | 3.255772740281739e+000 | 1.5081e-07 |  | 3.255772740281739e+000 | 1.4936e-07 |  | 3.258 | 4.9839e-06 | 34.3935 | 4.9839e-06
3.258030252280862e+000 | 1.4493e-07 | 3.258 | 3.258030252280862e+000 | 1.4643e-07 |  | 3.258030252280862e+000 | 1.5084e-07 |  | 3.258030252280862e+000 | 1.4939e-07 |  | 3.2603 | 4.9833e-06 | 34.3844 | 4.9833e-06
3.260289329610502e+000 | 1.4495e-07 | 3.2603 | 3.260289329610502e+000 | 1.4645e-07 |  | 3.260289329610502e+000 | 1.5088e-07 |  | 3.260289329610502e+000 | 1.4942e-07 |  | 3.2625 | 4.9827e-06 | 34.3754 | 4.9827e-06
3.262549973356039e+000 | 1.4497e-07 | 3.2625 | 3.262549973356039e+000 | 1.4648e-07 |  | 3.262549973356039e+000 | 1.5091e-07 |  | 3.262549973356039e+000 | 1.4945e-07 |  | 3.2648 | 4.9821e-06 | 34.3663 | 4.9821e-06
3.264812184603607e+000 | 1.4499e-07 | 3.2648 | 3.264812184603607e+000 | 1.465e-07 |  | 3.264812184603607e+000 | 1.5094e-07 |  | 3.264812184603607e+000 | 1.4948e-07 |  | 3.2671 | 4.9815e-06 | 34.3572 | 4.9815e-06
3.267075964440092e+000 | 1.4501e-07 | 3.2671 | 3.267075964440092e+000 | 1.4652e-07 |  | 3.267075964440092e+000 | 1.5097e-07 |  | 3.267075964440092e+000 | 1.4951e-07 |  | 3.2693 | 4.9809e-06 | 34.3481 | 4.9809e-06
3.269341313953133e+000 | 1.4503e-07 | 3.2693 | 3.269341313953133e+000 | 1.4655e-07 |  | 3.269341313953133e+000 | 1.5101e-07 |  | 3.269341313953133e+000 | 1.4954e-07 |  | 3.2716 | 4.9803e-06 | 34.339 | 4.9803e-06
3.271608234231125e+000 | 1.4505e-07 | 3.2716 | 3.271608234231125e+000 | 1.4657e-07 |  | 3.271608234231125e+000 | 1.5104e-07 |  | 3.271608234231125e+000 | 1.4957e-07 |  | 3.2739 | 4.9796e-06 | 34.3299 | 4.9796e-06
3.273876726363216e+000 | 1.4507e-07 | 3.2739 | 3.273876726363216e+000 | 1.466e-07 |  | 3.273876726363216e+000 | 1.5107e-07 |  | 3.273876726363216e+000 | 1.496e-07 |  | 3.2761 | 4.979e-06 | 34.3208 | 4.979e-06
3.276146791439311e+000 | 1.4509e-07 | 3.2761 | 3.276146791439311e+000 | 1.4662e-07 |  | 3.276146791439311e+000 | 1.5111e-07 |  | 3.276146791439311e+000 | 1.4963e-07 |  | 3.2784 | 4.9784e-06 | 34.3117 | 4.9784e-06
3.278418430550069e+000 | 1.4512e-07 | 3.2784 | 3.278418430550069e+000 | 1.4664e-07 |  | 3.278418430550069e+000 | 1.5114e-07 |  | 3.278418430550069e+000 | 1.4966e-07 |  | 3.2807 | 4.9778e-06 | 34.3025 | 4.9778e-06
3.280691644786906e+000 | 1.4514e-07 | 3.2807 | 3.280691644786906e+000 | 1.4667e-07 |  | 3.280691644786906e+000 | 1.5117e-07 |  | 3.280691644786906e+000 | 1.4969e-07 |  | 3.283 | 4.9772e-06 | 34.2934 | 4.9772e-06
3.282966435241994e+000 | 1.4516e-07 | 3.283 | 3.282966435241994e+000 | 1.4669e-07 |  | 3.282966435241994e+000 | 1.5121e-07 |  | 3.282966435241994e+000 | 1.4972e-07 |  | 3.2852 | 4.9766e-06 | 34.2842 | 4.9766e-06
3.285242803008264e+000 | 1.4518e-07 | 3.2852 | 3.285242803008264e+000 | 1.4672e-07 |  | 3.285242803008264e+000 | 1.5124e-07 |  | 3.285242803008264e+000 | 1.4975e-07 |  | 3.2875 | 4.976e-06 | 34.2751 | 4.976e-06
3.287520749179403e+000 | 1.452e-07 | 3.2875 | 3.287520749179403e+000 | 1.4674e-07 |  | 3.287520749179403e+000 | 1.5127e-07 |  | 3.287520749179403e+000 | 1.4978e-07 |  | 3.2898 | 4.9754e-06 | 34.2659 | 4.9754e-06
3.289800274849858e+000 | 1.4522e-07 | 3.2898 | 3.289800274849858e+000 | 1.4677e-07 |  | 3.289800274849858e+000 | 1.5131e-07 |  | 3.289800274849858e+000 | 1.4981e-07 |  | 3.2921 | 4.9748e-06 | 34.2567 | 4.9748e-06
3.292081381114833e+000 | 1.4524e-07 | 3.2921 | 3.292081381114833e+000 | 1.4679e-07 |  | 3.292081381114833e+000 | 1.5134e-07 |  | 3.292081381114833e+000 | 1.4984e-07 |  | 3.2944 | 4.9742e-06 | 34.2475 | 4.9742e-06
3.294364069070293e+000 | 1.4526e-07 | 3.2944 | 3.294364069070293e+000 | 1.4681e-07 |  | 3.294364069070293e+000 | 1.5138e-07 |  | 3.294364069070293e+000 | 1.4987e-07 |  | 3.2966 | 4.9735e-06 | 34.2383 | 4.9735e-06
3.296648339812963e+000 | 1.4528e-07 | 3.2966 | 3.296648339812963e+000 | 1.4684e-07 |  | 3.296648339812963e+000 | 1.5141e-07 |  | 3.296648339812963e+000 | 1.499e-07 |  | 3.2989 | 4.9729e-06 | 34.2291 | 4.9729e-06
3.298934194440326e+000 | 1.4531e-07 | 3.2989 | 3.298934194440326e+000 | 1.4686e-07 |  | 3.298934194440326e+000 | 1.5144e-07 |  | 3.298934194440326e+000 | 1.4993e-07 |  | 3.3012 | 4.9723e-06 | 34.2199 | 4.9723e-06
3.301221634050629e+000 | 1.4533e-07 | 3.3012 | 3.301221634050629e+000 | 1.4689e-07 |  | 3.301221634050629e+000 | 1.5148e-07 |  | 3.301221634050629e+000 | 1.4996e-07 |  | 3.3035 | 4.9717e-06 | 34.2107 | 4.9717e-06
3.303510659742880e+000 | 1.4535e-07 | 3.3035 | 3.303510659742880e+000 | 1.4691e-07 |  | 3.303510659742880e+000 | 1.5151e-07 |  | 3.303510659742880e+000 | 1.4999e-07 |  | 3.3058 | 4.9711e-06 | 34.2014 | 4.9711e-06
3.305801272616847e+000 | 1.4537e-07 | 3.3058 | 3.305801272616847e+000 | 1.4694e-07 |  | 3.305801272616847e+000 | 1.5155e-07 |  | 3.305801272616847e+000 | 1.5003e-07 |  | 3.3081 | 4.9705e-06 | 34.1922 | 4.9705e-06
3.308093473773063e+000 | 1.4539e-07 | 3.3081 | 3.308093473773063e+000 | 1.4696e-07 |  | 3.308093473773063e+000 | 1.5158e-07 |  | 3.308093473773063e+000 | 1.5006e-07 |  | 3.3104 | 4.9699e-06 | 34.1829 | 4.9699e-06
3.310387264312822e+000 | 1.4541e-07 | 3.3104 | 3.310387264312822e+000 | 1.4699e-07 |  | 3.310387264312822e+000 | 1.5162e-07 |  | 3.310387264312822e+000 | 1.5009e-07 |  | 3.3127 | 4.9693e-06 | 34.1736 | 4.9693e-06
3.312682645338183e+000 | 1.4543e-07 | 3.3127 | 3.312682645338183e+000 | 1.4701e-07 |  | 3.312682645338183e+000 | 1.5165e-07 |  | 3.312682645338183e+000 | 1.5012e-07 |  | 3.315 | 4.9687e-06 | 34.1644 | 4.9687e-06
3.314979617951969e+000 | 1.4546e-07 | 3.315 | 3.314979617951969e+000 | 1.4704e-07 |  | 3.314979617951969e+000 | 1.5168e-07 |  | 3.314979617951969e+000 | 1.5015e-07 |  | 3.3173 | 4.9681e-06 | 34.1551 | 4.9681e-06
3.317278183257767e+000 | 1.4548e-07 | 3.3173 | 3.317278183257767e+000 | 1.4706e-07 |  | 3.317278183257767e+000 | 1.5172e-07 |  | 3.317278183257767e+000 | 1.5018e-07 |  | 3.3196 | 4.9675e-06 | 34.1458 | 4.9675e-06
3.319578342359931e+000 | 1.455e-07 | 3.3196 | 3.319578342359931e+000 | 1.4709e-07 |  | 3.319578342359931e+000 | 1.5175e-07 |  | 3.319578342359931e+000 | 1.5022e-07 |  | 3.3219 | 4.9669e-06 | 34.1365 | 4.9669e-06
3.321880096363577e+000 | 1.4552e-07 | 3.3219 | 3.321880096363577e+000 | 1.4711e-07 |  | 3.321880096363577e+000 | 1.5179e-07 |  | 3.321880096363577e+000 | 1.5025e-07 |  | 3.3242 | 4.9663e-06 | 34.1272 | 4.9663e-06
3.324183446374592e+000 | 1.4554e-07 | 3.3242 | 3.324183446374592e+000 | 1.4714e-07 |  | 3.324183446374592e+000 | 1.5182e-07 |  | 3.324183446374592e+000 | 1.5028e-07 |  | 3.3265 | 4.9657e-06 | 34.1178 | 4.9657e-06
3.326488393499626e+000 | 1.4557e-07 | 3.3265 | 3.326488393499626e+000 | 1.4717e-07 |  | 3.326488393499626e+000 | 1.5186e-07 |  | 3.326488393499626e+000 | 1.5031e-07 |  | 3.3288 | 4.9651e-06 | 34.1085 | 4.9651e-06
3.328794938846099e+000 | 1.4559e-07 | 3.3288 | 3.328794938846099e+000 | 1.4719e-07 |  | 3.328794938846099e+000 | 1.519e-07 |  | 3.328794938846099e+000 | 1.5034e-07 |  | 3.3311 | 4.9645e-06 | 34.0992 | 4.9645e-06
3.331103083522196e+000 | 1.4561e-07 | 3.3311 | 3.331103083522196e+000 | 1.4722e-07 |  | 3.331103083522196e+000 | 1.5193e-07 |  | 3.331103083522196e+000 | 1.5038e-07 |  | 3.3334 | 4.9638e-06 | 34.0898 | 4.9638e-06
3.333412828636874e+000 | 1.4563e-07 | 3.3334 | 3.333412828636874e+000 | 1.4724e-07 |  | 3.333412828636874e+000 | 1.5197e-07 |  | 3.333412828636874e+000 | 1.5041e-07 |  | 3.3357 | 4.9632e-06 | 34.0804 | 4.9632e-06
3.335724175299856e+000 | 1.4566e-07 | 3.3357 | 3.335724175299856e+000 | 1.4727e-07 |  | 3.335724175299856e+000 | 1.52e-07 |  | 3.335724175299856e+000 | 1.5044e-07 |  | 3.338 | 4.9626e-06 | 34.0711 | 4.9626e-06
3.338037124621637e+000 | 1.4568e-07 | 3.338 | 3.338037124621637e+000 | 1.4729e-07 |  | 3.338037124621637e+000 | 1.5204e-07 |  | 3.338037124621637e+000 | 1.5047e-07 |  | 3.3404 | 4.962e-06 | 34.0617 | 4.962e-06
3.340351677713478e+000 | 1.457e-07 | 3.3404 | 3.340351677713478e+000 | 1.4732e-07 |  | 3.340351677713478e+000 | 1.5207e-07 |  | 3.340351677713478e+000 | 1.5051e-07 |  | 3.3427 | 4.9614e-06 | 34.0523 | 4.9614e-06
3.342667835687414e+000 | 1.4572e-07 | 3.3427 | 3.342667835687414e+000 | 1.4735e-07 |  | 3.342667835687414e+000 | 1.5211e-07 |  | 3.342667835687414e+000 | 1.5054e-07 |  | 3.345 | 4.9608e-06 | 34.0429 | 4.9608e-06
3.344985599656252e+000 | 1.4575e-07 | 3.345 | 3.344985599656252e+000 | 1.4737e-07 |  | 3.344985599656252e+000 | 1.5215e-07 |  | 3.344985599656252e+000 | 1.5057e-07 |  | 3.3473 | 4.9602e-06 | 34.0335 | 4.9602e-06
3.347304970733566e+000 | 1.4577e-07 | 3.3473 | 3.347304970733566e+000 | 1.474e-07 |  | 3.347304970733566e+000 | 1.5218e-07 |  | 3.347304970733566e+000 | 1.506e-07 |  | 3.3496 | 4.9596e-06 | 34.0241 | 4.9596e-06
3.349625950033706e+000 | 1.4579e-07 | 3.3496 | 3.349625950033706e+000 | 1.4742e-07 |  | 3.349625950033706e+000 | 1.5222e-07 |  | 3.349625950033706e+000 | 1.5064e-07 |  | 3.3519 | 4.959e-06 | 34.0146 | 4.959e-06
3.351948538671795e+000 | 1.4581e-07 | 3.3519 | 3.351948538671795e+000 | 1.4745e-07 |  | 3.351948538671795e+000 | 1.5225e-07 |  | 3.351948538671795e+000 | 1.5067e-07 |  | 3.3543 | 4.9584e-06 | 34.0052 | 4.9584e-06
3.354272737763725e+000 | 1.4584e-07 | 3.3543 | 3.354272737763725e+000 | 1.4748e-07 |  | 3.354272737763725e+000 | 1.5229e-07 |  | 3.354272737763725e+000 | 1.507e-07 |  | 3.3566 | 4.9578e-06 | 33.9958 | 4.9578e-06
3.356598548426167e+000 | 1.4586e-07 | 3.3566 | 3.356598548426167e+000 | 1.475e-07 |  | 3.356598548426167e+000 | 1.5233e-07 |  | 3.356598548426167e+000 | 1.5074e-07 |  | 3.3589 | 4.9572e-06 | 33.9863 | 4.9572e-06
3.358925971776562e+000 | 1.4588e-07 | 3.3589 | 3.358925971776562e+000 | 1.4753e-07 |  | 3.358925971776562e+000 | 1.5236e-07 |  | 3.358925971776562e+000 | 1.5077e-07 |  | 3.3613 | 4.9566e-06 | 33.9768 | 4.9566e-06
3.361255008933128e+000 | 1.4591e-07 | 3.3613 | 3.361255008933128e+000 | 1.4756e-07 |  | 3.361255008933128e+000 | 1.524e-07 |  | 3.361255008933128e+000 | 1.508e-07 |  | 3.3636 | 4.956e-06 | 33.9674 | 4.956e-06
3.363585661014859e+000 | 1.4593e-07 | 3.3636 | 3.363585661014859e+000 | 1.4758e-07 |  | 3.363585661014859e+000 | 1.5244e-07 |  | 3.363585661014859e+000 | 1.5084e-07 |  | 3.3659 | 4.9554e-06 | 33.9579 | 4.9554e-06
3.365917929141522e+000 | 1.4595e-07 | 3.3659 | 3.365917929141522e+000 | 1.4761e-07 |  | 3.365917929141522e+000 | 1.5247e-07 |  | 3.365917929141522e+000 | 1.5087e-07 |  | 3.3683 | 4.9548e-06 | 33.9484 | 4.9548e-06
3.368251814433664e+000 | 1.4598e-07 | 3.3683 | 3.368251814433664e+000 | 1.4764e-07 |  | 3.368251814433664e+000 | 1.5251e-07 |  | 3.368251814433664e+000 | 1.509e-07 |  | 3.3706 | 4.9542e-06 | 33.9389 | 4.9542e-06
3.370587318012607e+000 | 1.46e-07 | 3.3706 | 3.370587318012607e+000 | 1.4766e-07 |  | 3.370587318012607e+000 | 1.5255e-07 |  | 3.370587318012607e+000 | 1.5094e-07 |  | 3.3729 | 4.9536e-06 | 33.9294 | 4.9536e-06
3.372924441000450e+000 | 1.4602e-07 | 3.3729 | 3.372924441000450e+000 | 1.4769e-07 |  | 3.372924441000450e+000 | 1.5258e-07 |  | 3.372924441000450e+000 | 1.5097e-07 |  | 3.3753 | 4.953e-06 | 33.9199 | 4.953e-06
3.375263184520072e+000 | 1.4605e-07 | 3.3753 | 3.375263184520072e+000 | 1.4772e-07 |  | 3.375263184520072e+000 | 1.5262e-07 |  | 3.375263184520072e+000 | 1.51e-07 |  | 3.3776 | 4.9524e-06 | 33.9103 | 4.9524e-06
3.377603549695128e+000 | 1.4607e-07 | 3.3776 | 3.377603549695128e+000 | 1.4774e-07 |  | 3.377603549695128e+000 | 1.5266e-07 |  | 3.377603549695128e+000 | 1.5104e-07 |  | 3.3799 | 4.9519e-06 | 33.9008 | 4.9519e-06
3.379945537650055e+000 | 1.4609e-07 | 3.3799 | 3.379945537650055e+000 | 1.4777e-07 |  | 3.379945537650055e+000 | 1.527e-07 |  | 3.379945537650055e+000 | 1.5107e-07 |  | 3.3823 | 4.9513e-06 | 33.8912 | 4.9513e-06
3.382289149510066e+000 | 1.4612e-07 | 3.3823 | 3.382289149510066e+000 | 1.478e-07 |  | 3.382289149510066e+000 | 1.5273e-07 |  | 3.382289149510066e+000 | 1.5111e-07 |  | 3.3846 | 4.9507e-06 | 33.8817 | 4.9507e-06
3.384634386401159e+000 | 1.4614e-07 | 3.3846 | 3.384634386401159e+000 | 1.4783e-07 |  | 3.384634386401159e+000 | 1.5277e-07 |  | 3.384634386401159e+000 | 1.5114e-07 |  | 3.387 | 4.9501e-06 | 33.8721 | 4.9501e-06
3.386981249450109e+000 | 1.4616e-07 | 3.387 | 3.386981249450109e+000 | 1.4785e-07 |  | 3.386981249450109e+000 | 1.5281e-07 |  | 3.386981249450109e+000 | 1.5117e-07 |  | 3.3893 | 4.9495e-06 | 33.8626 | 4.9495e-06
3.389329739784473e+000 | 1.4619e-07 | 3.3893 | 3.389329739784473e+000 | 1.4788e-07 |  | 3.389329739784473e+000 | 1.5285e-07 |  | 3.389329739784473e+000 | 1.5121e-07 |  | 3.3917 | 4.9489e-06 | 33.853 | 4.9489e-06
3.391679858532592e+000 | 1.4621e-07 | 3.3917 | 3.391679858532592e+000 | 1.4791e-07 |  | 3.391679858532592e+000 | 1.5288e-07 |  | 3.391679858532592e+000 | 1.5124e-07 |  | 3.394 | 4.9483e-06 | 33.8434 | 4.9483e-06
3.394031606823586e+000 | 1.4624e-07 | 3.394 | 3.394031606823586e+000 | 1.4794e-07 |  | 3.394031606823586e+000 | 1.5292e-07 |  | 3.394031606823586e+000 | 1.5128e-07 |  | 3.3964 | 4.9477e-06 | 33.8338 | 4.9477e-06
3.396384985787359e+000 | 1.4626e-07 | 3.3964 | 3.396384985787359e+000 | 1.4796e-07 |  | 3.396384985787359e+000 | 1.5296e-07 |  | 3.396384985787359e+000 | 1.5131e-07 |  | 3.3987 | 4.9471e-06 | 33.8241 | 4.9471e-06
3.398739996554602e+000 | 1.4628e-07 | 3.3987 | 3.398739996554602e+000 | 1.4799e-07 |  | 3.398739996554602e+000 | 1.53e-07 |  | 3.398739996554602e+000 | 1.5135e-07 |  | 3.4011 | 4.9465e-06 | 33.8145 | 4.9465e-06
3.401096640256784e+000 | 1.4631e-07 | 3.4011 | 3.401096640256784e+000 | 1.4802e-07 |  | 3.401096640256784e+000 | 1.5304e-07 |  | 3.401096640256784e+000 | 1.5138e-07 |  | 3.4035 | 4.9459e-06 | 33.8049 | 4.9459e-06
3.403454918026163e+000 | 1.4633e-07 | 3.4035 | 3.403454918026163e+000 | 1.4805e-07 |  | 3.403454918026163e+000 | 1.5308e-07 |  | 3.403454918026163e+000 | 1.5142e-07 |  | 3.4058 | 4.9453e-06 | 33.7952 | 4.9453e-06
3.405814830995781e+000 | 1.4636e-07 | 3.4058 | 3.405814830995781e+000 | 1.4807e-07 |  | 3.405814830995781e+000 | 1.5311e-07 |  | 3.405814830995781e+000 | 1.5145e-07 |  | 3.4082 | 4.9447e-06 | 33.7856 | 4.9447e-06
3.408176380299464e+000 | 1.4638e-07 | 3.4082 | 3.408176380299464e+000 | 1.481e-07 |  | 3.408176380299464e+000 | 1.5315e-07 |  | 3.408176380299464e+000 | 1.5149e-07 |  | 3.4105 | 4.9441e-06 | 33.7759 | 4.9441e-06
3.410539567071827e+000 | 1.464e-07 | 3.4105 | 3.410539567071827e+000 | 1.4813e-07 |  | 3.410539567071827e+000 | 1.5319e-07 |  | 3.410539567071827e+000 | 1.5152e-07 |  | 3.4129 | 4.9435e-06 | 33.7663 | 4.9435e-06
3.412904392448270e+000 | 1.4643e-07 | 3.4129 | 3.412904392448270e+000 | 1.4816e-07 |  | 3.412904392448270e+000 | 1.5323e-07 |  | 3.412904392448270e+000 | 1.5156e-07 |  | 3.4153 | 4.9429e-06 | 33.7566 | 4.9429e-06
3.415270857564980e+000 | 1.4645e-07 | 3.4153 | 3.415270857564980e+000 | 1.4819e-07 |  | 3.415270857564980e+000 | 1.5327e-07 |  | 3.415270857564980e+000 | 1.5159e-07 |  | 3.4176 | 4.9424e-06 | 33.7469 | 4.9424e-06
3.417638963558933e+000 | 1.4648e-07 | 3.4176 | 3.417638963558933e+000 | 1.4821e-07 |  | 3.417638963558933e+000 | 1.5331e-07 |  | 3.417638963558933e+000 | 1.5163e-07 |  | 3.42 | 4.9418e-06 | 33.7372 | 4.9418e-06
3.420008711567891e+000 | 1.465e-07 | 3.42 | 3.420008711567891e+000 | 1.4824e-07 |  | 3.420008711567891e+000 | 1.5335e-07 |  | 3.420008711567891e+000 | 1.5166e-07 |  | 3.4224 | 4.9412e-06 | 33.7275 | 4.9412e-06
3.422380102730409e+000 | 1.4653e-07 | 3.4224 | 3.422380102730409e+000 | 1.4827e-07 |  | 3.422380102730409e+000 | 1.5339e-07 |  | 3.422380102730409e+000 | 1.517e-07 |  | 3.4248 | 4.9406e-06 | 33.7178 | 4.9406e-06
3.424753138185828e+000 | 1.4655e-07 | 3.4248 | 3.424753138185828e+000 | 1.483e-07 |  | 3.424753138185828e+000 | 1.5343e-07 |  | 3.424753138185828e+000 | 1.5174e-07 |  | 3.4271 | 4.94e-06 | 33.7081 | 4.94e-06
3.427127819074280e+000 | 1.4658e-07 | 3.4271 | 3.427127819074280e+000 | 1.4833e-07 |  | 3.427127819074280e+000 | 1.5346e-07 |  | 3.427127819074280e+000 | 1.5177e-07 |  | 3.4295 | 4.9394e-06 | 33.6983 | 4.9394e-06
3.429504146536687e+000 | 1.466e-07 | 3.4295 | 3.429504146536687e+000 | 1.4836e-07 |  | 3.429504146536687e+000 | 1.535e-07 |  | 3.429504146536687e+000 | 1.5181e-07 |  | 3.4319 | 4.9388e-06 | 33.6886 | 4.9388e-06
3.431882121714764e+000 | 1.4663e-07 | 3.4319 | 3.431882121714764e+000 | 1.4839e-07 |  | 3.431882121714764e+000 | 1.5354e-07 |  | 3.431882121714764e+000 | 1.5184e-07 |  | 3.4343 | 4.9382e-06 | 33.6788 | 4.9382e-06
3.434261745751015e+000 | 1.4665e-07 | 3.4343 | 3.434261745751015e+000 | 1.4842e-07 |  | 3.434261745751015e+000 | 1.5358e-07 |  | 3.434261745751015e+000 | 1.5188e-07 |  | 3.4366 | 4.9376e-06 | 33.6691 | 4.9376e-06
3.436643019788740e+000 | 1.4668e-07 | 3.4366 | 3.436643019788740e+000 | 1.4844e-07 |  | 3.436643019788740e+000 | 1.5362e-07 |  | 3.436643019788740e+000 | 1.5192e-07 |  | 3.439 | 4.937e-06 | 33.6593 | 4.937e-06
3.439025944972026e+000 | 1.467e-07 | 3.439 | 3.439025944972026e+000 | 1.4847e-07 |  | 3.439025944972026e+000 | 1.5366e-07 |  | 3.439025944972026e+000 | 1.5195e-07 |  | 3.4414 | 4.9365e-06 | 33.6495 | 4.9365e-06
3.441410522445759e+000 | 1.4673e-07 | 3.4414 | 3.441410522445759e+000 | 1.485e-07 |  | 3.441410522445759e+000 | 1.537e-07 |  | 3.441410522445759e+000 | 1.5199e-07 |  | 3.4438 | 4.9359e-06 | 33.6397 | 4.9359e-06
3.443796753355616e+000 | 1.4675e-07 | 3.4438 | 3.443796753355616e+000 | 1.4853e-07 |  | 3.443796753355616e+000 | 1.5374e-07 |  | 3.443796753355616e+000 | 1.5203e-07 |  | 3.4462 | 4.9353e-06 | 33.6299 | 4.9353e-06
3.446184638848069e+000 | 1.4678e-07 | 3.4462 | 3.446184638848069e+000 | 1.4856e-07 |  | 3.446184638848069e+000 | 1.5378e-07 |  | 3.446184638848069e+000 | 1.5206e-07 |  | 3.4486 | 4.9347e-06 | 33.6201 | 4.9347e-06
3.448574180070384e+000 | 1.468e-07 | 3.4486 | 3.448574180070384e+000 | 1.4859e-07 |  | 3.448574180070384e+000 | 1.5382e-07 |  | 3.448574180070384e+000 | 1.521e-07 |  | 3.451 | 4.9341e-06 | 33.6103 | 4.9341e-06
3.450965378170624e+000 | 1.4683e-07 | 3.451 | 3.450965378170624e+000 | 1.4862e-07 |  | 3.450965378170624e+000 | 1.5386e-07 |  | 3.450965378170624e+000 | 1.5214e-07 |  | 3.4534 | 4.9335e-06 | 33.6005 | 4.9335e-06
3.453358234297648e+000 | 1.4685e-07 | 3.4534 | 3.453358234297648e+000 | 1.4865e-07 |  | 3.453358234297648e+000 | 1.539e-07 |  | 3.453358234297648e+000 | 1.5217e-07 |  | 3.4558 | 4.9329e-06 | 33.5906 | 4.9329e-06
3.455752749601109e+000 | 1.4688e-07 | 3.4558 | 3.455752749601109e+000 | 1.4868e-07 |  | 3.455752749601109e+000 | 1.5394e-07 |  | 3.455752749601109e+000 | 1.5221e-07 |  | 3.4581 | 4.9324e-06 | 33.5808 | 4.9324e-06
3.458148925231461e+000 | 1.4691e-07 | 3.4581 | 3.458148925231461e+000 | 1.4871e-07 |  | 3.458148925231461e+000 | 1.5399e-07 |  | 3.458148925231461e+000 | 1.5225e-07 |  | 3.4605 | 4.9318e-06 | 33.5709 | 4.9318e-06
3.460546762339953e+000 | 1.4693e-07 | 3.4605 | 3.460546762339953e+000 | 1.4874e-07 |  | 3.460546762339953e+000 | 1.5403e-07 |  | 3.460546762339953e+000 | 1.5228e-07 |  | 3.4629 | 4.9312e-06 | 33.5611 | 4.9312e-06
3.462946262078634e+000 | 1.4696e-07 | 3.4629 | 3.462946262078634e+000 | 1.4877e-07 |  | 3.462946262078634e+000 | 1.5407e-07 |  | 3.462946262078634e+000 | 1.5232e-07 |  | 3.4653 | 4.9306e-06 | 33.5512 | 4.9306e-06
3.465347425600350e+000 | 1.4698e-07 | 3.4653 | 3.465347425600350e+000 | 1.488e-07 |  | 3.465347425600350e+000 | 1.5411e-07 |  | 3.465347425600350e+000 | 1.5236e-07 |  | 3.4678 | 4.93e-06 | 33.5413 | 4.93e-06
3.467750254058747e+000 | 1.4701e-07 | 3.4678 | 3.467750254058747e+000 | 1.4883e-07 |  | 3.467750254058747e+000 | 1.5415e-07 |  | 3.467750254058747e+000 | 1.524e-07 |  | 3.4702 | 4.9294e-06 | 33.5314 | 4.9294e-06
3.470154748608272e+000 | 1.4704e-07 | 3.4702 | 3.470154748608272e+000 | 1.4886e-07 |  | 3.470154748608272e+000 | 1.5419e-07 |  | 3.470154748608272e+000 | 1.5243e-07 |  | 3.4726 | 4.9289e-06 | 33.5215 | 4.9289e-06
3.472560910404172e+000 | 1.4706e-07 | 3.4726 | 3.472560910404172e+000 | 1.4889e-07 |  | 3.472560910404172e+000 | 1.5423e-07 |  | 3.472560910404172e+000 | 1.5247e-07 |  | 3.475 | 4.9283e-06 | 33.5116 | 4.9283e-06
3.474968740602494e+000 | 1.4709e-07 | 3.475 | 3.474968740602494e+000 | 1.4892e-07 |  | 3.474968740602494e+000 | 1.5427e-07 |  | 3.474968740602494e+000 | 1.5251e-07 |  | 3.4774 | 4.9277e-06 | 33.5017 | 4.9277e-06
3.477378240360087e+000 | 1.4711e-07 | 3.4774 | 3.477378240360087e+000 | 1.4895e-07 |  | 3.477378240360087e+000 | 1.5431e-07 |  | 3.477378240360087e+000 | 1.5255e-07 |  | 3.4798 | 4.9271e-06 | 33.4918 | 4.9271e-06
3.479789410834604e+000 | 1.4714e-07 | 3.4798 | 3.479789410834604e+000 | 1.4898e-07 |  | 3.479789410834604e+000 | 1.5436e-07 |  | 3.479789410834604e+000 | 1.5258e-07 |  | 3.4822 | 4.9265e-06 | 33.4818 | 4.9265e-06
3.482202253184497e+000 | 1.4717e-07 | 3.4822 | 3.482202253184497e+000 | 1.4901e-07 |  | 3.482202253184497e+000 | 1.544e-07 |  | 3.482202253184497e+000 | 1.5262e-07 |  | 3.4846 | 4.9259e-06 | 33.4719 | 4.9259e-06
3.484616768569025e+000 | 1.4719e-07 | 3.4846 | 3.484616768569025e+000 | 1.4904e-07 |  | 3.484616768569025e+000 | 1.5444e-07 |  | 3.484616768569025e+000 | 1.5266e-07 |  | 3.487 | 4.9254e-06 | 33.4619 | 4.9254e-06
3.487032958148249e+000 | 1.4722e-07 | 3.487 | 3.487032958148249e+000 | 1.4907e-07 |  | 3.487032958148249e+000 | 1.5448e-07 |  | 3.487032958148249e+000 | 1.527e-07 |  | 3.4895 | 4.9248e-06 | 33.4519 | 4.9248e-06
3.489450823083035e+000 | 1.4725e-07 | 3.4895 | 3.489450823083035e+000 | 1.491e-07 |  | 3.489450823083035e+000 | 1.5452e-07 |  | 3.489450823083035e+000 | 1.5274e-07 |  | 3.4919 | 4.9242e-06 | 33.442 | 4.9242e-06
3.491870364535052e+000 | 1.4727e-07 | 3.4919 | 3.491870364535052e+000 | 1.4913e-07 |  | 3.491870364535052e+000 | 1.5457e-07 |  | 3.491870364535052e+000 | 1.5278e-07 |  | 3.4943 | 4.9236e-06 | 33.432 | 4.9236e-06
3.494291583666778e+000 | 1.473e-07 | 3.4943 | 3.494291583666778e+000 | 1.4916e-07 |  | 3.494291583666778e+000 | 1.5461e-07 |  | 3.494291583666778e+000 | 1.5281e-07 |  | 3.4967 | 4.923e-06 | 33.422 | 4.923e-06
3.496714481641493e+000 | 1.4733e-07 | 3.4967 | 3.496714481641493e+000 | 1.4919e-07 |  | 3.496714481641493e+000 | 1.5465e-07 |  | 3.496714481641493e+000 | 1.5285e-07 |  | 3.4991 | 4.9225e-06 | 33.412 | 4.9225e-06
3.499139059623288e+000 | 1.4735e-07 | 3.4991 | 3.499139059623288e+000 | 1.4922e-07 |  | 3.499139059623288e+000 | 1.5469e-07 |  | 3.499139059623288e+000 | 1.5289e-07 |  | 3.5016 | 4.9219e-06 | 33.402 | 4.9219e-06
3.501565318777057e+000 | 1.4738e-07 | 3.5016 | 3.501565318777057e+000 | 1.4925e-07 |  | 3.501565318777057e+000 | 1.5474e-07 |  | 3.501565318777057e+000 | 1.5293e-07 |  | 3.504 | 4.9213e-06 | 33.392 | 4.9213e-06
3.503993260268504e+000 | 1.4741e-07 | 3.504 | 3.503993260268504e+000 | 1.4928e-07 |  | 3.503993260268504e+000 | 1.5478e-07 |  | 3.503993260268504e+000 | 1.5297e-07 |  | 3.5064 | 4.9207e-06 | 33.3819 | 4.9207e-06
3.506422885264141e+000 | 1.4743e-07 | 3.5064 | 3.506422885264141e+000 | 1.4931e-07 |  | 3.506422885264141e+000 | 1.5482e-07 |  | 3.506422885264141e+000 | 1.5301e-07 |  | 3.5089 | 4.9201e-06 | 33.3719 | 4.9201e-06
3.508854194931289e+000 | 1.4746e-07 | 3.5089 | 3.508854194931289e+000 | 1.4935e-07 |  | 3.508854194931289e+000 | 1.5486e-07 |  | 3.508854194931289e+000 | 1.5305e-07 |  | 3.5113 | 4.9196e-06 | 33.3618 | 4.9196e-06
3.511287190438078e+000 | 1.4749e-07 | 3.5113 | 3.511287190438078e+000 | 1.4938e-07 |  | 3.511287190438078e+000 | 1.5491e-07 |  | 3.511287190438078e+000 | 1.5309e-07 |  | 3.5137 | 4.919e-06 | 33.3518 | 4.919e-06
3.513721872953447e+000 | 1.4752e-07 | 3.5137 | 3.513721872953447e+000 | 1.4941e-07 |  | 3.513721872953447e+000 | 1.5495e-07 |  | 3.513721872953447e+000 | 1.5313e-07 |  | 3.5162 | 4.9184e-06 | 33.3417 | 4.9184e-06
3.516158243647149e+000 | 1.4754e-07 | 3.5162 | 3.516158243647149e+000 | 1.4944e-07 |  | 3.516158243647149e+000 | 1.5499e-07 |  | 3.516158243647149e+000 | 1.5316e-07 |  | 3.5186 | 4.9178e-06 | 33.3316 | 4.9178e-06
3.518596303689743e+000 | 1.4757e-07 | 3.5186 | 3.518596303689743e+000 | 1.4947e-07 |  | 3.518596303689743e+000 | 1.5504e-07 |  | 3.518596303689743e+000 | 1.532e-07 |  | 3.521 | 4.9173e-06 | 33.3216 | 4.9173e-06
3.521036054252604e+000 | 1.476e-07 | 3.521 | 3.521036054252604e+000 | 1.495e-07 |  | 3.521036054252604e+000 | 1.5508e-07 |  | 3.521036054252604e+000 | 1.5324e-07 |  | 3.5235 | 4.9167e-06 | 33.3115 | 4.9167e-06
3.523477496507917e+000 | 1.4762e-07 | 3.5235 | 3.523477496507917e+000 | 1.4953e-07 |  | 3.523477496507917e+000 | 1.5512e-07 |  | 3.523477496507917e+000 | 1.5328e-07 |  | 3.5259 | 4.9161e-06 | 33.3014 | 4.9161e-06
3.525920631628681e+000 | 1.4765e-07 | 3.5259 | 3.525920631628681e+000 | 1.4957e-07 |  | 3.525920631628681e+000 | 1.5517e-07 |  | 3.525920631628681e+000 | 1.5332e-07 |  | 3.5284 | 4.9155e-06 | 33.2912 | 4.9155e-06
3.528365460788706e+000 | 1.4768e-07 | 3.5284 | 3.528365460788706e+000 | 1.496e-07 |  | 3.528365460788706e+000 | 1.5521e-07 |  | 3.528365460788706e+000 | 1.5336e-07 |  | 3.5308 | 4.915e-06 | 33.2811 | 4.915e-06
3.530811985162620e+000 | 1.4771e-07 | 3.5308 | 3.530811985162620e+000 | 1.4963e-07 |  | 3.530811985162620e+000 | 1.5525e-07 |  | 3.530811985162620e+000 | 1.534e-07 |  | 3.5333 | 4.9144e-06 | 33.271 | 4.9144e-06
3.533260205925861e+000 | 1.4774e-07 | 3.5333 | 3.533260205925861e+000 | 1.4966e-07 |  | 3.533260205925861e+000 | 1.553e-07 |  | 3.533260205925861e+000 | 1.5344e-07 |  | 3.5357 | 4.9138e-06 | 33.2609 | 4.9138e-06
3.535710124254685e+000 | 1.4776e-07 | 3.5357 | 3.535710124254685e+000 | 1.4969e-07 |  | 3.535710124254685e+000 | 1.5534e-07 |  | 3.535710124254685e+000 | 1.5348e-07 |  | 3.5382 | 4.9132e-06 | 33.2507 | 4.9132e-06
3.538161741326163e+000 | 1.4779e-07 | 3.5382 | 3.538161741326163e+000 | 1.4973e-07 |  | 3.538161741326163e+000 | 1.5539e-07 |  | 3.538161741326163e+000 | 1.5352e-07 |  | 3.5406 | 4.9127e-06 | 33.2405 | 4.9127e-06
3.540615058318181e+000 | 1.4782e-07 | 3.5406 | 3.540615058318181e+000 | 1.4976e-07 |  | 3.540615058318181e+000 | 1.5543e-07 |  | 3.540615058318181e+000 | 1.5356e-07 |  | 3.5431 | 4.9121e-06 | 33.2304 | 4.9121e-06
3.543070076409443e+000 | 1.4785e-07 | 3.5431 | 3.543070076409443e+000 | 1.4979e-07 |  | 3.543070076409443e+000 | 1.5548e-07 |  | 3.543070076409443e+000 | 1.536e-07 |  | 3.5455 | 4.9115e-06 | 33.2202 | 4.9115e-06
3.545526796779470e+000 | 1.4788e-07 | 3.5455 | 3.545526796779470e+000 | 1.4982e-07 |  | 3.545526796779470e+000 | 1.5552e-07 |  | 3.545526796779470e+000 | 1.5364e-07 |  | 3.548 | 4.9109e-06 | 33.21 | 4.9109e-06
3.547985220608600e+000 | 1.479e-07 | 3.548 | 3.547985220608600e+000 | 1.4986e-07 |  | 3.547985220608600e+000 | 1.5556e-07 |  | 3.547985220608600e+000 | 1.5368e-07 |  | 3.5504 | 4.9104e-06 | 33.1998 | 4.9104e-06
3.550445349077992e+000 | 1.4793e-07 | 3.5504 | 3.550445349077992e+000 | 1.4989e-07 |  | 3.550445349077992e+000 | 1.5561e-07 |  | 3.550445349077992e+000 | 1.5373e-07 |  | 3.5529 | 4.9098e-06 | 33.1896 | 4.9098e-06
3.552907183369620e+000 | 1.4796e-07 | 3.5529 | 3.552907183369620e+000 | 1.4992e-07 |  | 3.552907183369620e+000 | 1.5565e-07 |  | 3.552907183369620e+000 | 1.5377e-07 |  | 3.5554 | 4.9092e-06 | 33.1794 | 4.9092e-06
3.555370724666281e+000 | 1.4799e-07 | 3.5554 | 3.555370724666281e+000 | 1.4995e-07 |  | 3.555370724666281e+000 | 1.557e-07 |  | 3.555370724666281e+000 | 1.5381e-07 |  | 3.5578 | 4.9086e-06 | 33.1692 | 4.9086e-06
3.557835974151591e+000 | 1.4802e-07 | 3.5578 | 3.557835974151591e+000 | 1.4999e-07 |  | 3.557835974151591e+000 | 1.5574e-07 |  | 3.557835974151591e+000 | 1.5385e-07 |  | 3.5603 | 4.9081e-06 | 33.1589 | 4.9081e-06
3.560302933009986e+000 | 1.4805e-07 | 3.5603 | 3.560302933009986e+000 | 1.5002e-07 |  | 3.560302933009986e+000 | 1.5579e-07 |  | 3.560302933009986e+000 | 1.5389e-07 |  | 3.5628 | 4.9075e-06 | 33.1487 | 4.9075e-06
3.562771602426724e+000 | 1.4807e-07 | 3.5628 | 3.562771602426724e+000 | 1.5005e-07 |  | 3.562771602426724e+000 | 1.5583e-07 |  | 3.562771602426724e+000 | 1.5393e-07 |  | 3.5652 | 4.9069e-06 | 33.1384 | 4.9069e-06
3.565241983587885e+000 | 1.481e-07 | 3.5652 | 3.565241983587885e+000 | 1.5008e-07 |  | 3.565241983587885e+000 | 1.5588e-07 |  | 3.565241983587885e+000 | 1.5397e-07 |  | 3.5677 | 4.9064e-06 | 33.1282 | 4.9064e-06
3.567714077680371e+000 | 1.4813e-07 | 3.5677 | 3.567714077680371e+000 | 1.5012e-07 |  | 3.567714077680371e+000 | 1.5592e-07 |  | 3.567714077680371e+000 | 1.5401e-07 |  | 3.5702 | 4.9058e-06 | 33.1179 | 4.9058e-06
3.570187885891907e+000 | 1.4816e-07 | 3.5702 | 3.570187885891907e+000 | 1.5015e-07 |  | 3.570187885891907e+000 | 1.5597e-07 |  | 3.570187885891907e+000 | 1.5406e-07 |  | 3.5727 | 4.9052e-06 | 33.1076 | 4.9052e-06
3.572663409411042e+000 | 1.4819e-07 | 3.5727 | 3.572663409411042e+000 | 1.5018e-07 |  | 3.572663409411042e+000 | 1.5602e-07 |  | 3.572663409411042e+000 | 1.541e-07 |  | 3.5751 | 4.9047e-06 | 33.0973 | 4.9047e-06
3.575140649427148e+000 | 1.4822e-07 | 3.5751 | 3.575140649427148e+000 | 1.5022e-07 |  | 3.575140649427148e+000 | 1.5606e-07 |  | 3.575140649427148e+000 | 1.5414e-07 |  | 3.5776 | 4.9041e-06 | 33.087 | 4.9041e-06
3.577619607130423e+000 | 1.4825e-07 | 3.5776 | 3.577619607130423e+000 | 1.5025e-07 |  | 3.577619607130423e+000 | 1.5611e-07 |  | 3.577619607130423e+000 | 1.5418e-07 |  | 3.5801 | 4.9035e-06 | 33.0767 | 4.9035e-06
3.580100283711890e+000 | 1.4828e-07 | 3.5801 | 3.580100283711890e+000 | 1.5028e-07 |  | 3.580100283711890e+000 | 1.5615e-07 |  | 3.580100283711890e+000 | 1.5422e-07 |  | 3.5826 | 4.9029e-06 | 33.0664 | 4.9029e-06
3.582582680363398e+000 | 1.483e-07 | 3.5826 | 3.582582680363398e+000 | 1.5032e-07 |  | 3.582582680363398e+000 | 1.562e-07 |  | 3.582582680363398e+000 | 1.5426e-07 |  | 3.5851 | 4.9024e-06 | 33.0561 | 4.9024e-06
3.585066798277620e+000 | 1.4833e-07 | 3.5851 | 3.585066798277620e+000 | 1.5035e-07 |  | 3.585066798277620e+000 | 1.5625e-07 |  | 3.585066798277620e+000 | 1.5431e-07 |  | 3.5876 | 4.9018e-06 | 33.0458 | 4.9018e-06
3.587552638648060e+000 | 1.4836e-07 | 3.5876 | 3.587552638648060e+000 | 1.5038e-07 |  | 3.587552638648060e+000 | 1.5629e-07 |  | 3.587552638648060e+000 | 1.5435e-07 |  | 3.59 | 4.9012e-06 | 33.0354 | 4.9012e-06
3.590040202669046e+000 | 1.4839e-07 | 3.59 | 3.590040202669046e+000 | 1.5042e-07 |  | 3.590040202669046e+000 | 1.5634e-07 |  | 3.590040202669046e+000 | 1.5439e-07 |  | 3.5925 | 4.9007e-06 | 33.0251 | 4.9007e-06
3.592529491535737e+000 | 1.4842e-07 | 3.5925 | 3.592529491535737e+000 | 1.5045e-07 |  | 3.592529491535737e+000 | 1.5639e-07 |  | 3.592529491535737e+000 | 1.5443e-07 |  | 3.595 | 4.9001e-06 | 33.0147 | 4.9001e-06
3.595020506444119e+000 | 1.4845e-07 | 3.595 | 3.595020506444119e+000 | 1.5049e-07 |  | 3.595020506444119e+000 | 1.5643e-07 |  | 3.595020506444119e+000 | 1.5448e-07 |  | 3.5975 | 4.8995e-06 | 33.0043 | 4.8995e-06
3.597513248591008e+000 | 1.4848e-07 | 3.5975 | 3.597513248591008e+000 | 1.5052e-07 |  | 3.597513248591008e+000 | 1.5648e-07 |  | 3.597513248591008e+000 | 1.5452e-07 |  | 3.6 | 4.899e-06 | 32.994 | 4.899e-06
3.600007719174049e+000 | 1.4851e-07 | 3.6 | 3.600007719174049e+000 | 1.5055e-07 |  | 3.600007719174049e+000 | 1.5653e-07 |  | 3.600007719174049e+000 | 1.5456e-07 |  | 3.6025 | 4.8984e-06 | 32.9836 | 4.8984e-06
3.602503919391717e+000 | 1.4854e-07 | 3.6025 | 3.602503919391717e+000 | 1.5059e-07 |  | 3.602503919391717e+000 | 1.5657e-07 |  | 3.602503919391717e+000 | 1.546e-07 |  | 3.605 | 4.8978e-06 | 32.9732 | 4.8978e-06
3.605001850443321e+000 | 1.4857e-07 | 3.605 | 3.605001850443321e+000 | 1.5062e-07 |  | 3.605001850443321e+000 | 1.5662e-07 |  | 3.605001850443321e+000 | 1.5465e-07 |  | 3.6075 | 4.8973e-06 | 32.9628 | 4.8973e-06
3.607501513528999e+000 | 1.486e-07 | 3.6075 | 3.607501513528999e+000 | 1.5066e-07 |  | 3.607501513528999e+000 | 1.5667e-07 |  | 3.607501513528999e+000 | 1.5469e-07 |  | 3.61 | 4.8967e-06 | 32.9523 | 4.8967e-06
3.610002909849721e+000 | 1.4863e-07 | 3.61 | 3.610002909849721e+000 | 1.5069e-07 |  | 3.610002909849721e+000 | 1.5671e-07 |  | 3.610002909849721e+000 | 1.5473e-07 |  | 3.6125 | 4.8962e-06 | 32.9419 | 4.8962e-06
3.612506040607290e+000 | 1.4866e-07 | 3.6125 | 3.612506040607290e+000 | 1.5073e-07 |  | 3.612506040607290e+000 | 1.5676e-07 |  | 3.612506040607290e+000 | 1.5478e-07 |  | 3.615 | 4.8956e-06 | 32.9315 | 4.8956e-06
3.615010907004344e+000 | 1.4869e-07 | 3.615 | 3.615010907004344e+000 | 1.5076e-07 |  | 3.615010907004344e+000 | 1.5681e-07 |  | 3.615010907004344e+000 | 1.5482e-07 |  | 3.6175 | 4.895e-06 | 32.921 | 4.895e-06
3.617517510244353e+000 | 1.4872e-07 | 3.6175 | 3.617517510244353e+000 | 1.508e-07 |  | 3.617517510244353e+000 | 1.5686e-07 |  | 3.617517510244353e+000 | 1.5486e-07 |  | 3.62 | 4.8945e-06 | 32.9106 | 4.8945e-06
3.620025851531622e+000 | 1.4875e-07 | 3.62 | 3.620025851531622e+000 | 1.5083e-07 |  | 3.620025851531622e+000 | 1.5691e-07 |  | 3.620025851531622e+000 | 1.5491e-07 |  | 3.6225 | 4.8939e-06 | 32.9001 | 4.8939e-06
3.622535932071292e+000 | 1.4878e-07 | 3.6225 | 3.622535932071292e+000 | 1.5086e-07 |  | 3.622535932071292e+000 | 1.5695e-07 |  | 3.622535932071292e+000 | 1.5495e-07 |  | 3.625 | 4.8933e-06 | 32.8897 | 4.8933e-06
3.625047753069338e+000 | 1.4881e-07 | 3.625 | 3.625047753069338e+000 | 1.509e-07 |  | 3.625047753069338e+000 | 1.57e-07 |  | 3.625047753069338e+000 | 1.5499e-07 |  | 3.6276 | 4.8928e-06 | 32.8792 | 4.8928e-06
3.627561315732573e+000 | 1.4884e-07 | 3.6276 | 3.627561315732573e+000 | 1.5093e-07 |  | 3.627561315732573e+000 | 1.5705e-07 |  | 3.627561315732573e+000 | 1.5504e-07 |  | 3.6301 | 4.8922e-06 | 32.8687 | 4.8922e-06
3.630076621268644e+000 | 1.4887e-07 | 3.6301 | 3.630076621268644e+000 | 1.5097e-07 |  | 3.630076621268644e+000 | 1.571e-07 |  | 3.630076621268644e+000 | 1.5508e-07 |  | 3.6326 | 4.8916e-06 | 32.8582 | 4.8916e-06
3.632593670886039e+000 | 1.489e-07 | 3.6326 | 3.632593670886039e+000 | 1.51e-07 |  | 3.632593670886039e+000 | 1.5715e-07 |  | 3.632593670886039e+000 | 1.5513e-07 |  | 3.6351 | 4.8911e-06 | 32.8477 | 4.8911e-06
3.635112465794081e+000 | 1.4893e-07 | 3.6351 | 3.635112465794081e+000 | 1.5104e-07 |  | 3.635112465794081e+000 | 1.5719e-07 |  | 3.635112465794081e+000 | 1.5517e-07 |  | 3.6376 | 4.8905e-06 | 32.8372 | 4.8905e-06
3.637633007202933e+000 | 1.4896e-07 | 3.6376 | 3.637633007202933e+000 | 1.5108e-07 |  | 3.637633007202933e+000 | 1.5724e-07 |  | 3.637633007202933e+000 | 1.5521e-07 |  | 3.6402 | 4.89e-06 | 32.8267 | 4.89e-06
3.640155296323597e+000 | 1.4899e-07 | 3.6402 | 3.640155296323597e+000 | 1.5111e-07 |  | 3.640155296323597e+000 | 1.5729e-07 |  | 3.640155296323597e+000 | 1.5526e-07 |  | 3.6427 | 4.8894e-06 | 32.8161 | 4.8894e-06
3.642679334367914e+000 | 1.4902e-07 | 3.6427 | 3.642679334367914e+000 | 1.5115e-07 |  | 3.642679334367914e+000 | 1.5734e-07 |  | 3.642679334367914e+000 | 1.553e-07 |  | 3.6452 | 4.8888e-06 | 32.8056 | 4.8888e-06
3.645205122548567e+000 | 1.4906e-07 | 3.6452 | 3.645205122548567e+000 | 1.5118e-07 |  | 3.645205122548567e+000 | 1.5739e-07 |  | 3.645205122548567e+000 | 1.5535e-07 |  | 3.6477 | 4.8883e-06 | 32.795 | 4.8883e-06
3.647732662079076e+000 | 1.4909e-07 | 3.6477 | 3.647732662079076e+000 | 1.5122e-07 |  | 3.647732662079076e+000 | 1.5744e-07 |  | 3.647732662079076e+000 | 1.5539e-07 |  | 3.6503 | 4.8877e-06 | 32.7845 | 4.8877e-06
3.650261954173808e+000 | 1.4912e-07 | 3.6503 | 3.650261954173808e+000 | 1.5125e-07 |  | 3.650261954173808e+000 | 1.5749e-07 |  | 3.650261954173808e+000 | 1.5544e-07 |  | 3.6528 | 4.8872e-06 | 32.7739 | 4.8872e-06
3.652793000047967e+000 | 1.4915e-07 | 3.6528 | 3.652793000047967e+000 | 1.5129e-07 |  | 3.652793000047967e+000 | 1.5754e-07 |  | 3.652793000047967e+000 | 1.5548e-07 |  | 3.6553 | 4.8866e-06 | 32.7633 | 4.8866e-06
3.655325800917603e+000 | 1.4918e-07 | 3.6553 | 3.655325800917603e+000 | 1.5133e-07 |  | 3.655325800917603e+000 | 1.5759e-07 |  | 3.655325800917603e+000 | 1.5553e-07 |  | 3.6579 | 4.886e-06 | 32.7527 | 4.886e-06
3.657860357999606e+000 | 1.4921e-07 | 3.6579 | 3.657860357999606e+000 | 1.5136e-07 |  | 3.657860357999606e+000 | 1.5764e-07 |  | 3.657860357999606e+000 | 1.5557e-07 |  | 3.6604 | 4.8855e-06 | 32.7421 | 4.8855e-06
3.660396672511714e+000 | 1.4924e-07 | 3.6604 | 3.660396672511714e+000 | 1.514e-07 |  | 3.660396672511714e+000 | 1.5769e-07 |  | 3.660396672511714e+000 | 1.5562e-07 |  | 3.6629 | 4.8849e-06 | 32.7315 | 4.8849e-06
3.662934745672505e+000 | 1.4927e-07 | 3.6629 | 3.662934745672505e+000 | 1.5143e-07 |  | 3.662934745672505e+000 | 1.5774e-07 |  | 3.662934745672505e+000 | 1.5566e-07 |  | 3.6655 | 4.8844e-06 | 32.7209 | 4.8844e-06
3.665474578701406e+000 | 1.4931e-07 | 3.6655 | 3.665474578701406e+000 | 1.5147e-07 |  | 3.665474578701406e+000 | 1.5779e-07 |  | 3.665474578701406e+000 | 1.5571e-07 |  | 3.668 | 4.8838e-06 | 32.7103 | 4.8838e-06
3.668016172818685e+000 | 1.4934e-07 | 3.668 | 3.668016172818685e+000 | 1.5151e-07 |  | 3.668016172818685e+000 | 1.5784e-07 |  | 3.668016172818685e+000 | 1.5575e-07 |  | 3.6706 | 4.8833e-06 | 32.6997 | 4.8833e-06
3.670559529245461e+000 | 1.4937e-07 | 3.6706 | 3.670559529245461e+000 | 1.5154e-07 |  | 3.670559529245461e+000 | 1.5789e-07 |  | 3.670559529245461e+000 | 1.558e-07 |  | 3.6731 | 4.8827e-06 | 32.689 | 4.8827e-06
3.673104649203696e+000 | 1.494e-07 | 3.6731 | 3.673104649203696e+000 | 1.5158e-07 |  | 3.673104649203696e+000 | 1.5794e-07 |  | 3.673104649203696e+000 | 1.5585e-07 |  | 3.6757 | 4.8821e-06 | 32.6783 | 4.8821e-06
3.675651533916200e+000 | 1.4943e-07 | 3.6757 | 3.675651533916200e+000 | 1.5162e-07 |  | 3.675651533916200e+000 | 1.5799e-07 |  | 3.675651533916200e+000 | 1.5589e-07 |  | 3.6782 | 4.8816e-06 | 32.6677 | 4.8816e-06
3.678200184606633e+000 | 1.4946e-07 | 3.6782 | 3.678200184606633e+000 | 1.5165e-07 |  | 3.678200184606633e+000 | 1.5804e-07 |  | 3.678200184606633e+000 | 1.5594e-07 |  | 3.6808 | 4.881e-06 | 32.657 | 4.881e-06
3.680750602499501e+000 | 1.495e-07 | 3.6808 | 3.680750602499501e+000 | 1.5169e-07 |  | 3.680750602499501e+000 | 1.5809e-07 |  | 3.680750602499501e+000 | 1.5598e-07 |  | 3.6833 | 4.8805e-06 | 32.6463 | 4.8805e-06
3.683302788820160e+000 | 1.4953e-07 | 3.6833 | 3.683302788820160e+000 | 1.5173e-07 |  | 3.683302788820160e+000 | 1.5814e-07 |  | 3.683302788820160e+000 | 1.5603e-07 |  | 3.6859 | 4.8799e-06 | 32.6357 | 4.8799e-06
3.685856744794816e+000 | 1.4956e-07 | 3.6859 | 3.685856744794816e+000 | 1.5176e-07 |  | 3.685856744794816e+000 | 1.5819e-07 |  | 3.685856744794816e+000 | 1.5608e-07 |  | 3.6884 | 4.8794e-06 | 32.625 | 4.8794e-06
3.688412471650525e+000 | 1.4959e-07 | 3.6884 | 3.688412471650525e+000 | 1.518e-07 |  | 3.688412471650525e+000 | 1.5824e-07 |  | 3.688412471650525e+000 | 1.5612e-07 |  | 3.691 | 4.8788e-06 | 32.6143 | 4.8788e-06
3.690969970615194e+000 | 1.4962e-07 | 3.691 | 3.690969970615194e+000 | 1.5184e-07 |  | 3.690969970615194e+000 | 1.5829e-07 |  | 3.690969970615194e+000 | 1.5617e-07 |  | 3.6935 | 4.8783e-06 | 32.6035 | 4.8783e-06
3.693529242917580e+000 | 1.4966e-07 | 3.6935 | 3.693529242917580e+000 | 1.5187e-07 |  | 3.693529242917580e+000 | 1.5834e-07 |  | 3.693529242917580e+000 | 1.5622e-07 |  | 3.6961 | 4.8777e-06 | 32.5928 | 4.8777e-06
3.696090289787294e+000 | 1.4969e-07 | 3.6961 | 3.696090289787294e+000 | 1.5191e-07 |  | 3.696090289787294e+000 | 1.5839e-07 |  | 3.696090289787294e+000 | 1.5626e-07 |  | 3.6987 | 4.8772e-06 | 32.5821 | 4.8772e-06
3.698653112454799e+000 | 1.4972e-07 | 3.6987 | 3.698653112454799e+000 | 1.5195e-07 |  | 3.698653112454799e+000 | 1.5844e-07 |  | 3.698653112454799e+000 | 1.5631e-07 |  | 3.7012 | 4.8766e-06 | 32.5714 | 4.8766e-06
3.701217712151410e+000 | 1.4975e-07 | 3.7012 | 3.701217712151410e+000 | 1.5199e-07 |  | 3.701217712151410e+000 | 1.585e-07 |  | 3.701217712151410e+000 | 1.5636e-07 |  | 3.7038 | 4.876e-06 | 32.5606 | 4.876e-06
3.703784090109297e+000 | 1.4979e-07 | 3.7038 | 3.703784090109297e+000 | 1.5202e-07 |  | 3.703784090109297e+000 | 1.5855e-07 |  | 3.703784090109297e+000 | 1.564e-07 |  | 3.7064 | 4.8755e-06 | 32.5498 | 4.8755e-06
3.706352247561484e+000 | 1.4982e-07 | 3.7064 | 3.706352247561484e+000 | 1.5206e-07 |  | 3.706352247561484e+000 | 1.586e-07 |  | 3.706352247561484e+000 | 1.5645e-07 |  | 3.7089 | 4.8749e-06 | 32.5391 | 4.8749e-06
3.708922185741851e+000 | 1.4985e-07 | 3.7089 | 3.708922185741851e+000 | 1.521e-07 |  | 3.708922185741851e+000 | 1.5865e-07 |  | 3.708922185741851e+000 | 1.565e-07 |  | 3.7115 | 4.8744e-06 | 32.5283 | 4.8744e-06
3.711493905885131e+000 | 1.4988e-07 | 3.7115 | 3.711493905885131e+000 | 1.5214e-07 |  | 3.711493905885131e+000 | 1.587e-07 |  | 3.711493905885131e+000 | 1.5654e-07 |  | 3.7141 | 4.8738e-06 | 32.5175 | 4.8738e-06
3.714067409226916e+000 | 1.4992e-07 | 3.7141 | 3.714067409226916e+000 | 1.5217e-07 |  | 3.714067409226916e+000 | 1.5875e-07 |  | 3.714067409226916e+000 | 1.5659e-07 |  | 3.7166 | 4.8733e-06 | 32.5067 | 4.8733e-06
3.716642697003654e+000 | 1.4995e-07 | 3.7166 | 3.716642697003654e+000 | 1.5221e-07 |  | 3.716642697003654e+000 | 1.5881e-07 |  | 3.716642697003654e+000 | 1.5664e-07 |  | 3.7192 | 4.8727e-06 | 32.4959 | 4.8727e-06
3.719219770452648e+000 | 1.4998e-07 | 3.7192 | 3.719219770452648e+000 | 1.5225e-07 |  | 3.719219770452648e+000 | 1.5886e-07 |  | 3.719219770452648e+000 | 1.5669e-07 |  | 3.7218 | 4.8722e-06 | 32.4851 | 4.8722e-06
3.721798630812062e+000 | 1.5002e-07 | 3.7218 | 3.721798630812062e+000 | 1.5229e-07 |  | 3.721798630812062e+000 | 1.5891e-07 |  | 3.721798630812062e+000 | 1.5674e-07 |  | 3.7244 | 4.8716e-06 | 32.4743 | 4.8716e-06
3.724379279320917e+000 | 1.5005e-07 | 3.7244 | 3.724379279320917e+000 | 1.5233e-07 |  | 3.724379279320917e+000 | 1.5896e-07 |  | 3.724379279320917e+000 | 1.5678e-07 |  | 3.727 | 4.8711e-06 | 32.4634 | 4.8711e-06
3.726961717219093e+000 | 1.5008e-07 | 3.727 | 3.726961717219093e+000 | 1.5236e-07 |  | 3.726961717219093e+000 | 1.5902e-07 |  | 3.726961717219093e+000 | 1.5683e-07 |  | 3.7295 | 4.8705e-06 | 32.4526 | 4.8705e-06
3.729545945747331e+000 | 1.5011e-07 | 3.7295 | 3.729545945747331e+000 | 1.524e-07 |  | 3.729545945747331e+000 | 1.5907e-07 |  | 3.729545945747331e+000 | 1.5688e-07 |  | 3.7321 | 4.87e-06 | 32.4417 | 4.87e-06
3.732131966147230e+000 | 1.5015e-07 | 3.7321 | 3.732131966147230e+000 | 1.5244e-07 |  | 3.732131966147230e+000 | 1.5912e-07 |  | 3.732131966147230e+000 | 1.5693e-07 |  | 3.7347 | 4.8694e-06 | 32.4309 | 4.8694e-06
3.734719779661253e+000 | 1.5018e-07 | 3.7347 | 3.734719779661253e+000 | 1.5248e-07 |  | 3.734719779661253e+000 | 1.5918e-07 |  | 3.734719779661253e+000 | 1.5698e-07 |  | 3.7373 | 4.8689e-06 | 32.42 | 4.8689e-06
3.737309387532722e+000 | 1.5021e-07 | 3.7373 | 3.737309387532722e+000 | 1.5252e-07 |  | 3.737309387532722e+000 | 1.5923e-07 |  | 3.737309387532722e+000 | 1.5702e-07 |  | 3.7399 | 4.8683e-06 | 32.4091 | 4.8683e-06
3.739900791005822e+000 | 1.5025e-07 | 3.7399 | 3.739900791005822e+000 | 1.5256e-07 |  | 3.739900791005822e+000 | 1.5928e-07 |  | 3.739900791005822e+000 | 1.5707e-07 |  | 3.7425 | 4.8678e-06 | 32.3983 | 4.8678e-06
3.742493991325601e+000 | 1.5028e-07 | 3.7425 | 3.742493991325601e+000 | 1.526e-07 |  | 3.742493991325601e+000 | 1.5934e-07 |  | 3.742493991325601e+000 | 1.5712e-07 |  | 3.7451 | 4.8672e-06 | 32.3874 | 4.8672e-06
3.745088989737969e+000 | 1.5032e-07 | 3.7451 | 3.745088989737969e+000 | 1.5263e-07 |  | 3.745088989737969e+000 | 1.5939e-07 |  | 3.745088989737969e+000 | 1.5717e-07 |  | 3.7477 | 4.8667e-06 | 32.3765 | 4.8667e-06
3.747685787489703e+000 | 1.5035e-07 | 3.7477 | 3.747685787489703e+000 | 1.5267e-07 |  | 3.747685787489703e+000 | 1.5944e-07 |  | 3.747685787489703e+000 | 1.5722e-07 |  | 3.7503 | 4.8661e-06 | 32.3656 | 4.8661e-06
3.750284385828440e+000 | 1.5038e-07 | 3.7503 | 3.750284385828440e+000 | 1.5271e-07 |  | 3.750284385828440e+000 | 1.595e-07 |  | 3.750284385828440e+000 | 1.5727e-07 |  | 3.7529 | 4.8656e-06 | 32.3546 | 4.8656e-06
3.752884786002685e+000 | 1.5042e-07 | 3.7529 | 3.752884786002685e+000 | 1.5275e-07 |  | 3.752884786002685e+000 | 1.5955e-07 |  | 3.752884786002685e+000 | 1.5732e-07 |  | 3.7555 | 4.8651e-06 | 32.3437 | 4.8651e-06
3.755486989261809e+000 | 1.5045e-07 | 3.7555 | 3.755486989261809e+000 | 1.5279e-07 |  | 3.755486989261809e+000 | 1.5961e-07 |  | 3.755486989261809e+000 | 1.5737e-07 |  | 3.7581 | 4.8645e-06 | 32.3328 | 4.8645e-06
3.758090996856048e+000 | 1.5049e-07 | 3.7581 | 3.758090996856048e+000 | 1.5283e-07 |  | 3.758090996856048e+000 | 1.5966e-07 |  | 3.758090996856048e+000 | 1.5742e-07 |  | 3.7607 | 4.864e-06 | 32.3218 | 4.864e-06
3.760696810036505e+000 | 1.5052e-07 | 3.7607 | 3.760696810036505e+000 | 1.5287e-07 |  | 3.760696810036505e+000 | 1.5971e-07 |  | 3.760696810036505e+000 | 1.5747e-07 |  | 3.7633 | 4.8634e-06 | 32.3109 | 4.8634e-06
3.763304430055151e+000 | 1.5055e-07 | 3.7633 | 3.763304430055151e+000 | 1.5291e-07 |  | 3.763304430055151e+000 | 1.5977e-07 |  | 3.763304430055151e+000 | 1.5752e-07 |  | 3.7659 | 4.8629e-06 | 32.2999 | 4.8629e-06
3.765913858164825e+000 | 1.5059e-07 | 3.7659 | 3.765913858164825e+000 | 1.5295e-07 |  | 3.765913858164825e+000 | 1.5982e-07 |  | 3.765913858164825e+000 | 1.5756e-07 |  | 3.7685 | 4.8623e-06 | 32.2889 | 4.8623e-06
3.768525095619236e+000 | 1.5062e-07 | 3.7685 | 3.768525095619236e+000 | 1.5299e-07 |  | 3.768525095619236e+000 | 1.5988e-07 |  | 3.768525095619236e+000 | 1.5761e-07 |  | 3.7711 | 4.8618e-06 | 32.278 | 4.8618e-06
3.771138143672959e+000 | 1.5066e-07 | 3.7711 | 3.771138143672959e+000 | 1.5303e-07 |  | 3.771138143672959e+000 | 1.5993e-07 |  | 3.771138143672959e+000 | 1.5766e-07 |  | 3.7738 | 4.8612e-06 | 32.267 | 4.8612e-06
3.773753003581441e+000 | 1.5069e-07 | 3.7738 | 3.773753003581441e+000 | 1.5307e-07 |  | 3.773753003581441e+000 | 1.5999e-07 |  | 3.773753003581441e+000 | 1.5771e-07 |  | 3.7764 | 4.8607e-06 | 32.256 | 4.8607e-06
3.776369676601000e+000 | 1.5073e-07 | 3.7764 | 3.776369676601000e+000 | 1.5311e-07 |  | 3.776369676601000e+000 | 1.6004e-07 |  | 3.776369676601000e+000 | 1.5776e-07 |  | 3.779 | 4.8602e-06 | 32.2449 | 4.8602e-06
3.778988163988825e+000 | 1.5076e-07 | 3.779 | 3.778988163988825e+000 | 1.5315e-07 |  | 3.778988163988825e+000 | 1.601e-07 |  | 3.778988163988825e+000 | 1.5782e-07 |  | 3.7816 | 4.8596e-06 | 32.2339 | 4.8596e-06
3.781608467002976e+000 | 1.508e-07 | 3.7816 | 3.781608467002976e+000 | 1.5319e-07 |  | 3.781608467002976e+000 | 1.6015e-07 |  | 3.781608467002976e+000 | 1.5787e-07 |  | 3.7842 | 4.8591e-06 | 32.2229 | 4.8591e-06
3.784230586902384e+000 | 1.5083e-07 | 3.7842 | 3.784230586902384e+000 | 1.5323e-07 |  | 3.784230586902384e+000 | 1.6021e-07 |  | 3.784230586902384e+000 | 1.5792e-07 |  | 3.7869 | 4.8585e-06 | 32.2119 | 4.8585e-06
3.786854524946857e+000 | 1.5087e-07 | 3.7869 | 3.786854524946857e+000 | 1.5327e-07 |  | 3.786854524946857e+000 | 1.6026e-07 |  | 3.786854524946857e+000 | 1.5797e-07 |  | 3.7895 | 4.858e-06 | 32.2008 | 4.858e-06
3.789480282397071e+000 | 1.509e-07 | 3.7895 | 3.789480282397071e+000 | 1.5331e-07 |  | 3.789480282397071e+000 | 1.6032e-07 |  | 3.789480282397071e+000 | 1.5802e-07 |  | 3.7921 | 4.8574e-06 | 32.1898 | 4.8574e-06
3.792107860514582e+000 | 1.5094e-07 | 3.7921 | 3.792107860514582e+000 | 1.5335e-07 |  | 3.792107860514582e+000 | 1.6038e-07 |  | 3.792107860514582e+000 | 1.5807e-07 |  | 3.7947 | 4.8569e-06 | 32.1787 | 4.8569e-06
3.794737260561816e+000 | 1.5097e-07 | 3.7947 | 3.794737260561816e+000 | 1.5339e-07 |  | 3.794737260561816e+000 | 1.6043e-07 |  | 3.794737260561816e+000 | 1.5812e-07 |  | 3.7974 | 4.8564e-06 | 32.1676 | 4.8564e-06
3.797368483802077e+000 | 1.5101e-07 | 3.7974 | 3.797368483802077e+000 | 1.5343e-07 |  | 3.797368483802077e+000 | 1.6049e-07 |  | 3.797368483802077e+000 | 1.5817e-07 |  | 3.8 | 4.8558e-06 | 32.1566 | 4.8558e-06
3.800001531499544e+000 | 1.5104e-07 | 3.8 | 3.800001531499544e+000 | 1.5347e-07 |  | 3.800001531499544e+000 | 1.6054e-07 |  | 3.800001531499544e+000 | 1.5822e-07 |  | 3.8026 | 4.8553e-06 | 32.1455 | 4.8553e-06
3.802636404919273e+000 | 1.5108e-07 | 3.8026 | 3.802636404919273e+000 | 1.5351e-07 |  | 3.802636404919273e+000 | 1.606e-07 |  | 3.802636404919273e+000 | 1.5827e-07 |  | 3.8053 | 4.8547e-06 | 32.1344 | 4.8547e-06
3.805273105327197e+000 | 1.5111e-07 | 3.8053 | 3.805273105327197e+000 | 1.5355e-07 |  | 3.805273105327197e+000 | 1.6066e-07 |  | 3.805273105327197e+000 | 1.5832e-07 |  | 3.8079 | 4.8542e-06 | 32.1233 | 4.8542e-06
3.807911633990126e+000 | 1.5115e-07 | 3.8079 | 3.807911633990126e+000 | 1.5359e-07 |  | 3.807911633990126e+000 | 1.6071e-07 |  | 3.807911633990126e+000 | 1.5838e-07 |  | 3.8106 | 4.8537e-06 | 32.1122 | 4.8537e-06
3.810551992175750e+000 | 1.5118e-07 | 3.8106 | 3.810551992175750e+000 | 1.5364e-07 |  | 3.810551992175750e+000 | 1.6077e-07 |  | 3.810551992175750e+000 | 1.5843e-07 |  | 3.8132 | 4.8531e-06 | 32.101 | 4.8531e-06
3.813194181152636e+000 | 1.5122e-07 | 3.8132 | 3.813194181152636e+000 | 1.5368e-07 |  | 3.813194181152636e+000 | 1.6083e-07 |  | 3.813194181152636e+000 | 1.5848e-07 |  | 3.8158 | 4.8526e-06 | 32.0899 | 4.8526e-06
3.815838202190233e+000 | 1.5125e-07 | 3.8158 | 3.815838202190233e+000 | 1.5372e-07 |  | 3.815838202190233e+000 | 1.6088e-07 |  | 3.815838202190233e+000 | 1.5853e-07 |  | 3.8185 | 4.852e-06 | 32.0788 | 4.852e-06
3.818484056558868e+000 | 1.5129e-07 | 3.8185 | 3.818484056558868e+000 | 1.5376e-07 |  | 3.818484056558868e+000 | 1.6094e-07 |  | 3.818484056558868e+000 | 1.5858e-07 |  | 3.8211 | 4.8515e-06 | 32.0676 | 4.8515e-06
3.821131745529750e+000 | 1.5133e-07 | 3.8211 | 3.821131745529750e+000 | 1.538e-07 |  | 3.821131745529750e+000 | 1.61e-07 |  | 3.821131745529750e+000 | 1.5864e-07 |  | 3.8238 | 4.851e-06 | 32.0565 | 4.851e-06
3.823781270374969e+000 | 1.5136e-07 | 3.8238 | 3.823781270374969e+000 | 1.5384e-07 |  | 3.823781270374969e+000 | 1.6106e-07 |  | 3.823781270374969e+000 | 1.5869e-07 |  | 3.8264 | 4.8504e-06 | 32.0453 | 4.8504e-06
3.826432632367498e+000 | 1.514e-07 | 3.8264 | 3.826432632367498e+000 | 1.5388e-07 |  | 3.826432632367498e+000 | 1.6111e-07 |  | 3.826432632367498e+000 | 1.5874e-07 |  | 3.8291 | 4.8499e-06 | 32.0341 | 4.8499e-06
3.829085832781191e+000 | 1.5143e-07 | 3.8291 | 3.829085832781191e+000 | 1.5393e-07 |  | 3.829085832781191e+000 | 1.6117e-07 |  | 3.829085832781191e+000 | 1.5879e-07 |  | 3.8317 | 4.8493e-06 | 32.0229 | 4.8493e-06
3.831740872890786e+000 | 1.5147e-07 | 3.8317 | 3.831740872890786e+000 | 1.5397e-07 |  | 3.831740872890786e+000 | 1.6123e-07 |  | 3.831740872890786e+000 | 1.5884e-07 |  | 3.8344 | 4.8488e-06 | 32.0117 | 4.8488e-06
3.834397753971907e+000 | 1.5151e-07 | 3.8344 | 3.834397753971907e+000 | 1.5401e-07 |  | 3.834397753971907e+000 | 1.6129e-07 |  | 3.834397753971907e+000 | 1.589e-07 |  | 3.8371 | 4.8483e-06 | 32.0005 | 4.8483e-06
3.837056477301058e+000 | 1.5154e-07 | 3.8371 | 3.837056477301058e+000 | 1.5405e-07 |  | 3.837056477301058e+000 | 1.6134e-07 |  | 3.837056477301058e+000 | 1.5895e-07 |  | 3.8397 | 4.8477e-06 | 31.9893 | 4.8477e-06
3.839717044155632e+000 | 1.5158e-07 | 3.8397 | 3.839717044155632e+000 | 1.5409e-07 |  | 3.839717044155632e+000 | 1.614e-07 |  | 3.839717044155632e+000 | 1.59e-07 |  | 3.8424 | 4.8472e-06 | 31.9781 | 4.8472e-06
3.842379455813907e+000 | 1.5162e-07 | 3.8424 | 3.842379455813907e+000 | 1.5414e-07 |  | 3.842379455813907e+000 | 1.6146e-07 |  | 3.842379455813907e+000 | 1.5906e-07 |  | 3.845 | 4.8467e-06 | 31.9669 | 4.8467e-06
3.845043713555046e+000 | 1.5165e-07 | 3.845 | 3.845043713555046e+000 | 1.5418e-07 |  | 3.845043713555046e+000 | 1.6152e-07 |  | 3.845043713555046e+000 | 1.5911e-07 |  | 3.8477 | 4.8461e-06 | 31.9556 | 4.8461e-06
3.847709818659099e+000 | 1.5169e-07 | 3.8477 | 3.847709818659099e+000 | 1.5422e-07 |  | 3.847709818659099e+000 | 1.6158e-07 |  | 3.847709818659099e+000 | 1.5916e-07 |  | 3.8504 | 4.8456e-06 | 31.9444 | 4.8456e-06
3.850377772407006e+000 | 1.5173e-07 | 3.8504 | 3.850377772407006e+000 | 1.5426e-07 |  | 3.850377772407006e+000 | 1.6164e-07 |  | 3.850377772407006e+000 | 1.5922e-07 |  | 3.853 | 4.8451e-06 | 31.9331 | 4.8451e-06
3.853047576080592e+000 | 1.5176e-07 | 3.853 | 3.853047576080592e+000 | 1.5431e-07 |  | 3.853047576080592e+000 | 1.617e-07 |  | 3.853047576080592e+000 | 1.5927e-07 |  | 3.8557 | 4.8445e-06 | 31.9219 | 4.8445e-06
3.855719230962573e+000 | 1.518e-07 | 3.8557 | 3.855719230962573e+000 | 1.5435e-07 |  | 3.855719230962573e+000 | 1.6175e-07 |  | 3.855719230962573e+000 | 1.5932e-07 |  | 3.8584 | 4.844e-06 | 31.9106 | 4.844e-06
3.858392738336554e+000 | 1.5184e-07 | 3.8584 | 3.858392738336554e+000 | 1.5439e-07 |  | 3.858392738336554e+000 | 1.6181e-07 |  | 3.858392738336554e+000 | 1.5938e-07 |  | 3.8611 | 4.8435e-06 | 31.8993 | 4.8435e-06
3.861068099487028e+000 | 1.5187e-07 | 3.8611 | 3.861068099487028e+000 | 1.5443e-07 |  | 3.861068099487028e+000 | 1.6187e-07 |  | 3.861068099487028e+000 | 1.5943e-07 |  | 3.8637 | 4.8429e-06 | 31.888 | 4.8429e-06
3.863745315699383e+000 | 1.5191e-07 | 3.8637 | 3.863745315699383e+000 | 1.5448e-07 |  | 3.863745315699383e+000 | 1.6193e-07 |  | 3.863745315699383e+000 | 1.5949e-07 |  | 3.8664 | 4.8424e-06 | 31.8767 | 4.8424e-06
3.866424388259893e+000 | 1.5195e-07 | 3.8664 | 3.866424388259893e+000 | 1.5452e-07 |  | 3.866424388259893e+000 | 1.6199e-07 |  | 3.866424388259893e+000 | 1.5954e-07 |  | 3.8691 | 4.8419e-06 | 31.8654 | 4.8419e-06
3.869105318455729e+000 | 1.5198e-07 | 3.8691 | 3.869105318455729e+000 | 1.5456e-07 |  | 3.869105318455729e+000 | 1.6205e-07 |  | 3.869105318455729e+000 | 1.5959e-07 |  | 3.8718 | 4.8413e-06 | 31.8541 | 4.8413e-06
3.871788107574950e+000 | 1.5202e-07 | 3.8718 | 3.871788107574950e+000 | 1.5461e-07 |  | 3.871788107574950e+000 | 1.6211e-07 |  | 3.871788107574950e+000 | 1.5965e-07 |  | 3.8745 | 4.8408e-06 | 31.8428 | 4.8408e-06
3.874472756906511e+000 | 1.5206e-07 | 3.8745 | 3.874472756906511e+000 | 1.5465e-07 |  | 3.874472756906511e+000 | 1.6217e-07 |  | 3.874472756906511e+000 | 1.597e-07 |  | 3.8772 | 4.8403e-06 | 31.8314 | 4.8403e-06
3.877159267740260e+000 | 1.521e-07 | 3.8772 | 3.877159267740260e+000 | 1.5469e-07 |  | 3.877159267740260e+000 | 1.6223e-07 |  | 3.877159267740260e+000 | 1.5976e-07 |  | 3.8798 | 4.8397e-06 | 31.8201 | 4.8397e-06
3.879847641366940e+000 | 1.5213e-07 | 3.8798 | 3.879847641366940e+000 | 1.5474e-07 |  | 3.879847641366940e+000 | 1.6229e-07 |  | 3.879847641366940e+000 | 1.5981e-07 |  | 3.8825 | 4.8392e-06 | 31.8088 | 4.8392e-06
3.882537879078187e+000 | 1.5217e-07 | 3.8825 | 3.882537879078187e+000 | 1.5478e-07 |  | 3.882537879078187e+000 | 1.6235e-07 |  | 3.882537879078187e+000 | 1.5987e-07 |  | 3.8852 | 4.8387e-06 | 31.7974 | 4.8387e-06
3.885229982166534e+000 | 1.5221e-07 | 3.8852 | 3.885229982166534e+000 | 1.5482e-07 |  | 3.885229982166534e+000 | 1.6241e-07 |  | 3.885229982166534e+000 | 1.5992e-07 |  | 3.8879 | 4.8381e-06 | 31.786 | 4.8381e-06
3.887923951925411e+000 | 1.5225e-07 | 3.8879 | 3.887923951925411e+000 | 1.5487e-07 |  | 3.887923951925411e+000 | 1.6247e-07 |  | 3.887923951925411e+000 | 1.5998e-07 |  | 3.8906 | 4.8376e-06 | 31.7746 | 4.8376e-06
3.890619789649143e+000 | 1.5229e-07 | 3.8906 | 3.890619789649143e+000 | 1.5491e-07 |  | 3.890619789649143e+000 | 1.6253e-07 |  | 3.890619789649143e+000 | 1.6003e-07 |  | 3.8933 | 4.8371e-06 | 31.7633 | 4.8371e-06
3.893317496632954e+000 | 1.5232e-07 | 3.8933 | 3.893317496632954e+000 | 1.5495e-07 |  | 3.893317496632954e+000 | 1.6259e-07 |  | 3.893317496632954e+000 | 1.6009e-07 |  | 3.896 | 4.8365e-06 | 31.7519 | 4.8365e-06
3.896017074172965e+000 | 1.5236e-07 | 3.896 | 3.896017074172965e+000 | 1.55e-07 |  | 3.896017074172965e+000 | 1.6265e-07 |  | 3.896017074172965e+000 | 1.6014e-07 |  | 3.8987 | 4.836e-06 | 31.7405 | 4.836e-06
3.898718523566196e+000 | 1.524e-07 | 3.8987 | 3.898718523566196e+000 | 1.5504e-07 |  | 3.898718523566196e+000 | 1.6272e-07 |  | 3.898718523566196e+000 | 1.602e-07 |  | 3.9014 | 4.8355e-06 | 31.729 | 4.8355e-06
3.901421846110568e+000 | 1.5244e-07 | 3.9014 | 3.901421846110568e+000 | 1.5509e-07 |  | 3.901421846110568e+000 | 1.6278e-07 |  | 3.901421846110568e+000 | 1.6025e-07 |  | 3.9041 | 4.835e-06 | 31.7176 | 4.835e-06
3.904127043104899e+000 | 1.5248e-07 | 3.9041 | 3.904127043104899e+000 | 1.5513e-07 |  | 3.904127043104899e+000 | 1.6284e-07 |  | 3.904127043104899e+000 | 1.6031e-07 |  | 3.9068 | 4.8344e-06 | 31.7062 | 4.8344e-06
3.906834115848910e+000 | 1.5251e-07 | 3.9068 | 3.906834115848910e+000 | 1.5518e-07 |  | 3.906834115848910e+000 | 1.629e-07 |  | 3.906834115848910e+000 | 1.6037e-07 |  | 3.9095 | 4.8339e-06 | 31.6948 | 4.8339e-06
3.909543065643222e+000 | 1.5255e-07 | 3.9095 | 3.909543065643222e+000 | 1.5522e-07 |  | 3.909543065643222e+000 | 1.6296e-07 |  | 3.909543065643222e+000 | 1.6042e-07 |  | 3.9123 | 4.8334e-06 | 31.6833 | 4.8334e-06
3.912253893789358e+000 | 1.5259e-07 | 3.9123 | 3.912253893789358e+000 | 1.5526e-07 |  | 3.912253893789358e+000 | 1.6302e-07 |  | 3.912253893789358e+000 | 1.6048e-07 |  | 3.915 | 4.8328e-06 | 31.6719 | 4.8328e-06
3.914966601589744e+000 | 1.5263e-07 | 3.915 | 3.914966601589744e+000 | 1.5531e-07 |  | 3.914966601589744e+000 | 1.6308e-07 |  | 3.914966601589744e+000 | 1.6053e-07 |  | 3.9177 | 4.8323e-06 | 31.6604 | 4.8323e-06
3.917681190347708e+000 | 1.5267e-07 | 3.9177 | 3.917681190347708e+000 | 1.5535e-07 |  | 3.917681190347708e+000 | 1.6315e-07 |  | 3.917681190347708e+000 | 1.6059e-07 |  | 3.9204 | 4.8318e-06 | 31.6489 | 4.8318e-06
3.920397661367483e+000 | 1.5271e-07 | 3.9204 | 3.920397661367483e+000 | 1.554e-07 |  | 3.920397661367483e+000 | 1.6321e-07 |  | 3.920397661367483e+000 | 1.6065e-07 |  | 3.9231 | 4.8313e-06 | 31.6375 | 4.8313e-06
3.923116015954206e+000 | 1.5275e-07 | 3.9231 | 3.923116015954206e+000 | 1.5544e-07 |  | 3.923116015954206e+000 | 1.6327e-07 |  | 3.923116015954206e+000 | 1.607e-07 |  | 3.9258 | 4.8307e-06 | 31.626 | 4.8307e-06
3.925836255413918e+000 | 1.5278e-07 | 3.9258 | 3.925836255413918e+000 | 1.5549e-07 |  | 3.925836255413918e+000 | 1.6333e-07 |  | 3.925836255413918e+000 | 1.6076e-07 |  | 3.9286 | 4.8302e-06 | 31.6145 | 4.8302e-06
3.928558381053566e+000 | 1.5282e-07 | 3.9286 | 3.928558381053566e+000 | 1.5553e-07 |  | 3.928558381053566e+000 | 1.634e-07 |  | 3.928558381053566e+000 | 1.6082e-07 |  | 3.9313 | 4.8297e-06 | 31.603 | 4.8297e-06
3.931282394181005e+000 | 1.5286e-07 | 3.9313 | 3.931282394181005e+000 | 1.5558e-07 |  | 3.931282394181005e+000 | 1.6346e-07 |  | 3.931282394181005e+000 | 1.6088e-07 |  | 3.934 | 4.8292e-06 | 31.5915 | 4.8292e-06
3.934008296104994e+000 | 1.529e-07 | 3.934 | 3.934008296104994e+000 | 1.5562e-07 |  | 3.934008296104994e+000 | 1.6352e-07 |  | 3.934008296104994e+000 | 1.6093e-07 |  | 3.9367 | 4.8286e-06 | 31.5799 | 4.8286e-06
3.936736088135201e+000 | 1.5294e-07 | 3.9367 | 3.936736088135201e+000 | 1.5567e-07 |  | 3.936736088135201e+000 | 1.6358e-07 |  | 3.936736088135201e+000 | 1.6099e-07 |  | 3.9395 | 4.8281e-06 | 31.5684 | 4.8281e-06
3.939465771582203e+000 | 1.5298e-07 | 3.9395 | 3.939465771582203e+000 | 1.5572e-07 |  | 3.939465771582203e+000 | 1.6365e-07 |  | 3.939465771582203e+000 | 1.6105e-07 |  | 3.9422 | 4.8276e-06 | 31.5569 | 4.8276e-06
3.942197347757483e+000 | 1.5302e-07 | 3.9422 | 3.942197347757483e+000 | 1.5576e-07 |  | 3.942197347757483e+000 | 1.6371e-07 |  | 3.942197347757483e+000 | 1.611e-07 |  | 3.9449 | 4.8271e-06 | 31.5453 | 4.8271e-06
3.944930817973437e+000 | 1.5306e-07 | 3.9449 | 3.944930817973437e+000 | 1.5581e-07 |  | 3.944930817973437e+000 | 1.6377e-07 |  | 3.944930817973437e+000 | 1.6116e-07 |  | 3.9477 | 4.8265e-06 | 31.5338 | 4.8265e-06
3.947666183543368e+000 | 1.531e-07 | 3.9477 | 3.947666183543368e+000 | 1.5585e-07 |  | 3.947666183543368e+000 | 1.6384e-07 |  | 3.947666183543368e+000 | 1.6122e-07 |  | 3.9504 | 4.826e-06 | 31.5222 | 4.826e-06
3.950403445781491e+000 | 1.5314e-07 | 3.9504 | 3.950403445781491e+000 | 1.559e-07 |  | 3.950403445781491e+000 | 1.639e-07 |  | 3.950403445781491e+000 | 1.6128e-07 |  | 3.9531 | 4.8255e-06 | 31.5106 | 4.8255e-06
3.953142606002931e+000 | 1.5318e-07 | 3.9531 | 3.953142606002931e+000 | 1.5594e-07 |  | 3.953142606002931e+000 | 1.6397e-07 |  | 3.953142606002931e+000 | 1.6134e-07 |  | 3.9559 | 4.825e-06 | 31.499 | 4.825e-06
3.955883665523726e+000 | 1.5322e-07 | 3.9559 | 3.955883665523726e+000 | 1.5599e-07 |  | 3.955883665523726e+000 | 1.6403e-07 |  | 3.955883665523726e+000 | 1.6139e-07 |  | 3.9586 | 4.8244e-06 | 31.4874 | 4.8244e-06
3.958626625660828e+000 | 1.5326e-07 | 3.9586 | 3.958626625660828e+000 | 1.5604e-07 |  | 3.958626625660828e+000 | 1.6409e-07 |  | 3.958626625660828e+000 | 1.6145e-07 |  | 3.9614 | 4.8239e-06 | 31.4758 | 4.8239e-06
3.961371487732099e+000 | 1.533e-07 | 3.9614 | 3.961371487732099e+000 | 1.5608e-07 |  | 3.961371487732099e+000 | 1.6416e-07 |  | 3.961371487732099e+000 | 1.6151e-07 |  | 3.9641 | 4.8234e-06 | 31.4642 | 4.8234e-06
3.964118253056317e+000 | 1.5334e-07 | 3.9641 | 3.964118253056317e+000 | 1.5613e-07 |  | 3.964118253056317e+000 | 1.6422e-07 |  | 3.964118253056317e+000 | 1.6157e-07 |  | 3.9669 | 4.8229e-06 | 31.4526 | 4.8229e-06
3.966866922953173e+000 | 1.5338e-07 | 3.9669 | 3.966866922953173e+000 | 1.5618e-07 |  | 3.966866922953173e+000 | 1.6429e-07 |  | 3.966866922953173e+000 | 1.6163e-07 |  | 3.9696 | 4.8224e-06 | 31.441 | 4.8224e-06
3.969617498743275e+000 | 1.5342e-07 | 3.9696 | 3.969617498743275e+000 | 1.5622e-07 |  | 3.969617498743275e+000 | 1.6435e-07 |  | 3.969617498743275e+000 | 1.6169e-07 |  | 3.9724 | 4.8218e-06 | 31.4294 | 4.8218e-06
3.972369981748144e+000 | 1.5346e-07 | 3.9724 | 3.972369981748144e+000 | 1.5627e-07 |  | 3.972369981748144e+000 | 1.6442e-07 |  | 3.972369981748144e+000 | 1.6175e-07 |  | 3.9751 | 4.8213e-06 | 31.4177 | 4.8213e-06
3.975124373290220e+000 | 1.535e-07 | 3.9751 | 3.975124373290220e+000 | 1.5632e-07 |  | 3.975124373290220e+000 | 1.6448e-07 |  | 3.975124373290220e+000 | 1.6181e-07 |  | 3.9779 | 4.8208e-06 | 31.4061 | 4.8208e-06
3.977880674692858e+000 | 1.5354e-07 | 3.9779 | 3.977880674692858e+000 | 1.5636e-07 |  | 3.977880674692858e+000 | 1.6455e-07 |  | 3.977880674692858e+000 | 1.6186e-07 |  | 3.9806 | 4.8203e-06 | 31.3944 | 4.8203e-06
3.980638887280332e+000 | 1.5358e-07 | 3.9806 | 3.980638887280332e+000 | 1.5641e-07 |  | 3.980638887280332e+000 | 1.6461e-07 |  | 3.980638887280332e+000 | 1.6192e-07 |  | 3.9834 | 4.8198e-06 | 31.3827 | 4.8198e-06
3.983399012377833e+000 | 1.5362e-07 | 3.9834 | 3.983399012377833e+000 | 1.5646e-07 |  | 3.983399012377833e+000 | 1.6468e-07 |  | 3.983399012377833e+000 | 1.6198e-07 |  | 3.9862 | 4.8192e-06 | 31.3711 | 4.8192e-06
3.986161051311472e+000 | 1.5366e-07 | 3.9862 | 3.986161051311472e+000 | 1.565e-07 |  | 3.986161051311472e+000 | 1.6474e-07 |  | 3.986161051311472e+000 | 1.6204e-07 |  | 3.9889 | 4.8187e-06 | 31.3594 | 4.8187e-06
3.988925005408278e+000 | 1.537e-07 | 3.9889 | 3.988925005408278e+000 | 1.5655e-07 |  | 3.988925005408278e+000 | 1.6481e-07 |  | 3.988925005408278e+000 | 1.621e-07 |  | 3.9917 | 4.8182e-06 | 31.3477 | 4.8182e-06
3.991690875996203e+000 | 1.5374e-07 | 3.9917 | 3.991690875996203e+000 | 1.566e-07 |  | 3.991690875996203e+000 | 1.6487e-07 |  | 3.991690875996203e+000 | 1.6216e-07 |  | 3.9945 | 4.8177e-06 | 31.336 | 4.8177e-06
3.994458664404117e+000 | 1.5378e-07 | 3.9945 | 3.994458664404117e+000 | 1.5665e-07 |  | 3.994458664404117e+000 | 1.6494e-07 |  | 3.994458664404117e+000 | 1.6222e-07 |  | 3.9972 | 4.8172e-06 | 31.3243 | 4.8172e-06
3.997228371961811e+000 | 1.5382e-07 | 3.9972 | 3.997228371961811e+000 | 1.5669e-07 |  | 3.997228371961811e+000 | 1.6501e-07 |  | 3.997228371961811e+000 | 1.6228e-07 |  | 4 | 4.8166e-06 | 31.3125 | 4.8166e-06
4.000000000000001e+000 | 1.5387e-07 | 4 | 4.000000000000001e+000 | 1.5674e-07 |  | 4.000000000000001e+000 | 1.6507e-07 |  | 4.000000000000001e+000 | 1.6234e-07 |  | 4.0028 | 4.8161e-06 | 31.3008 | 4.8161e-06
4.002773549850323e+000 | 1.5391e-07 | 4.0028 | 4.002773549850323e+000 | 1.5679e-07 |  | 4.002773549850323e+000 | 1.6514e-07 |  | 4.002773549850323e+000 | 1.624e-07 |  | 4.0055 | 4.8156e-06 | 31.2891 | 4.8156e-06
4.005549022845338e+000 | 1.5395e-07 | 4.0055 | 4.005549022845338e+000 | 1.5684e-07 |  | 4.005549022845338e+000 | 1.6521e-07 |  | 4.005549022845338e+000 | 1.6246e-07 |  | 4.0083 | 4.8151e-06 | 31.2773 | 4.8151e-06
4.008326420318531e+000 | 1.5399e-07 | 4.0083 | 4.008326420318531e+000 | 1.5689e-07 |  | 4.008326420318531e+000 | 1.6527e-07 |  | 4.008326420318531e+000 | 1.6253e-07 |  | 4.0111 | 4.8146e-06 | 31.2656 | 4.8146e-06
4.011105743604311e+000 | 1.5403e-07 | 4.0111 | 4.011105743604311e+000 | 1.5693e-07 |  | 4.011105743604311e+000 | 1.6534e-07 |  | 4.011105743604311e+000 | 1.6259e-07 |  | 4.0139 | 4.8141e-06 | 31.2538 | 4.8141e-06
4.013886994038011e+000 | 1.5407e-07 | 4.0139 | 4.013886994038011e+000 | 1.5698e-07 |  | 4.013886994038011e+000 | 1.6541e-07 |  | 4.013886994038011e+000 | 1.6265e-07 |  | 4.0167 | 4.8135e-06 | 31.2421 | 4.8135e-06
4.016670172955893e+000 | 1.5411e-07 | 4.0167 | 4.016670172955893e+000 | 1.5703e-07 |  | 4.016670172955893e+000 | 1.6547e-07 |  | 4.016670172955893e+000 | 1.6271e-07 |  | 4.0195 | 4.813e-06 | 31.2303 | 4.813e-06
4.019455281695143e+000 | 1.5416e-07 | 4.0195 | 4.019455281695143e+000 | 1.5708e-07 |  | 4.019455281695143e+000 | 1.6554e-07 |  | 4.019455281695143e+000 | 1.6277e-07 |  | 4.0222 | 4.8125e-06 | 31.2185 | 4.8125e-06
4.022242321593874e+000 | 1.542e-07 | 4.0222 | 4.022242321593874e+000 | 1.5713e-07 |  | 4.022242321593874e+000 | 1.6561e-07 |  | 4.022242321593874e+000 | 1.6283e-07 |  | 4.025 | 4.812e-06 | 31.2067 | 4.812e-06
4.025031293991128e+000 | 1.5424e-07 | 4.025 | 4.025031293991128e+000 | 1.5718e-07 |  | 4.025031293991128e+000 | 1.6568e-07 |  | 4.025031293991128e+000 | 1.6289e-07 |  | 4.0278 | 4.8115e-06 | 31.1949 | 4.8115e-06
4.027822200226876e+000 | 1.5428e-07 | 4.0278 | 4.027822200226876e+000 | 1.5722e-07 |  | 4.027822200226876e+000 | 1.6574e-07 |  | 4.027822200226876e+000 | 1.6295e-07 |  | 4.0306 | 4.811e-06 | 31.1831 | 4.811e-06
4.030615041642017e+000 | 1.5432e-07 | 4.0306 | 4.030615041642017e+000 | 1.5727e-07 |  | 4.030615041642017e+000 | 1.6581e-07 |  | 4.030615041642017e+000 | 1.6302e-07 |  | 4.0334 | 4.8104e-06 | 31.1713 | 4.8104e-06
4.033409819578381e+000 | 1.5436e-07 | 4.0334 | 4.033409819578381e+000 | 1.5732e-07 |  | 4.033409819578381e+000 | 1.6588e-07 |  | 4.033409819578381e+000 | 1.6308e-07 |  | 4.0362 | 4.8099e-06 | 31.1595 | 4.8099e-06
4.036206535378726e+000 | 1.5441e-07 | 4.0362 | 4.036206535378726e+000 | 1.5737e-07 |  | 4.036206535378726e+000 | 1.6595e-07 |  | 4.036206535378726e+000 | 1.6314e-07 |  | 4.039 | 4.8094e-06 | 31.1476 | 4.8094e-06
4.039005190386743e+000 | 1.5445e-07 | 4.039 | 4.039005190386743e+000 | 1.5742e-07 |  | 4.039005190386743e+000 | 1.6602e-07 |  | 4.039005190386743e+000 | 1.632e-07 |  | 4.0418 | 4.8089e-06 | 31.1358 | 4.8089e-06
4.041805785947056e+000 | 1.5449e-07 | 4.0418 | 4.041805785947056e+000 | 1.5747e-07 |  | 4.041805785947056e+000 | 1.6608e-07 |  | 4.041805785947056e+000 | 1.6326e-07 |  | 4.0446 | 4.8084e-06 | 31.1239 | 4.8084e-06
4.044608323405218e+000 | 1.5453e-07 | 4.0446 | 4.044608323405218e+000 | 1.5752e-07 |  | 4.044608323405218e+000 | 1.6615e-07 |  | 4.044608323405218e+000 | 1.6333e-07 |  | 4.0474 | 4.8079e-06 | 31.1121 | 4.8079e-06
4.047412804107716e+000 | 1.5458e-07 | 4.0474 | 4.047412804107716e+000 | 1.5757e-07 |  | 4.047412804107716e+000 | 1.6622e-07 |  | 4.047412804107716e+000 | 1.6339e-07 |  | 4.0502 | 4.8074e-06 | 31.1002 | 4.8074e-06
4.050219229401972e+000 | 1.5462e-07 | 4.0502 | 4.050219229401972e+000 | 1.5762e-07 |  | 4.050219229401972e+000 | 1.6629e-07 |  | 4.050219229401972e+000 | 1.6345e-07 |  | 4.053 | 4.8068e-06 | 31.0883 | 4.8068e-06
4.053027600636343e+000 | 1.5466e-07 | 4.053 | 4.053027600636343e+000 | 1.5767e-07 |  | 4.053027600636343e+000 | 1.6636e-07 |  | 4.053027600636343e+000 | 1.6351e-07 |  | 4.0558 | 4.8063e-06 | 31.0764 | 4.8063e-06
4.055837919160117e+000 | 1.547e-07 | 4.0558 | 4.055837919160117e+000 | 1.5772e-07 |  | 4.055837919160117e+000 | 1.6643e-07 |  | 4.055837919160117e+000 | 1.6358e-07 |  | 4.0587 | 4.8058e-06 | 31.0645 | 4.8058e-06
4.058650186323522e+000 | 1.5475e-07 | 4.0587 | 4.058650186323522e+000 | 1.5777e-07 |  | 4.058650186323522e+000 | 1.665e-07 |  | 4.058650186323522e+000 | 1.6364e-07 |  | 4.0615 | 4.8053e-06 | 31.0526 | 4.8053e-06
4.061464403477719e+000 | 1.5479e-07 | 4.0615 | 4.061464403477719e+000 | 1.5782e-07 |  | 4.061464403477719e+000 | 1.6657e-07 |  | 4.061464403477719e+000 | 1.637e-07 |  | 4.0643 | 4.8048e-06 | 31.0407 | 4.8048e-06
4.064280571974808e+000 | 1.5483e-07 | 4.0643 | 4.064280571974808e+000 | 1.5787e-07 |  | 4.064280571974808e+000 | 1.6664e-07 |  | 4.064280571974808e+000 | 1.6377e-07 |  | 4.0671 | 4.8043e-06 | 31.0288 | 4.8043e-06
4.067098693167826e+000 | 1.5488e-07 | 4.0671 | 4.067098693167826e+000 | 1.5792e-07 |  | 4.067098693167826e+000 | 1.6671e-07 |  | 4.067098693167826e+000 | 1.6383e-07 |  | 4.0699 | 4.8038e-06 | 31.0169 | 4.8038e-06
4.069918768410746e+000 | 1.5492e-07 | 4.0699 | 4.069918768410746e+000 | 1.5797e-07 |  | 4.069918768410746e+000 | 1.6678e-07 |  | 4.069918768410746e+000 | 1.6389e-07 |  | 4.0727 | 4.8033e-06 | 31.005 | 4.8033e-06
4.072740799058484e+000 | 1.5496e-07 | 4.0727 | 4.072740799058484e+000 | 1.5802e-07 |  | 4.072740799058484e+000 | 1.6685e-07 |  | 4.072740799058484e+000 | 1.6396e-07 |  | 4.0756 | 4.8028e-06 | 30.993 | 4.8028e-06
4.075564786466892e+000 | 1.5501e-07 | 4.0756 | 4.075564786466892e+000 | 1.5807e-07 |  | 4.075564786466892e+000 | 1.6692e-07 |  | 4.075564786466892e+000 | 1.6402e-07 |  | 4.0784 | 4.8022e-06 | 30.9811 | 4.8022e-06
4.078390731992763e+000 | 1.5505e-07 | 4.0784 | 4.078390731992763e+000 | 1.5812e-07 |  | 4.078390731992763e+000 | 1.6699e-07 |  | 4.078390731992763e+000 | 1.6408e-07 |  | 4.0812 | 4.8017e-06 | 30.9691 | 4.8017e-06
4.081218636993832e+000 | 1.5509e-07 | 4.0812 | 4.081218636993832e+000 | 1.5817e-07 |  | 4.081218636993832e+000 | 1.6706e-07 |  | 4.081218636993832e+000 | 1.6415e-07 |  | 4.084 | 4.8012e-06 | 30.9571 | 4.8012e-06
4.084048502828773e+000 | 1.5514e-07 | 4.084 | 4.084048502828773e+000 | 1.5822e-07 |  | 4.084048502828773e+000 | 1.6713e-07 |  | 4.084048502828773e+000 | 1.6421e-07 |  | 4.0869 | 4.8007e-06 | 30.9451 | 4.8007e-06
4.086880330857206e+000 | 1.5518e-07 | 4.0869 | 4.086880330857206e+000 | 1.5827e-07 |  | 4.086880330857206e+000 | 1.672e-07 |  | 4.086880330857206e+000 | 1.6428e-07 |  | 4.0897 | 4.8002e-06 | 30.9332 | 4.8002e-06
4.089714122439690e+000 | 1.5522e-07 | 4.0897 | 4.089714122439690e+000 | 1.5832e-07 |  | 4.089714122439690e+000 | 1.6727e-07 |  | 4.089714122439690e+000 | 1.6434e-07 |  | 4.0925 | 4.7997e-06 | 30.9212 | 4.7997e-06
4.092549878937729e+000 | 1.5527e-07 | 4.0925 | 4.092549878937729e+000 | 1.5837e-07 |  | 4.092549878937729e+000 | 1.6734e-07 |  | 4.092549878937729e+000 | 1.6441e-07 |  | 4.0954 | 4.7992e-06 | 30.9092 | 4.7992e-06
4.095387601713770e+000 | 1.5531e-07 | 4.0954 | 4.095387601713770e+000 | 1.5842e-07 |  | 4.095387601713770e+000 | 1.6741e-07 |  | 4.095387601713770e+000 | 1.6447e-07 |  | 4.0982 | 4.7987e-06 | 30.8972 | 4.7987e-06
4.098227292131207e+000 | 1.5536e-07 | 4.0982 | 4.098227292131207e+000 | 1.5847e-07 |  | 4.098227292131207e+000 | 1.6749e-07 |  | 4.098227292131207e+000 | 1.6454e-07 |  | 4.1011 | 4.7982e-06 | 30.8851 | 4.7982e-06
4.101068951554376e+000 | 1.554e-07 | 4.1011 | 4.101068951554376e+000 | 1.5853e-07 |  | 4.101068951554376e+000 | 1.6756e-07 |  | 4.101068951554376e+000 | 1.646e-07 |  | 4.1039 | 4.7977e-06 | 30.8731 | 4.7977e-06
4.103912581348562e+000 | 1.5544e-07 | 4.1039 | 4.103912581348562e+000 | 1.5858e-07 |  | 4.103912581348562e+000 | 1.6763e-07 |  | 4.103912581348562e+000 | 1.6467e-07 |  | 4.1068 | 4.7972e-06 | 30.8611 | 4.7972e-06
4.106758182879997e+000 | 1.5549e-07 | 4.1068 | 4.106758182879997e+000 | 1.5863e-07 |  | 4.106758182879997e+000 | 1.677e-07 |  | 4.106758182879997e+000 | 1.6473e-07 |  | 4.1096 | 4.7967e-06 | 30.849 | 4.7967e-06
4.109605757515856e+000 | 1.5553e-07 | 4.1096 | 4.109605757515856e+000 | 1.5868e-07 |  | 4.109605757515856e+000 | 1.6777e-07 |  | 4.109605757515856e+000 | 1.648e-07 |  | 4.1125 | 4.7962e-06 | 30.837 | 4.7962e-06
4.112455306624266e+000 | 1.5558e-07 | 4.1125 | 4.112455306624266e+000 | 1.5873e-07 |  | 4.112455306624266e+000 | 1.6784e-07 |  | 4.112455306624266e+000 | 1.6486e-07 |  | 4.1153 | 4.7957e-06 | 30.8249 | 4.7957e-06
4.115306831574303e+000 | 1.5562e-07 | 4.1153 | 4.115306831574303e+000 | 1.5878e-07 |  | 4.115306831574303e+000 | 1.6792e-07 |  | 4.115306831574303e+000 | 1.6493e-07 |  | 4.1182 | 4.7951e-06 | 30.8129 | 4.7951e-06
4.118160333735990e+000 | 1.5567e-07 | 4.1182 | 4.118160333735990e+000 | 1.5884e-07 |  | 4.118160333735990e+000 | 1.6799e-07 |  | 4.118160333735990e+000 | 1.65e-07 |  | 4.121 | 4.7946e-06 | 30.8008 | 4.7946e-06
4.121015814480298e+000 | 1.5571e-07 | 4.121 | 4.121015814480298e+000 | 1.5889e-07 |  | 4.121015814480298e+000 | 1.6806e-07 |  | 4.121015814480298e+000 | 1.6506e-07 |  | 4.1239 | 4.7941e-06 | 30.7887 | 4.7941e-06
4.123873275179156e+000 | 1.5576e-07 | 4.1239 | 4.123873275179156e+000 | 1.5894e-07 |  | 4.123873275179156e+000 | 1.6814e-07 |  | 4.123873275179156e+000 | 1.6513e-07 |  | 4.1267 | 4.7936e-06 | 30.7766 | 4.7936e-06
4.126732717205436e+000 | 1.558e-07 | 4.1267 | 4.126732717205436e+000 | 1.5899e-07 |  | 4.126732717205436e+000 | 1.6821e-07 |  | 4.126732717205436e+000 | 1.6519e-07 |  | 4.1296 | 4.7931e-06 | 30.7645 | 4.7931e-06
4.129594141932968e+000 | 1.5585e-07 | 4.1296 | 4.129594141932968e+000 | 1.5905e-07 |  | 4.129594141932968e+000 | 1.6828e-07 |  | 4.129594141932968e+000 | 1.6526e-07 |  | 4.1325 | 4.7926e-06 | 30.7524 | 4.7926e-06
4.132457550736531e+000 | 1.5589e-07 | 4.1325 | 4.132457550736531e+000 | 1.591e-07 |  | 4.132457550736531e+000 | 1.6836e-07 |  | 4.132457550736531e+000 | 1.6533e-07 |  | 4.1353 | 4.7921e-06 | 30.7403 | 4.7921e-06
4.135322944991858e+000 | 1.5594e-07 | 4.1353 | 4.135322944991858e+000 | 1.5915e-07 |  | 4.135322944991858e+000 | 1.6843e-07 |  | 4.135322944991858e+000 | 1.6539e-07 |  | 4.1382 | 4.7916e-06 | 30.7282 | 4.7916e-06
4.138190326075637e+000 | 1.5598e-07 | 4.1382 | 4.138190326075637e+000 | 1.592e-07 |  | 4.138190326075637e+000 | 1.685e-07 |  | 4.138190326075637e+000 | 1.6546e-07 |  | 4.1411 | 4.7911e-06 | 30.716 | 4.7911e-06
4.141059695365510e+000 | 1.5603e-07 | 4.1411 | 4.141059695365510e+000 | 1.5926e-07 |  | 4.141059695365510e+000 | 1.6858e-07 |  | 4.141059695365510e+000 | 1.6553e-07 |  | 4.1439 | 4.7906e-06 | 30.7039 | 4.7906e-06
4.143931054240075e+000 | 1.5607e-07 | 4.1439 | 4.143931054240075e+000 | 1.5931e-07 |  | 4.143931054240075e+000 | 1.6865e-07 |  | 4.143931054240075e+000 | 1.6559e-07 |  | 4.1468 | 4.7901e-06 | 30.6917 | 4.7901e-06
4.146804404078884e+000 | 1.5612e-07 | 4.1468 | 4.146804404078884e+000 | 1.5936e-07 |  | 4.146804404078884e+000 | 1.6872e-07 |  | 4.146804404078884e+000 | 1.6566e-07 |  | 4.1497 | 4.7896e-06 | 30.6796 | 4.7896e-06
4.149679746262446e+000 | 1.5616e-07 | 4.1497 | 4.149679746262446e+000 | 1.5942e-07 |  | 4.149679746262446e+000 | 1.688e-07 |  | 4.149679746262446e+000 | 1.6573e-07 |  | 4.1526 | 4.7891e-06 | 30.6674 | 4.7891e-06
4.152557082172229e+000 | 1.5621e-07 | 4.1526 | 4.152557082172229e+000 | 1.5947e-07 |  | 4.152557082172229e+000 | 1.6887e-07 |  | 4.152557082172229e+000 | 1.658e-07 |  | 4.1554 | 4.7886e-06 | 30.6553 | 4.7886e-06
4.155436413190658e+000 | 1.5625e-07 | 4.1554 | 4.155436413190658e+000 | 1.5952e-07 |  | 4.155436413190658e+000 | 1.6895e-07 |  | 4.155436413190658e+000 | 1.6587e-07 |  | 4.1583 | 4.7881e-06 | 30.6431 | 4.7881e-06
4.158317740701115e+000 | 1.563e-07 | 4.1583 | 4.158317740701115e+000 | 1.5958e-07 |  | 4.158317740701115e+000 | 1.6902e-07 |  | 4.158317740701115e+000 | 1.6593e-07 |  | 4.1612 | 4.7876e-06 | 30.6309 | 4.7876e-06
4.161201066087944e+000 | 1.5635e-07 | 4.1612 | 4.161201066087944e+000 | 1.5963e-07 |  | 4.161201066087944e+000 | 1.691e-07 |  | 4.161201066087944e+000 | 1.66e-07 |  | 4.1641 | 4.7871e-06 | 30.6187 | 4.7871e-06
4.164086390736447e+000 | 1.5639e-07 | 4.1641 | 4.164086390736447e+000 | 1.5968e-07 |  | 4.164086390736447e+000 | 1.6917e-07 |  | 4.164086390736447e+000 | 1.6607e-07 |  | 4.167 | 4.7866e-06 | 30.6065 | 4.7866e-06
4.166973716032886e+000 | 1.5644e-07 | 4.167 | 4.166973716032886e+000 | 1.5974e-07 |  | 4.166973716032886e+000 | 1.6925e-07 |  | 4.166973716032886e+000 | 1.6614e-07 |  | 4.1699 | 4.7861e-06 | 30.5943 | 4.7861e-06
4.169863043364487e+000 | 1.5648e-07 | 4.1699 | 4.169863043364487e+000 | 1.5979e-07 |  | 4.169863043364487e+000 | 1.6932e-07 |  | 4.169863043364487e+000 | 1.6621e-07 |  | 4.1728 | 4.7856e-06 | 30.5821 | 4.7856e-06
4.172754374119434e+000 | 1.5653e-07 | 4.1728 | 4.172754374119434e+000 | 1.5984e-07 |  | 4.172754374119434e+000 | 1.694e-07 |  | 4.172754374119434e+000 | 1.6627e-07 |  | 4.1756 | 4.7851e-06 | 30.5698 | 4.7851e-06
4.175647709686876e+000 | 1.5658e-07 | 4.1756 | 4.175647709686876e+000 | 1.599e-07 |  | 4.175647709686876e+000 | 1.6947e-07 |  | 4.175647709686876e+000 | 1.6634e-07 |  | 4.1785 | 4.7846e-06 | 30.5576 | 4.7846e-06
4.178543051456927e+000 | 1.5662e-07 | 4.1785 | 4.178543051456927e+000 | 1.5995e-07 |  | 4.178543051456927e+000 | 1.6955e-07 |  | 4.178543051456927e+000 | 1.6641e-07 |  | 4.1814 | 4.7841e-06 | 30.5453 | 4.7841e-06
4.181440400820661e+000 | 1.5667e-07 | 4.1814 | 4.181440400820661e+000 | 1.6001e-07 |  | 4.181440400820661e+000 | 1.6963e-07 |  | 4.181440400820661e+000 | 1.6648e-07 |  | 4.1843 | 4.7836e-06 | 30.5331 | 4.7836e-06
4.184339759170118e+000 | 1.5672e-07 | 4.1843 | 4.184339759170118e+000 | 1.6006e-07 |  | 4.184339759170118e+000 | 1.697e-07 |  | 4.184339759170118e+000 | 1.6655e-07 |  | 4.1872 | 4.7831e-06 | 30.5208 | 4.7831e-06
4.187241127898304e+000 | 1.5676e-07 | 4.1872 | 4.187241127898304e+000 | 1.6012e-07 |  | 4.187241127898304e+000 | 1.6978e-07 |  | 4.187241127898304e+000 | 1.6662e-07 |  | 4.1901 | 4.7826e-06 | 30.5086 | 4.7826e-06
4.190144508399190e+000 | 1.5681e-07 | 4.1901 | 4.190144508399190e+000 | 1.6017e-07 |  | 4.190144508399190e+000 | 1.6986e-07 |  | 4.190144508399190e+000 | 1.6669e-07 |  | 4.193 | 4.7821e-06 | 30.4963 | 4.7821e-06
4.193049902067716e+000 | 1.5686e-07 | 4.193 | 4.193049902067716e+000 | 1.6022e-07 |  | 4.193049902067716e+000 | 1.6993e-07 |  | 4.193049902067716e+000 | 1.6676e-07 |  | 4.196 | 4.7816e-06 | 30.484 | 4.7816e-06
4.195957310299784e+000 | 1.569e-07 | 4.196 | 4.195957310299784e+000 | 1.6028e-07 |  | 4.195957310299784e+000 | 1.7001e-07 |  | 4.195957310299784e+000 | 1.6683e-07 |  | 4.1989 | 4.7811e-06 | 30.4717 | 4.7811e-06
4.198866734492269e+000 | 1.5695e-07 | 4.1989 | 4.198866734492269e+000 | 1.6033e-07 |  | 4.198866734492269e+000 | 1.7009e-07 |  | 4.198866734492269e+000 | 1.669e-07 |  | 4.2018 | 4.7806e-06 | 30.4594 | 4.7806e-06
4.201778176043013e+000 | 1.57e-07 | 4.2018 | 4.201778176043013e+000 | 1.6039e-07 |  | 4.201778176043013e+000 | 1.7016e-07 |  | 4.201778176043013e+000 | 1.6697e-07 |  | 4.2047 | 4.7801e-06 | 30.4471 | 4.7801e-06
4.204691636350827e+000 | 1.5704e-07 | 4.2047 | 4.204691636350827e+000 | 1.6045e-07 |  | 4.204691636350827e+000 | 1.7024e-07 |  | 4.204691636350827e+000 | 1.6704e-07 |  | 4.2076 | 4.7796e-06 | 30.4348 | 4.7796e-06
4.207607116815490e+000 | 1.5709e-07 | 4.2076 | 4.207607116815490e+000 | 1.605e-07 |  | 4.207607116815490e+000 | 1.7032e-07 |  | 4.207607116815490e+000 | 1.6711e-07 |  | 4.2105 | 4.7791e-06 | 30.4225 | 4.7791e-06
4.210524618837755e+000 | 1.5714e-07 | 4.2105 | 4.210524618837755e+000 | 1.6056e-07 |  | 4.210524618837755e+000 | 1.704e-07 |  | 4.210524618837755e+000 | 1.6718e-07 |  | 4.2134 | 4.7786e-06 | 30.4101 | 4.7786e-06
4.213444143819344e+000 | 1.5719e-07 | 4.2134 | 4.213444143819344e+000 | 1.6061e-07 |  | 4.213444143819344e+000 | 1.7047e-07 |  | 4.213444143819344e+000 | 1.6725e-07 |  | 4.2164 | 4.7781e-06 | 30.3978 | 4.7781e-06
4.216365693162953e+000 | 1.5723e-07 | 4.2164 | 4.216365693162953e+000 | 1.6067e-07 |  | 4.216365693162953e+000 | 1.7055e-07 |  | 4.216365693162953e+000 | 1.6732e-07 |  | 4.2193 | 4.7776e-06 | 30.3854 | 4.7776e-06
4.219289268272246e+000 | 1.5728e-07 | 4.2193 | 4.219289268272246e+000 | 1.6072e-07 |  | 4.219289268272246e+000 | 1.7063e-07 |  | 4.219289268272246e+000 | 1.6739e-07 |  | 4.2222 | 4.7771e-06 | 30.3731 | 4.7771e-06
4.222214870551867e+000 | 1.5733e-07 | 4.2222 | 4.222214870551867e+000 | 1.6078e-07 |  | 4.222214870551867e+000 | 1.7071e-07 |  | 4.222214870551867e+000 | 1.6746e-07 |  | 4.2251 | 4.7766e-06 | 30.3607 | 4.7766e-06
4.225142501407429e+000 | 1.5738e-07 | 4.2251 | 4.225142501407429e+000 | 1.6083e-07 |  | 4.225142501407429e+000 | 1.7079e-07 |  | 4.225142501407429e+000 | 1.6754e-07 |  | 4.2281 | 4.7762e-06 | 30.3484 | 4.7762e-06
4.228072162245522e+000 | 1.5743e-07 | 4.2281 | 4.228072162245522e+000 | 1.6089e-07 |  | 4.228072162245522e+000 | 1.7087e-07 |  | 4.228072162245522e+000 | 1.6761e-07 |  | 4.231 | 4.7757e-06 | 30.336 | 4.7757e-06
4.231003854473709e+000 | 1.5747e-07 | 4.231 | 4.231003854473709e+000 | 1.6095e-07 |  | 4.231003854473709e+000 | 1.7094e-07 |  | 4.231003854473709e+000 | 1.6768e-07 |  | 4.2339 | 4.7752e-06 | 30.3236 | 4.7752e-06
4.233937579500532e+000 | 1.5752e-07 | 4.2339 | 4.233937579500532e+000 | 1.61e-07 |  | 4.233937579500532e+000 | 1.7102e-07 |  | 4.233937579500532e+000 | 1.6775e-07 |  | 4.2369 | 4.7747e-06 | 30.3112 | 4.7747e-06
4.236873338735506e+000 | 1.5757e-07 | 4.2369 | 4.236873338735506e+000 | 1.6106e-07 |  | 4.236873338735506e+000 | 1.711e-07 |  | 4.236873338735506e+000 | 1.6782e-07 |  | 4.2398 | 4.7742e-06 | 30.2988 | 4.7742e-06
4.239811133589128e+000 | 1.5762e-07 | 4.2398 | 4.239811133589128e+000 | 1.6112e-07 |  | 4.239811133589128e+000 | 1.7118e-07 |  | 4.239811133589128e+000 | 1.6789e-07 |  | 4.2428 | 4.7737e-06 | 30.2864 | 4.7737e-06
4.242750965472868e+000 | 1.5767e-07 | 4.2428 | 4.242750965472868e+000 | 1.6117e-07 |  | 4.242750965472868e+000 | 1.7126e-07 |  | 4.242750965472868e+000 | 1.6797e-07 |  | 4.2457 | 4.7732e-06 | 30.274 | 4.7732e-06
4.245692835799179e+000 | 1.5772e-07 | 4.2457 | 4.245692835799179e+000 | 1.6123e-07 |  | 4.245692835799179e+000 | 1.7134e-07 |  | 4.245692835799179e+000 | 1.6804e-07 |  | 4.2486 | 4.7727e-06 | 30.2615 | 4.7727e-06
4.248636745981490e+000 | 1.5776e-07 | 4.2486 | 4.248636745981490e+000 | 1.6129e-07 |  | 4.248636745981490e+000 | 1.7142e-07 |  | 4.248636745981490e+000 | 1.6811e-07 |  | 4.2516 | 4.7722e-06 | 30.2491 | 4.7722e-06
4.251582697434214e+000 | 1.5781e-07 | 4.2516 | 4.251582697434214e+000 | 1.6134e-07 |  | 4.251582697434214e+000 | 1.715e-07 |  | 4.251582697434214e+000 | 1.6818e-07 |  | 4.2545 | 4.7717e-06 | 30.2367 | 4.7717e-06
4.254530691572739e+000 | 1.5786e-07 | 4.2545 | 4.254530691572739e+000 | 1.614e-07 |  | 4.254530691572739e+000 | 1.7158e-07 |  | 4.254530691572739e+000 | 1.6826e-07 |  | 4.2575 | 4.7712e-06 | 30.2242 | 4.7712e-06
4.257480729813440e+000 | 1.5791e-07 | 4.2575 | 4.257480729813440e+000 | 1.6146e-07 |  | 4.257480729813440e+000 | 1.7166e-07 |  | 4.257480729813440e+000 | 1.6833e-07 |  | 4.2604 | 4.7707e-06 | 30.2118 | 4.7707e-06
4.260432813573671e+000 | 1.5796e-07 | 4.2604 | 4.260432813573671e+000 | 1.6151e-07 |  | 4.260432813573671e+000 | 1.7174e-07 |  | 4.260432813573671e+000 | 1.684e-07 |  | 4.2634 | 4.7702e-06 | 30.1993 | 4.7702e-06
4.263386944271771e+000 | 1.5801e-07 | 4.2634 | 4.263386944271771e+000 | 1.6157e-07 |  | 4.263386944271771e+000 | 1.7182e-07 |  | 4.263386944271771e+000 | 1.6848e-07 |  | 4.2663 | 4.7697e-06 | 30.1868 | 4.7697e-06
4.266343123327059e+000 | 1.5806e-07 | 4.2663 | 4.266343123327059e+000 | 1.6163e-07 |  | 4.266343123327059e+000 | 1.719e-07 |  | 4.266343123327059e+000 | 1.6855e-07 |  | 4.2693 | 4.7693e-06 | 30.1743 | 4.7693e-06
4.269301352159840e+000 | 1.5811e-07 | 4.2693 | 4.269301352159840e+000 | 1.6169e-07 |  | 4.269301352159840e+000 | 1.7199e-07 |  | 4.269301352159840e+000 | 1.6862e-07 |  | 4.2723 | 4.7688e-06 | 30.1618 | 4.7688e-06
4.272261632191407e+000 | 1.5816e-07 | 4.2723 | 4.272261632191407e+000 | 1.6175e-07 |  | 4.272261632191407e+000 | 1.7207e-07 |  | 4.272261632191407e+000 | 1.687e-07 |  | 4.2752 | 4.7683e-06 | 30.1493 | 4.7683e-06
4.275223964844033e+000 | 1.582e-07 | 4.2752 | 4.275223964844033e+000 | 1.618e-07 |  | 4.275223964844033e+000 | 1.7215e-07 |  | 4.275223964844033e+000 | 1.6877e-07 |  | 4.2782 | 4.7678e-06 | 30.1368 | 4.7678e-06
4.278188351540980e+000 | 1.5825e-07 | 4.2782 | 4.278188351540980e+000 | 1.6186e-07 |  | 4.278188351540980e+000 | 1.7223e-07 |  | 4.278188351540980e+000 | 1.6884e-07 |  | 4.2812 | 4.7673e-06 | 30.1243 | 4.7673e-06
4.281154793706497e+000 | 1.583e-07 | 4.2812 | 4.281154793706497e+000 | 1.6192e-07 |  | 4.281154793706497e+000 | 1.7231e-07 |  | 4.281154793706497e+000 | 1.6892e-07 |  | 4.2841 | 4.7668e-06 | 30.1118 | 4.7668e-06
4.284123292765820e+000 | 1.5835e-07 | 4.2841 | 4.284123292765820e+000 | 1.6198e-07 |  | 4.284123292765820e+000 | 1.7239e-07 |  | 4.284123292765820e+000 | 1.6899e-07 |  | 4.2871 | 4.7663e-06 | 30.0993 | 4.7663e-06
4.287093850145173e+000 | 1.584e-07 | 4.2871 | 4.287093850145173e+000 | 1.6204e-07 |  | 4.287093850145173e+000 | 1.7248e-07 |  | 4.287093850145173e+000 | 1.6907e-07 |  | 4.2901 | 4.7658e-06 | 30.0867 | 4.7658e-06
4.290066467271770e+000 | 1.5845e-07 | 4.2901 | 4.290066467271770e+000 | 1.6209e-07 |  | 4.290066467271770e+000 | 1.7256e-07 |  | 4.290066467271770e+000 | 1.6914e-07 |  | 4.293 | 4.7653e-06 | 30.0742 | 4.7653e-06
4.293041145573814e+000 | 1.585e-07 | 4.293 | 4.293041145573814e+000 | 1.6215e-07 |  | 4.293041145573814e+000 | 1.7264e-07 |  | 4.293041145573814e+000 | 1.6922e-07 |  | 4.296 | 4.7649e-06 | 30.0616 | 4.7649e-06
4.296017886480498e+000 | 1.5855e-07 | 4.296 | 4.296017886480498e+000 | 1.6221e-07 |  | 4.296017886480498e+000 | 1.7272e-07 |  | 4.296017886480498e+000 | 1.6929e-07 |  | 4.299 | 4.7644e-06 | 30.0491 | 4.7644e-06
4.298996691422006e+000 | 1.586e-07 | 4.299 | 4.298996691422006e+000 | 1.6227e-07 |  | 4.298996691422006e+000 | 1.7281e-07 |  | 4.298996691422006e+000 | 1.6937e-07 |  | 4.302 | 4.7639e-06 | 30.0365 | 4.7639e-06
4.301977561829514e+000 | 1.5865e-07 | 4.302 | 4.301977561829514e+000 | 1.6233e-07 |  | 4.301977561829514e+000 | 1.7289e-07 |  | 4.301977561829514e+000 | 1.6944e-07 |  | 4.305 | 4.7634e-06 | 30.024 | 4.7634e-06
4.304960499135190e+000 | 1.587e-07 | 4.305 | 4.304960499135190e+000 | 1.6239e-07 |  | 4.304960499135190e+000 | 1.7297e-07 |  | 4.304960499135190e+000 | 1.6952e-07 |  | 4.3079 | 4.7629e-06 | 30.0114 | 4.7629e-06
4.307945504772194e+000 | 1.5875e-07 | 4.3079 | 4.307945504772194e+000 | 1.6245e-07 |  | 4.307945504772194e+000 | 1.7306e-07 |  | 4.307945504772194e+000 | 1.6959e-07 |  | 4.3109 | 4.7624e-06 | 29.9988 | 4.7624e-06
4.310932580174684e+000 | 1.588e-07 | 4.3109 | 4.310932580174684e+000 | 1.6251e-07 |  | 4.310932580174684e+000 | 1.7314e-07 |  | 4.310932580174684e+000 | 1.6967e-07 |  | 4.3139 | 4.7619e-06 | 29.9862 | 4.7619e-06
4.313921726777807e+000 | 1.5885e-07 | 4.3139 | 4.313921726777807e+000 | 1.6257e-07 |  | 4.313921726777807e+000 | 1.7322e-07 |  | 4.313921726777807e+000 | 1.6974e-07 |  | 4.3169 | 4.7615e-06 | 29.9736 | 4.7615e-06
4.316912946017710e+000 | 1.5891e-07 | 4.3169 | 4.316912946017710e+000 | 1.6263e-07 |  | 4.316912946017710e+000 | 1.7331e-07 |  | 4.316912946017710e+000 | 1.6982e-07 |  | 4.3199 | 4.761e-06 | 29.961 | 4.761e-06
4.319906239331530e+000 | 1.5896e-07 | 4.3199 | 4.319906239331530e+000 | 1.6268e-07 |  | 4.319906239331530e+000 | 1.7339e-07 |  | 4.319906239331530e+000 | 1.699e-07 |  | 4.3229 | 4.7605e-06 | 29.9483 | 4.7605e-06
4.322901608157406e+000 | 1.5901e-07 | 4.3229 | 4.322901608157406e+000 | 1.6274e-07 |  | 4.322901608157406e+000 | 1.7347e-07 |  | 4.322901608157406e+000 | 1.6997e-07 |  | 4.3259 | 4.76e-06 | 29.9357 | 4.76e-06
4.325899053934473e+000 | 1.5906e-07 | 4.3259 | 4.325899053934473e+000 | 1.628e-07 |  | 4.325899053934473e+000 | 1.7356e-07 |  | 4.325899053934473e+000 | 1.7005e-07 |  | 4.3289 | 4.7595e-06 | 29.9231 | 4.7595e-06
4.328898578102860e+000 | 1.5911e-07 | 4.3289 | 4.328898578102860e+000 | 1.6286e-07 |  | 4.328898578102860e+000 | 1.7364e-07 |  | 4.328898578102860e+000 | 1.7013e-07 |  | 4.3319 | 4.759e-06 | 29.9104 | 4.759e-06
4.331900182103699e+000 | 1.5916e-07 | 4.3319 | 4.331900182103699e+000 | 1.6292e-07 |  | 4.331900182103699e+000 | 1.7373e-07 |  | 4.331900182103699e+000 | 1.702e-07 |  | 4.3349 | 4.7585e-06 | 29.8978 | 4.7585e-06
4.334903867379121e+000 | 1.5921e-07 | 4.3349 | 4.334903867379121e+000 | 1.6298e-07 |  | 4.334903867379121e+000 | 1.7381e-07 |  | 4.334903867379121e+000 | 1.7028e-07 |  | 4.3379 | 4.7581e-06 | 29.8851 | 4.7581e-06
4.337909635372254e+000 | 1.5926e-07 | 4.3379 | 4.337909635372254e+000 | 1.6304e-07 |  | 4.337909635372254e+000 | 1.739e-07 |  | 4.337909635372254e+000 | 1.7036e-07 |  | 4.3409 | 4.7576e-06 | 29.8725 | 4.7576e-06
4.340917487527229e+000 | 1.5931e-07 | 4.3409 | 4.340917487527229e+000 | 1.6311e-07 |  | 4.340917487527229e+000 | 1.7398e-07 |  | 4.340917487527229e+000 | 1.7043e-07 |  | 4.3439 | 4.7571e-06 | 29.8598 | 4.7571e-06
4.343927425289177e+000 | 1.5937e-07 | 4.3439 | 4.343927425289177e+000 | 1.6317e-07 |  | 4.343927425289177e+000 | 1.7407e-07 |  | 4.343927425289177e+000 | 1.7051e-07 |  | 4.3469 | 4.7566e-06 | 29.8471 | 4.7566e-06
4.346939450104233e+000 | 1.5942e-07 | 4.3469 | 4.346939450104233e+000 | 1.6323e-07 |  | 4.346939450104233e+000 | 1.7415e-07 |  | 4.346939450104233e+000 | 1.7059e-07 |  | 4.35 | 4.7561e-06 | 29.8344 | 4.7561e-06
4.349953563419533e+000 | 1.5947e-07 | 4.35 | 4.349953563419533e+000 | 1.6329e-07 |  | 4.349953563419533e+000 | 1.7424e-07 |  | 4.349953563419533e+000 | 1.7067e-07 |  | 4.353 | 4.7556e-06 | 29.8217 | 4.7556e-06
4.352969766683215e+000 | 1.5952e-07 | 4.353 | 4.352969766683215e+000 | 1.6335e-07 |  | 4.352969766683215e+000 | 1.7433e-07 |  | 4.352969766683215e+000 | 1.7075e-07 |  | 4.356 | 4.7552e-06 | 29.809 | 4.7552e-06
4.355988061344426e+000 | 1.5957e-07 | 4.356 | 4.355988061344426e+000 | 1.6341e-07 |  | 4.355988061344426e+000 | 1.7441e-07 |  | 4.355988061344426e+000 | 1.7082e-07 |  | 4.359 | 4.7547e-06 | 29.7963 | 4.7547e-06
4.359008448853313e+000 | 1.5962e-07 | 4.359 | 4.359008448853313e+000 | 1.6347e-07 |  | 4.359008448853313e+000 | 1.745e-07 |  | 4.359008448853313e+000 | 1.709e-07 |  | 4.362 | 4.7542e-06 | 29.7836 | 4.7542e-06
4.362030930661032e+000 | 1.5968e-07 | 4.362 | 4.362030930661032e+000 | 1.6353e-07 |  | 4.362030930661032e+000 | 1.7459e-07 |  | 4.362030930661032e+000 | 1.7098e-07 |  | 4.3651 | 4.7537e-06 | 29.7709 | 4.7537e-06
4.365055508219741e+000 | 1.5973e-07 | 4.3651 | 4.365055508219741e+000 | 1.6359e-07 |  | 4.365055508219741e+000 | 1.7467e-07 |  | 4.365055508219741e+000 | 1.7106e-07 |  | 4.3681 | 4.7532e-06 | 29.7581 | 4.7532e-06
4.368082182982609e+000 | 1.5978e-07 | 4.3681 | 4.368082182982609e+000 | 1.6365e-07 |  | 4.368082182982609e+000 | 1.7476e-07 |  | 4.368082182982609e+000 | 1.7114e-07 |  | 4.3711 | 4.7528e-06 | 29.7454 | 4.7528e-06
4.371110956403810e+000 | 1.5983e-07 | 4.3711 | 4.371110956403810e+000 | 1.6372e-07 |  | 4.371110956403810e+000 | 1.7485e-07 |  | 4.371110956403810e+000 | 1.7122e-07 |  | 4.3741 | 4.7523e-06 | 29.7327 | 4.7523e-06
4.374141829938530e+000 | 1.5989e-07 | 4.3741 | 4.374141829938530e+000 | 1.6378e-07 |  | 4.374141829938530e+000 | 1.7493e-07 |  | 4.374141829938530e+000 | 1.713e-07 |  | 4.3772 | 4.7518e-06 | 29.7199 | 4.7518e-06
4.377174805042959e+000 | 1.5994e-07 | 4.3772 | 4.377174805042959e+000 | 1.6384e-07 |  | 4.377174805042959e+000 | 1.7502e-07 |  | 4.377174805042959e+000 | 1.7137e-07 |  | 4.3802 | 4.7513e-06 | 29.7071 | 4.7513e-06
4.380209883174300e+000 | 1.5999e-07 | 4.3802 | 4.380209883174300e+000 | 1.639e-07 |  | 4.380209883174300e+000 | 1.7511e-07 |  | 4.380209883174300e+000 | 1.7145e-07 |  | 4.3832 | 4.7508e-06 | 29.6944 | 4.7508e-06
4.383247065790764e+000 | 1.6004e-07 | 4.3832 | 4.383247065790764e+000 | 1.6396e-07 |  | 4.383247065790764e+000 | 1.752e-07 |  | 4.383247065790764e+000 | 1.7153e-07 |  | 4.3863 | 4.7504e-06 | 29.6816 | 4.7504e-06
4.386286354351577e+000 | 1.601e-07 | 4.3863 | 4.386286354351577e+000 | 1.6403e-07 |  | 4.386286354351577e+000 | 1.7528e-07 |  | 4.386286354351577e+000 | 1.7161e-07 |  | 4.3893 | 4.7499e-06 | 29.6688 | 4.7499e-06
4.389327750316973e+000 | 1.6015e-07 | 4.3893 | 4.389327750316973e+000 | 1.6409e-07 |  | 4.389327750316973e+000 | 1.7537e-07 |  | 4.389327750316973e+000 | 1.7169e-07 |  | 4.3924 | 4.7494e-06 | 29.656 | 4.7494e-06
4.392371255148200e+000 | 1.602e-07 | 4.3924 | 4.392371255148200e+000 | 1.6415e-07 |  | 4.392371255148200e+000 | 1.7546e-07 |  | 4.392371255148200e+000 | 1.7177e-07 |  | 4.3954 | 4.7489e-06 | 29.6432 | 4.7489e-06
4.395416870307519e+000 | 1.6026e-07 | 4.3954 | 4.395416870307519e+000 | 1.6421e-07 |  | 4.395416870307519e+000 | 1.7555e-07 |  | 4.395416870307519e+000 | 1.7185e-07 |  | 4.3985 | 4.7484e-06 | 29.6304 | 4.7484e-06
4.398464597258206e+000 | 1.6031e-07 | 4.3985 | 4.398464597258206e+000 | 1.6428e-07 |  | 4.398464597258206e+000 | 1.7564e-07 |  | 4.398464597258206e+000 | 1.7193e-07 |  | 4.4015 | 4.748e-06 | 29.6176 | 4.748e-06
4.401514437464550e+000 | 1.6036e-07 | 4.4015 | 4.401514437464550e+000 | 1.6434e-07 |  | 4.401514437464550e+000 | 1.7573e-07 |  | 4.401514437464550e+000 | 1.7201e-07 |  | 4.4046 | 4.7475e-06 | 29.6048 | 4.7475e-06
4.404566392391855e+000 | 1.6042e-07 | 4.4046 | 4.404566392391855e+000 | 1.644e-07 |  | 4.404566392391855e+000 | 1.7582e-07 |  | 4.404566392391855e+000 | 1.721e-07 |  | 4.4076 | 4.747e-06 | 29.5919 | 4.747e-06
4.407620463506444e+000 | 1.6047e-07 | 4.4076 | 4.407620463506444e+000 | 1.6446e-07 |  | 4.407620463506444e+000 | 1.7591e-07 |  | 4.407620463506444e+000 | 1.7218e-07 |  | 4.4107 | 4.7465e-06 | 29.5791 | 4.7465e-06
4.410676652275653e+000 | 1.6052e-07 | 4.4107 | 4.410676652275653e+000 | 1.6453e-07 |  | 4.410676652275653e+000 | 1.76e-07 |  | 4.410676652275653e+000 | 1.7226e-07 |  | 4.4137 | 4.7461e-06 | 29.5662 | 4.7461e-06
4.413734960167838e+000 | 1.6058e-07 | 4.4137 | 4.413734960167838e+000 | 1.6459e-07 |  | 4.413734960167838e+000 | 1.7608e-07 |  | 4.413734960167838e+000 | 1.7234e-07 |  | 4.4168 | 4.7456e-06 | 29.5534 | 4.7456e-06
4.416795388652372e+000 | 1.6063e-07 | 4.4168 | 4.416795388652372e+000 | 1.6465e-07 |  | 4.416795388652372e+000 | 1.7617e-07 |  | 4.416795388652372e+000 | 1.7242e-07 |  | 4.4199 | 4.7451e-06 | 29.5405 | 4.7451e-06
4.419857939199647e+000 | 1.6068e-07 | 4.4199 | 4.419857939199647e+000 | 1.6472e-07 |  | 4.419857939199647e+000 | 1.7626e-07 |  | 4.419857939199647e+000 | 1.725e-07 |  | 4.4229 | 4.7446e-06 | 29.5277 | 4.7446e-06
4.422922613281076e+000 | 1.6074e-07 | 4.4229 | 4.422922613281076e+000 | 1.6478e-07 |  | 4.422922613281076e+000 | 1.7635e-07 |  | 4.422922613281076e+000 | 1.7258e-07 |  | 4.426 | 4.7442e-06 | 29.5148 | 4.7442e-06
4.425989412369090e+000 | 1.6079e-07 | 4.426 | 4.425989412369090e+000 | 1.6484e-07 |  | 4.425989412369090e+000 | 1.7645e-07 |  | 4.425989412369090e+000 | 1.7267e-07 |  | 4.4291 | 4.7437e-06 | 29.5019 | 4.7437e-06
4.429058337937141e+000 | 1.6085e-07 | 4.4291 | 4.429058337937141e+000 | 1.6491e-07 |  | 4.429058337937141e+000 | 1.7654e-07 |  | 4.429058337937141e+000 | 1.7275e-07 |  | 4.4321 | 4.7432e-06 | 29.489 | 4.7432e-06
4.432129391459704e+000 | 1.609e-07 | 4.4321 | 4.432129391459704e+000 | 1.6497e-07 |  | 4.432129391459704e+000 | 1.7663e-07 |  | 4.432129391459704e+000 | 1.7283e-07 |  | 4.4352 | 4.7427e-06 | 29.4761 | 4.7427e-06
4.435202574412278e+000 | 1.6096e-07 | 4.4352 | 4.435202574412278e+000 | 1.6504e-07 |  | 4.435202574412278e+000 | 1.7672e-07 |  | 4.435202574412278e+000 | 1.7291e-07 |  | 4.4383 | 4.7423e-06 | 29.4632 | 4.7423e-06
4.438277888271380e+000 | 1.6101e-07 | 4.4383 | 4.438277888271380e+000 | 1.651e-07 |  | 4.438277888271380e+000 | 1.7681e-07 |  | 4.438277888271380e+000 | 1.7299e-07 |  | 4.4414 | 4.7418e-06 | 29.4503 | 4.7418e-06
4.441355334514557e+000 | 1.6106e-07 | 4.4414 | 4.441355334514557e+000 | 1.6517e-07 |  | 4.441355334514557e+000 | 1.769e-07 |  | 4.441355334514557e+000 | 1.7308e-07 |  | 4.4444 | 4.7413e-06 | 29.4374 | 4.7413e-06
4.444434914620375e+000 | 1.6112e-07 | 4.4444 | 4.444434914620375e+000 | 1.6523e-07 |  | 4.444434914620375e+000 | 1.7699e-07 |  | 4.444434914620375e+000 | 1.7316e-07 |  | 4.4475 | 4.7408e-06 | 29.4245 | 4.7408e-06
4.447516630068428e+000 | 1.6117e-07 | 4.4475 | 4.447516630068428e+000 | 1.6529e-07 |  | 4.447516630068428e+000 | 1.7708e-07 |  | 4.447516630068428e+000 | 1.7324e-07 |  | 4.4506 | 4.7404e-06 | 29.4115 | 4.7404e-06
4.450600482339337e+000 | 1.6123e-07 | 4.4506 | 4.450600482339337e+000 | 1.6536e-07 |  | 4.450600482339337e+000 | 1.7718e-07 |  | 4.450600482339337e+000 | 1.7333e-07 |  | 4.4537 | 4.7399e-06 | 29.3986 | 4.7399e-06
4.453686472914746e+000 | 1.6128e-07 | 4.4537 | 4.453686472914746e+000 | 1.6542e-07 |  | 4.453686472914746e+000 | 1.7727e-07 |  | 4.453686472914746e+000 | 1.7341e-07 |  | 4.4568 | 4.7394e-06 | 29.3856 | 4.7394e-06
4.456774603277330e+000 | 1.6134e-07 | 4.4568 | 4.456774603277330e+000 | 1.6549e-07 |  | 4.456774603277330e+000 | 1.7736e-07 |  | 4.456774603277330e+000 | 1.7349e-07 |  | 4.4599 | 4.7389e-06 | 29.3727 | 4.7389e-06
4.459864874910791e+000 | 1.6139e-07 | 4.4599 | 4.459864874910791e+000 | 1.6555e-07 |  | 4.459864874910791e+000 | 1.7745e-07 |  | 4.459864874910791e+000 | 1.7358e-07 |  | 4.463 | 4.7385e-06 | 29.3597 | 4.7385e-06
4.462957289299857e+000 | 1.6145e-07 | 4.463 | 4.462957289299857e+000 | 1.6562e-07 |  | 4.462957289299857e+000 | 1.7755e-07 |  | 4.462957289299857e+000 | 1.7366e-07 |  | 4.4661 | 4.738e-06 | 29.3467 | 4.738e-06
4.466051847930291e+000 | 1.615e-07 | 4.4661 | 4.466051847930291e+000 | 1.6568e-07 |  | 4.466051847930291e+000 | 1.7764e-07 |  | 4.466051847930291e+000 | 1.7375e-07 |  | 4.4691 | 4.7375e-06 | 29.3338 | 4.7375e-06
4.469148552288881e+000 | 1.6156e-07 | 4.4691 | 4.469148552288881e+000 | 1.6575e-07 |  | 4.469148552288881e+000 | 1.7773e-07 |  | 4.469148552288881e+000 | 1.7383e-07 |  | 4.4722 | 4.7371e-06 | 29.3208 | 4.7371e-06
4.472247403863448e+000 | 1.6162e-07 | 4.4722 | 4.472247403863448e+000 | 1.6582e-07 |  | 4.472247403863448e+000 | 1.7782e-07 |  | 4.472247403863448e+000 | 1.7391e-07 |  | 4.4753 | 4.7366e-06 | 29.3078 | 4.7366e-06
4.475348404142846e+000 | 1.6167e-07 | 4.4753 | 4.475348404142846e+000 | 1.6588e-07 |  | 4.475348404142846e+000 | 1.7792e-07 |  | 4.475348404142846e+000 | 1.74e-07 |  | 4.4785 | 4.7361e-06 | 29.2948 | 4.7361e-06
4.478451554616958e+000 | 1.6173e-07 | 4.4785 | 4.478451554616958e+000 | 1.6595e-07 |  | 4.478451554616958e+000 | 1.7801e-07 |  | 4.478451554616958e+000 | 1.7408e-07 |  | 4.4816 | 4.7356e-06 | 29.2818 | 4.7356e-06
4.481556856776705e+000 | 1.6178e-07 | 4.4816 | 4.481556856776705e+000 | 1.6601e-07 |  | 4.481556856776705e+000 | 1.7811e-07 |  | 4.481556856776705e+000 | 1.7417e-07 |  | 4.4847 | 4.7352e-06 | 29.2688 | 4.7352e-06
4.484664312114036e+000 | 1.6184e-07 | 4.4847 | 4.484664312114036e+000 | 1.6608e-07 |  | 4.484664312114036e+000 | 1.782e-07 |  | 4.484664312114036e+000 | 1.7425e-07 |  | 4.4878 | 4.7347e-06 | 29.2558 | 4.7347e-06
4.487773922121939e+000 | 1.6189e-07 | 4.4878 | 4.487773922121939e+000 | 1.6615e-07 |  | 4.487773922121939e+000 | 1.7829e-07 |  | 4.487773922121939e+000 | 1.7434e-07 |  | 4.4909 | 4.7342e-06 | 29.2427 | 4.7342e-06
4.490885688294434e+000 | 1.6195e-07 | 4.4909 | 4.490885688294434e+000 | 1.6621e-07 |  | 4.490885688294434e+000 | 1.7839e-07 |  | 4.490885688294434e+000 | 1.7442e-07 |  | 4.494 | 4.7338e-06 | 29.2297 | 4.7338e-06
4.493999612126580e+000 | 1.6201e-07 | 4.494 | 4.493999612126580e+000 | 1.6628e-07 |  | 4.493999612126580e+000 | 1.7848e-07 |  | 4.493999612126580e+000 | 1.7451e-07 |  | 4.4971 | 4.7333e-06 | 29.2167 | 4.7333e-06
4.497115695114471e+000 | 1.6206e-07 | 4.4971 | 4.497115695114471e+000 | 1.6635e-07 |  | 4.497115695114471e+000 | 1.7858e-07 |  | 4.497115695114471e+000 | 1.746e-07 |  | 4.5002 | 4.7328e-06 | 29.2036 | 4.7328e-06
4.500233938755239e+000 | 1.6212e-07 | 4.5002 | 4.500233938755239e+000 | 1.6641e-07 |  | 4.500233938755239e+000 | 1.7867e-07 |  | 4.500233938755239e+000 | 1.7468e-07 |  | 4.5034 | 4.7324e-06 | 29.1905 | 4.7324e-06
4.503354344547051e+000 | 1.6218e-07 | 4.5034 | 4.503354344547051e+000 | 1.6648e-07 |  | 4.503354344547051e+000 | 1.7877e-07 |  | 4.503354344547051e+000 | 1.7477e-07 |  | 4.5065 | 4.7319e-06 | 29.1775 | 4.7319e-06
4.506476913989118e+000 | 1.6223e-07 | 4.5065 | 4.506476913989118e+000 | 1.6655e-07 |  | 4.506476913989118e+000 | 1.7886e-07 |  | 4.506476913989118e+000 | 1.7485e-07 |  | 4.5096 | 4.7314e-06 | 29.1644 | 4.7314e-06
4.509601648581687e+000 | 1.6229e-07 | 4.5096 | 4.509601648581687e+000 | 1.6661e-07 |  | 4.509601648581687e+000 | 1.7896e-07 |  | 4.509601648581687e+000 | 1.7494e-07 |  | 4.5127 | 4.731e-06 | 29.1513 | 4.731e-06
4.512728549826046e+000 | 1.6235e-07 | 4.5127 | 4.512728549826046e+000 | 1.6668e-07 |  | 4.512728549826046e+000 | 1.7906e-07 |  | 4.512728549826046e+000 | 1.7503e-07 |  | 4.5159 | 4.7305e-06 | 29.1383 | 4.7305e-06
4.515857619224525e+000 | 1.624e-07 | 4.5159 | 4.515857619224525e+000 | 1.6675e-07 |  | 4.515857619224525e+000 | 1.7915e-07 |  | 4.515857619224525e+000 | 1.7511e-07 |  | 4.519 | 4.73e-06 | 29.1252 | 4.73e-06
4.518988858280495e+000 | 1.6246e-07 | 4.519 | 4.518988858280495e+000 | 1.6682e-07 |  | 4.518988858280495e+000 | 1.7925e-07 |  | 4.518988858280495e+000 | 1.752e-07 |  | 4.5221 | 4.7296e-06 | 29.1121 | 4.7296e-06
4.522122268498368e+000 | 1.6252e-07 | 4.5221 | 4.522122268498368e+000 | 1.6688e-07 |  | 4.522122268498368e+000 | 1.7934e-07 |  | 4.522122268498368e+000 | 1.7529e-07 |  | 4.5253 | 4.7291e-06 | 29.099 | 4.7291e-06
4.525257851383602e+000 | 1.6257e-07 | 4.5253 | 4.525257851383602e+000 | 1.6695e-07 |  | 4.525257851383602e+000 | 1.7944e-07 |  | 4.525257851383602e+000 | 1.7538e-07 |  | 4.5284 | 4.7286e-06 | 29.0858 | 4.7286e-06
4.528395608442696e+000 | 1.6263e-07 | 4.5284 | 4.528395608442696e+000 | 1.6702e-07 |  | 4.528395608442696e+000 | 1.7954e-07 |  | 4.528395608442696e+000 | 1.7546e-07 |  | 4.5315 | 4.7282e-06 | 29.0727 | 4.7282e-06
4.531535541183195e+000 | 1.6269e-07 | 4.5315 | 4.531535541183195e+000 | 1.6709e-07 |  | 4.531535541183195e+000 | 1.7963e-07 |  | 4.531535541183195e+000 | 1.7555e-07 |  | 4.5347 | 4.7277e-06 | 29.0596 | 4.7277e-06
4.534677651113690e+000 | 1.6275e-07 | 4.5347 | 4.534677651113690e+000 | 1.6715e-07 |  | 4.534677651113690e+000 | 1.7973e-07 |  | 4.534677651113690e+000 | 1.7564e-07 |  | 4.5378 | 4.7272e-06 | 29.0465 | 4.7272e-06
4.537821939743817e+000 | 1.628e-07 | 4.5378 | 4.537821939743817e+000 | 1.6722e-07 |  | 4.537821939743817e+000 | 1.7983e-07 |  | 4.537821939743817e+000 | 1.7573e-07 |  | 4.541 | 4.7268e-06 | 29.0333 | 4.7268e-06
4.540968408584258e+000 | 1.6286e-07 | 4.541 | 4.540968408584258e+000 | 1.6729e-07 |  | 4.540968408584258e+000 | 1.7993e-07 |  | 4.540968408584258e+000 | 1.7582e-07 |  | 4.5441 | 4.7263e-06 | 29.0202 | 4.7263e-06
4.544117059146745e+000 | 1.6292e-07 | 4.5441 | 4.544117059146745e+000 | 1.6736e-07 |  | 4.544117059146745e+000 | 1.8002e-07 |  | 4.544117059146745e+000 | 1.759e-07 |  | 4.5473 | 4.7258e-06 | 29.007 | 4.7258e-06
4.547267892944057e+000 | 1.6298e-07 | 4.5473 | 4.547267892944057e+000 | 1.6743e-07 |  | 4.547267892944057e+000 | 1.8012e-07 |  | 4.547267892944057e+000 | 1.7599e-07 |  | 4.5504 | 4.7254e-06 | 28.9939 | 4.7254e-06
4.550420911490019e+000 | 1.6304e-07 | 4.5504 | 4.550420911490019e+000 | 1.675e-07 |  | 4.550420911490019e+000 | 1.8022e-07 |  | 4.550420911490019e+000 | 1.7608e-07 |  | 4.5536 | 4.7249e-06 | 28.9807 | 4.7249e-06
4.553576116299512e+000 | 1.6309e-07 | 4.5536 | 4.553576116299512e+000 | 1.6757e-07 |  | 4.553576116299512e+000 | 1.8032e-07 |  | 4.553576116299512e+000 | 1.7617e-07 |  | 4.5567 | 4.7244e-06 | 28.9675 | 4.7244e-06
4.556733508888461e+000 | 1.6315e-07 | 4.5567 | 4.556733508888461e+000 | 1.6764e-07 |  | 4.556733508888461e+000 | 1.8042e-07 |  | 4.556733508888461e+000 | 1.7626e-07 |  | 4.5599 | 4.724e-06 | 28.9543 | 4.724e-06
4.559893090773844e+000 | 1.6321e-07 | 4.5599 | 4.559893090773844e+000 | 1.677e-07 |  | 4.559893090773844e+000 | 1.8052e-07 |  | 4.559893090773844e+000 | 1.7635e-07 |  | 4.5631 | 4.7235e-06 | 28.9411 | 4.7235e-06
4.563054863473695e+000 | 1.6327e-07 | 4.5631 | 4.563054863473695e+000 | 1.6777e-07 |  | 4.563054863473695e+000 | 1.8062e-07 |  | 4.563054863473695e+000 | 1.7644e-07 |  | 4.5662 | 4.723e-06 | 28.9279 | 4.723e-06
4.566218828507095e+000 | 1.6333e-07 | 4.5662 | 4.566218828507095e+000 | 1.6784e-07 |  | 4.566218828507095e+000 | 1.8072e-07 |  | 4.566218828507095e+000 | 1.7653e-07 |  | 4.5694 | 4.7226e-06 | 28.9147 | 4.7226e-06
4.569384987394182e+000 | 1.6339e-07 | 4.5694 | 4.569384987394182e+000 | 1.6791e-07 |  | 4.569384987394182e+000 | 1.8082e-07 |  | 4.569384987394182e+000 | 1.7662e-07 |  | 4.5726 | 4.7221e-06 | 28.9015 | 4.7221e-06
4.572553341656145e+000 | 1.6345e-07 | 4.5726 | 4.572553341656145e+000 | 1.6798e-07 |  | 4.572553341656145e+000 | 1.8091e-07 |  | 4.572553341656145e+000 | 1.7671e-07 |  | 4.5757 | 4.7217e-06 | 28.8883 | 4.7217e-06
4.575723892815231e+000 | 1.635e-07 | 4.5757 | 4.575723892815231e+000 | 1.6805e-07 |  | 4.575723892815231e+000 | 1.8101e-07 |  | 4.575723892815231e+000 | 1.768e-07 |  | 4.5789 | 4.7212e-06 | 28.8751 | 4.7212e-06
4.578896642394740e+000 | 1.6356e-07 | 4.5789 | 4.578896642394740e+000 | 1.6812e-07 |  | 4.578896642394740e+000 | 1.8111e-07 |  | 4.578896642394740e+000 | 1.7689e-07 |  | 4.5821 | 4.7207e-06 | 28.8619 | 4.7207e-06
4.582071591919029e+000 | 1.6362e-07 | 4.5821 | 4.582071591919029e+000 | 1.6819e-07 |  | 4.582071591919029e+000 | 1.8122e-07 |  | 4.582071591919029e+000 | 1.7698e-07 |  | 4.5852 | 4.7203e-06 | 28.8486 | 4.7203e-06
4.585248742913512e+000 | 1.6368e-07 | 4.5852 | 4.585248742913512e+000 | 1.6826e-07 |  | 4.585248742913512e+000 | 1.8132e-07 |  | 4.585248742913512e+000 | 1.7707e-07 |  | 4.5884 | 4.7198e-06 | 28.8354 | 4.7198e-06
4.588428096904662e+000 | 1.6374e-07 | 4.5884 | 4.588428096904662e+000 | 1.6833e-07 |  | 4.588428096904662e+000 | 1.8142e-07 |  | 4.588428096904662e+000 | 1.7716e-07 |  | 4.5916 | 4.7194e-06 | 28.8221 | 4.7194e-06
4.591609655420008e+000 | 1.638e-07 | 4.5916 | 4.591609655420008e+000 | 1.684e-07 |  | 4.591609655420008e+000 | 1.8152e-07 |  | 4.591609655420008e+000 | 1.7725e-07 |  | 4.5948 | 4.7189e-06 | 28.8089 | 4.7189e-06
4.594793419988140e+000 | 1.6386e-07 | 4.5948 | 4.594793419988140e+000 | 1.6847e-07 |  | 4.594793419988140e+000 | 1.8162e-07 |  | 4.594793419988140e+000 | 1.7735e-07 |  | 4.598 | 4.7184e-06 | 28.7956 | 4.7184e-06
4.597979392138709e+000 | 1.6392e-07 | 4.598 | 4.597979392138709e+000 | 1.6855e-07 |  | 4.597979392138709e+000 | 1.8172e-07 |  | 4.597979392138709e+000 | 1.7744e-07 |  | 4.6012 | 4.718e-06 | 28.7823 | 4.718e-06
4.601167573402422e+000 | 1.6398e-07 | 4.6012 | 4.601167573402422e+000 | 1.6862e-07 |  | 4.601167573402422e+000 | 1.8182e-07 |  | 4.601167573402422e+000 | 1.7753e-07 |  | 4.6044 | 4.7175e-06 | 28.769 | 4.7175e-06
4.604357965311052e+000 | 1.6404e-07 | 4.6044 | 4.604357965311052e+000 | 1.6869e-07 |  | 4.604357965311052e+000 | 1.8192e-07 |  | 4.604357965311052e+000 | 1.7762e-07 |  | 4.6076 | 4.7171e-06 | 28.7558 | 4.7171e-06
4.607550569397431e+000 | 1.641e-07 | 4.6076 | 4.607550569397431e+000 | 1.6876e-07 |  | 4.607550569397431e+000 | 1.8203e-07 |  | 4.607550569397431e+000 | 1.7771e-07 |  | 4.6107 | 4.7166e-06 | 28.7425 | 4.7166e-06
4.610745387195458e+000 | 1.6416e-07 | 4.6107 | 4.610745387195458e+000 | 1.6883e-07 |  | 4.610745387195458e+000 | 1.8213e-07 |  | 4.610745387195458e+000 | 1.7781e-07 |  | 4.6139 | 4.7161e-06 | 28.7292 | 4.7161e-06
4.613942420240091e+000 | 1.6422e-07 | 4.6139 | 4.613942420240091e+000 | 1.689e-07 |  | 4.613942420240091e+000 | 1.8223e-07 |  | 4.613942420240091e+000 | 1.779e-07 |  | 4.6171 | 4.7157e-06 | 28.7159 | 4.7157e-06
4.617141670067354e+000 | 1.6428e-07 | 4.6171 | 4.617141670067354e+000 | 1.6897e-07 |  | 4.617141670067354e+000 | 1.8233e-07 |  | 4.617141670067354e+000 | 1.7799e-07 |  | 4.6203 | 4.7152e-06 | 28.7025 | 4.7152e-06
4.620343138214337e+000 | 1.6434e-07 | 4.6203 | 4.620343138214337e+000 | 1.6904e-07 |  | 4.620343138214337e+000 | 1.8244e-07 |  | 4.620343138214337e+000 | 1.7808e-07 |  | 4.6235 | 4.7148e-06 | 28.6892 | 4.7148e-06
4.623546826219195e+000 | 1.644e-07 | 4.6235 | 4.623546826219195e+000 | 1.6912e-07 |  | 4.623546826219195e+000 | 1.8254e-07 |  | 4.623546826219195e+000 | 1.7818e-07 |  | 4.6268 | 4.7143e-06 | 28.6759 | 4.7143e-06
4.626752735621150e+000 | 1.6446e-07 | 4.6268 | 4.626752735621150e+000 | 1.6919e-07 |  | 4.626752735621150e+000 | 1.8264e-07 |  | 4.626752735621150e+000 | 1.7827e-07 |  | 4.63 | 4.7138e-06 | 28.6626 | 4.7138e-06
4.629960867960491e+000 | 1.6452e-07 | 4.63 | 4.629960867960491e+000 | 1.6926e-07 |  | 4.629960867960491e+000 | 1.8275e-07 |  | 4.629960867960491e+000 | 1.7836e-07 |  | 4.6332 | 4.7134e-06 | 28.6492 | 4.7134e-06
4.633171224778574e+000 | 1.6458e-07 | 4.6332 | 4.633171224778574e+000 | 1.6933e-07 |  | 4.633171224778574e+000 | 1.8285e-07 |  | 4.633171224778574e+000 | 1.7846e-07 |  | 4.6364 | 4.7129e-06 | 28.6359 | 4.7129e-06
4.636383807617825e+000 | 1.6464e-07 | 4.6364 | 4.636383807617825e+000 | 1.6941e-07 |  | 4.636383807617825e+000 | 1.8295e-07 |  | 4.636383807617825e+000 | 1.7855e-07 |  | 4.6396 | 4.7125e-06 | 28.6225 | 4.7125e-06
4.639598618021738e+000 | 1.647e-07 | 4.6396 | 4.639598618021738e+000 | 1.6948e-07 |  | 4.639598618021738e+000 | 1.8306e-07 |  | 4.639598618021738e+000 | 1.7865e-07 |  | 4.6428 | 4.712e-06 | 28.6092 | 4.712e-06
4.642815657534881e+000 | 1.6476e-07 | 4.6428 | 4.642815657534881e+000 | 1.6955e-07 |  | 4.642815657534881e+000 | 1.8316e-07 |  | 4.642815657534881e+000 | 1.7874e-07 |  | 4.646 | 4.7116e-06 | 28.5958 | 4.7116e-06
4.646034927702889e+000 | 1.6483e-07 | 4.646 | 4.646034927702889e+000 | 1.6962e-07 |  | 4.646034927702889e+000 | 1.8327e-07 |  | 4.646034927702889e+000 | 1.7883e-07 |  | 4.6493 | 4.7111e-06 | 28.5824 | 4.7111e-06
4.649256430072470e+000 | 1.6489e-07 | 4.6493 | 4.649256430072470e+000 | 1.697e-07 |  | 4.649256430072470e+000 | 1.8337e-07 |  | 4.649256430072470e+000 | 1.7893e-07 |  | 4.6525 | 4.7107e-06 | 28.569 | 4.7107e-06
4.652480166191404e+000 | 1.6495e-07 | 4.6525 | 4.652480166191404e+000 | 1.6977e-07 |  | 4.652480166191404e+000 | 1.8348e-07 |  | 4.652480166191404e+000 | 1.7902e-07 |  | 4.6557 | 4.7102e-06 | 28.5557 | 4.7102e-06
4.655706137608546e+000 | 1.6501e-07 | 4.6557 | 4.655706137608546e+000 | 1.6984e-07 |  | 4.655706137608546e+000 | 1.8358e-07 |  | 4.655706137608546e+000 | 1.7912e-07 |  | 4.6589 | 4.7097e-06 | 28.5423 | 4.7097e-06
4.658934345873824e+000 | 1.6507e-07 | 4.6589 | 4.658934345873824e+000 | 1.6992e-07 |  | 4.658934345873824e+000 | 1.8369e-07 |  | 4.658934345873824e+000 | 1.7921e-07 |  | 4.6622 | 4.7093e-06 | 28.5289 | 4.7093e-06
4.662164792538239e+000 | 1.6513e-07 | 4.6622 | 4.662164792538239e+000 | 1.6999e-07 |  | 4.662164792538239e+000 | 1.8379e-07 |  | 4.662164792538239e+000 | 1.7931e-07 |  | 4.6654 | 4.7088e-06 | 28.5155 | 4.7088e-06
4.665397479153870e+000 | 1.6519e-07 | 4.6654 | 4.665397479153870e+000 | 1.7006e-07 |  | 4.665397479153870e+000 | 1.839e-07 |  | 4.665397479153870e+000 | 1.794e-07 |  | 4.6686 | 4.7084e-06 | 28.502 | 4.7084e-06
4.668632407273870e+000 | 1.6526e-07 | 4.6686 | 4.668632407273870e+000 | 1.7014e-07 |  | 4.668632407273870e+000 | 1.84e-07 |  | 4.668632407273870e+000 | 1.795e-07 |  | 4.6719 | 4.7079e-06 | 28.4886 | 4.7079e-06
4.671869578452472e+000 | 1.6532e-07 | 4.6719 | 4.671869578452472e+000 | 1.7021e-07 |  | 4.671869578452472e+000 | 1.8411e-07 |  | 4.671869578452472e+000 | 1.796e-07 |  | 4.6751 | 4.7075e-06 | 28.4752 | 4.7075e-06
4.675108994244983e+000 | 1.6538e-07 | 4.6751 | 4.675108994244983e+000 | 1.7028e-07 |  | 4.675108994244983e+000 | 1.8422e-07 |  | 4.675108994244983e+000 | 1.7969e-07 |  | 4.6784 | 4.707e-06 | 28.4618 | 4.707e-06
4.678350656207790e+000 | 1.6544e-07 | 4.6784 | 4.678350656207790e+000 | 1.7036e-07 |  | 4.678350656207790e+000 | 1.8432e-07 |  | 4.678350656207790e+000 | 1.7979e-07 |  | 4.6816 | 4.7066e-06 | 28.4483 | 4.7066e-06
4.681594565898361e+000 | 1.655e-07 | 4.6816 | 4.681594565898361e+000 | 1.7043e-07 |  | 4.681594565898361e+000 | 1.8443e-07 |  | 4.681594565898361e+000 | 1.7989e-07 |  | 4.6848 | 4.7061e-06 | 28.4349 | 4.7061e-06
4.684840724875240e+000 | 1.6557e-07 | 4.6848 | 4.684840724875240e+000 | 1.7051e-07 |  | 4.684840724875240e+000 | 1.8454e-07 |  | 4.684840724875240e+000 | 1.7998e-07 |  | 4.6881 | 4.7057e-06 | 28.4214 | 4.7057e-06
4.688089134698056e+000 | 1.6563e-07 | 4.6881 | 4.688089134698056e+000 | 1.7058e-07 |  | 4.688089134698056e+000 | 1.8464e-07 |  | 4.688089134698056e+000 | 1.8008e-07 |  | 4.6913 | 4.7052e-06 | 28.408 | 4.7052e-06
4.691339796927516e+000 | 1.6569e-07 | 4.6913 | 4.691339796927516e+000 | 1.7066e-07 |  | 4.691339796927516e+000 | 1.8475e-07 |  | 4.691339796927516e+000 | 1.8018e-07 |  | 4.6946 | 4.7048e-06 | 28.3945 | 4.7048e-06
4.694592713125411e+000 | 1.6576e-07 | 4.6946 | 4.694592713125411e+000 | 1.7073e-07 |  | 4.694592713125411e+000 | 1.8486e-07 |  | 4.694592713125411e+000 | 1.8027e-07 |  | 4.6978 | 4.7043e-06 | 28.381 | 4.7043e-06
4.697847884854615e+000 | 1.6582e-07 | 4.6978 | 4.697847884854615e+000 | 1.7081e-07 |  | 4.697847884854615e+000 | 1.8497e-07 |  | 4.697847884854615e+000 | 1.8037e-07 |  | 4.7011 | 4.7039e-06 | 28.3675 | 4.7039e-06
4.701105313679084e+000 | 1.6588e-07 | 4.7011 | 4.701105313679084e+000 | 1.7088e-07 |  | 4.701105313679084e+000 | 1.8508e-07 |  | 4.701105313679084e+000 | 1.8047e-07 |  | 4.7044 | 4.7034e-06 | 28.354 | 4.7034e-06
4.704365001163860e+000 | 1.6594e-07 | 4.7044 | 4.704365001163860e+000 | 1.7096e-07 |  | 4.704365001163860e+000 | 1.8519e-07 |  | 4.704365001163860e+000 | 1.8057e-07 |  | 4.7076 | 4.7029e-06 | 28.3406 | 4.7029e-06
4.707626948875070e+000 | 1.6601e-07 | 4.7076 | 4.707626948875070e+000 | 1.7103e-07 |  | 4.707626948875070e+000 | 1.8529e-07 |  | 4.707626948875070e+000 | 1.8067e-07 |  | 4.7109 | 4.7025e-06 | 28.3271 | 4.7025e-06
4.710891158379927e+000 | 1.6607e-07 | 4.7109 | 4.710891158379927e+000 | 1.7111e-07 |  | 4.710891158379927e+000 | 1.854e-07 |  | 4.710891158379927e+000 | 1.8076e-07 |  | 4.7142 | 4.702e-06 | 28.3135 | 4.702e-06
4.714157631246730e+000 | 1.6613e-07 | 4.7142 | 4.714157631246730e+000 | 1.7118e-07 |  | 4.714157631246730e+000 | 1.8551e-07 |  | 4.714157631246730e+000 | 1.8086e-07 |  | 4.7174 | 4.7016e-06 | 28.3 | 4.7016e-06
4.717426369044865e+000 | 1.662e-07 | 4.7174 | 4.717426369044865e+000 | 1.7126e-07 |  | 4.717426369044865e+000 | 1.8562e-07 |  | 4.717426369044865e+000 | 1.8096e-07 |  | 4.7207 | 4.7011e-06 | 28.2865 | 4.7011e-06
4.720697373344808e+000 | 1.6626e-07 | 4.7207 | 4.720697373344808e+000 | 1.7134e-07 |  | 4.720697373344808e+000 | 1.8573e-07 |  | 4.720697373344808e+000 | 1.8106e-07 |  | 4.724 | 4.7007e-06 | 28.273 | 4.7007e-06
4.723970645718122e+000 | 1.6632e-07 | 4.724 | 4.723970645718122e+000 | 1.7141e-07 |  | 4.723970645718122e+000 | 1.8584e-07 |  | 4.723970645718122e+000 | 1.8116e-07 |  | 4.7272 | 4.7002e-06 | 28.2595 | 4.7002e-06
4.727246187737462e+000 | 1.6639e-07 | 4.7272 | 4.727246187737462e+000 | 1.7149e-07 |  | 4.727246187737462e+000 | 1.8595e-07 |  | 4.727246187737462e+000 | 1.8126e-07 |  | 4.7305 | 4.6998e-06 | 28.2459 | 4.6998e-06
4.730524000976572e+000 | 1.6645e-07 | 4.7305 | 4.730524000976572e+000 | 1.7156e-07 |  | 4.730524000976572e+000 | 1.8606e-07 |  | 4.730524000976572e+000 | 1.8136e-07 |  | 4.7338 | 4.6994e-06 | 28.2324 | 4.6994e-06
4.733804087010285e+000 | 1.6652e-07 | 4.7338 | 4.733804087010285e+000 | 1.7164e-07 |  | 4.733804087010285e+000 | 1.8617e-07 |  | 4.733804087010285e+000 | 1.8146e-07 |  | 4.7371 | 4.6989e-06 | 28.2188 | 4.6989e-06
4.737086447414531e+000 | 1.6658e-07 | 4.7371 | 4.737086447414531e+000 | 1.7172e-07 |  | 4.737086447414531e+000 | 1.8628e-07 |  | 4.737086447414531e+000 | 1.8156e-07 |  | 4.7404 | 4.6985e-06 | 28.2053 | 4.6985e-06
4.740371083766330e+000 | 1.6664e-07 | 4.7404 | 4.740371083766330e+000 | 1.7179e-07 |  | 4.740371083766330e+000 | 1.8639e-07 |  | 4.740371083766330e+000 | 1.8166e-07 |  | 4.7437 | 4.698e-06 | 28.1917 | 4.698e-06
4.743657997643792e+000 | 1.6671e-07 | 4.7437 | 4.743657997643792e+000 | 1.7187e-07 |  | 4.743657997643792e+000 | 1.865e-07 |  | 4.743657997643792e+000 | 1.8176e-07 |  | 4.7469 | 4.6976e-06 | 28.1781 | 4.6976e-06
4.746947190626129e+000 | 1.6677e-07 | 4.7469 | 4.746947190626129e+000 | 1.7195e-07 |  | 4.746947190626129e+000 | 1.8662e-07 |  | 4.746947190626129e+000 | 1.8186e-07 |  | 4.7502 | 4.6971e-06 | 28.1646 | 4.6971e-06
4.750238664293642e+000 | 1.6684e-07 | 4.7502 | 4.750238664293642e+000 | 1.7203e-07 |  | 4.750238664293642e+000 | 1.8673e-07 |  | 4.750238664293642e+000 | 1.8196e-07 |  | 4.7535 | 4.6967e-06 | 28.151 | 4.6967e-06
4.753532420227729e+000 | 1.669e-07 | 4.7535 | 4.753532420227729e+000 | 1.721e-07 |  | 4.753532420227729e+000 | 1.8684e-07 |  | 4.753532420227729e+000 | 1.8206e-07 |  | 4.7568 | 4.6962e-06 | 28.1374 | 4.6962e-06
4.756828460010885e+000 | 1.6697e-07 | 4.7568 | 4.756828460010885e+000 | 1.7218e-07 |  | 4.756828460010885e+000 | 1.8695e-07 |  | 4.756828460010885e+000 | 1.8216e-07 |  | 4.7601 | 4.6958e-06 | 28.1238 | 4.6958e-06
4.760126785226703e+000 | 1.6703e-07 | 4.7601 | 4.760126785226703e+000 | 1.7226e-07 |  | 4.760126785226703e+000 | 1.8706e-07 |  | 4.760126785226703e+000 | 1.8226e-07 |  | 4.7634 | 4.6953e-06 | 28.1102 | 4.6953e-06
4.763427397459874e+000 | 1.671e-07 | 4.7634 | 4.763427397459874e+000 | 1.7234e-07 |  | 4.763427397459874e+000 | 1.8718e-07 |  | 4.763427397459874e+000 | 1.8236e-07 |  | 4.7667 | 4.6949e-06 | 28.0966 | 4.6949e-06
4.766730298296186e+000 | 1.6716e-07 | 4.7667 | 4.766730298296186e+000 | 1.7241e-07 |  | 4.766730298296186e+000 | 1.8729e-07 |  | 4.766730298296186e+000 | 1.8247e-07 |  | 4.77 | 4.6944e-06 | 28.083 | 4.6944e-06
4.770035489322527e+000 | 1.6723e-07 | 4.77 | 4.770035489322527e+000 | 1.7249e-07 |  | 4.770035489322527e+000 | 1.874e-07 |  | 4.770035489322527e+000 | 1.8257e-07 |  | 4.7733 | 4.694e-06 | 28.0693 | 4.694e-06
4.773342972126888e+000 | 1.6729e-07 | 4.7733 | 4.773342972126888e+000 | 1.7257e-07 |  | 4.773342972126888e+000 | 1.8752e-07 |  | 4.773342972126888e+000 | 1.8267e-07 |  | 4.7767 | 4.6935e-06 | 28.0557 | 4.6935e-06
4.776652748298359e+000 | 1.6736e-07 | 4.7767 | 4.776652748298359e+000 | 1.7265e-07 |  | 4.776652748298359e+000 | 1.8763e-07 |  | 4.776652748298359e+000 | 1.8277e-07 |  | 4.78 | 4.6931e-06 | 28.0421 | 4.6931e-06
4.779964819427129e+000 | 1.6742e-07 | 4.78 | 4.779964819427129e+000 | 1.7273e-07 |  | 4.779964819427129e+000 | 1.8774e-07 |  | 4.779964819427129e+000 | 1.8288e-07 |  | 4.7833 | 4.6926e-06 | 28.0284 | 4.6926e-06
4.783279187104497e+000 | 1.6749e-07 | 4.7833 | 4.783279187104497e+000 | 1.7281e-07 |  | 4.783279187104497e+000 | 1.8786e-07 |  | 4.783279187104497e+000 | 1.8298e-07 |  | 4.7866 | 4.6922e-06 | 28.0148 | 4.6922e-06
4.786595852922858e+000 | 1.6756e-07 | 4.7866 | 4.786595852922858e+000 | 1.7289e-07 |  | 4.786595852922858e+000 | 1.8797e-07 |  | 4.786595852922858e+000 | 1.8308e-07 |  | 4.7899 | 4.6918e-06 | 28.0011 | 4.6918e-06
4.789914818475715e+000 | 1.6762e-07 | 4.7899 | 4.789914818475715e+000 | 1.7296e-07 |  | 4.789914818475715e+000 | 1.8809e-07 |  | 4.789914818475715e+000 | 1.8318e-07 |  | 4.7932 | 4.6913e-06 | 27.9875 | 4.6913e-06
4.793236085357676e+000 | 1.6769e-07 | 4.7932 | 4.793236085357676e+000 | 1.7304e-07 |  | 4.793236085357676e+000 | 1.882e-07 |  | 4.793236085357676e+000 | 1.8329e-07 |  | 4.7966 | 4.6909e-06 | 27.9738 | 4.6909e-06
4.796559655164452e+000 | 1.6775e-07 | 4.7966 | 4.796559655164452e+000 | 1.7312e-07 |  | 4.796559655164452e+000 | 1.8832e-07 |  | 4.796559655164452e+000 | 1.8339e-07 |  | 4.7999 | 4.6904e-06 | 27.9601 | 4.6904e-06
4.799885529492863e+000 | 1.6782e-07 | 4.7999 | 4.799885529492863e+000 | 1.732e-07 |  | 4.799885529492863e+000 | 1.8843e-07 |  | 4.799885529492863e+000 | 1.8349e-07 |  | 4.8032 | 4.69e-06 | 27.9465 | 4.69e-06
4.803213709940835e+000 | 1.6789e-07 | 4.8032 | 4.803213709940835e+000 | 1.7328e-07 |  | 4.803213709940835e+000 | 1.8855e-07 |  | 4.803213709940835e+000 | 1.836e-07 |  | 4.8065 | 4.6895e-06 | 27.9328 | 4.6895e-06
4.806544198107404e+000 | 1.6795e-07 | 4.8065 | 4.806544198107404e+000 | 1.7336e-07 |  | 4.806544198107404e+000 | 1.8866e-07 |  | 4.806544198107404e+000 | 1.837e-07 |  | 4.8099 | 4.6891e-06 | 27.9191 | 4.6891e-06
4.809876995592711e+000 | 1.6802e-07 | 4.8099 | 4.809876995592711e+000 | 1.7344e-07 |  | 4.809876995592711e+000 | 1.8878e-07 |  | 4.809876995592711e+000 | 1.8381e-07 |  | 4.8132 | 4.6887e-06 | 27.9054 | 4.6887e-06
4.813212103998010e+000 | 1.6809e-07 | 4.8132 | 4.813212103998010e+000 | 1.7352e-07 |  | 4.813212103998010e+000 | 1.8889e-07 |  | 4.813212103998010e+000 | 1.8391e-07 |  | 4.8165 | 4.6882e-06 | 27.8917 | 4.6882e-06
4.816549524925664e+000 | 1.6815e-07 | 4.8165 | 4.816549524925664e+000 | 1.736e-07 |  | 4.816549524925664e+000 | 1.8901e-07 |  | 4.816549524925664e+000 | 1.8402e-07 |  | 4.8199 | 4.6878e-06 | 27.878 | 4.6878e-06
4.819889259979146e+000 | 1.6822e-07 | 4.8199 | 4.819889259979146e+000 | 1.7368e-07 |  | 4.819889259979146e+000 | 1.8913e-07 |  | 4.819889259979146e+000 | 1.8412e-07 |  | 4.8232 | 4.6873e-06 | 27.8643 | 4.6873e-06
4.823231310763043e+000 | 1.6829e-07 | 4.8232 | 4.823231310763043e+000 | 1.7376e-07 |  | 4.823231310763043e+000 | 1.8924e-07 |  | 4.823231310763043e+000 | 1.8423e-07 |  | 4.8266 | 4.6869e-06 | 27.8505 | 4.6869e-06
4.826575678883052e+000 | 1.6835e-07 | 4.8266 | 4.826575678883052e+000 | 1.7384e-07 |  | 4.826575678883052e+000 | 1.8936e-07 |  | 4.826575678883052e+000 | 1.8433e-07 |  | 4.8299 | 4.6865e-06 | 27.8368 | 4.6865e-06
4.829922365945986e+000 | 1.6842e-07 | 4.8299 | 4.829922365945986e+000 | 1.7392e-07 |  | 4.829922365945986e+000 | 1.8948e-07 |  | 4.829922365945986e+000 | 1.8444e-07 |  | 4.8333 | 4.686e-06 | 27.8231 | 4.686e-06
4.833271373559771e+000 | 1.6849e-07 | 4.8333 | 4.833271373559771e+000 | 1.7401e-07 |  | 4.833271373559771e+000 | 1.896e-07 |  | 4.833271373559771e+000 | 1.8454e-07 |  | 4.8366 | 4.6856e-06 | 27.8093 | 4.6856e-06
4.836622703333447e+000 | 1.6856e-07 | 4.8366 | 4.836622703333447e+000 | 1.7409e-07 |  | 4.836622703333447e+000 | 1.8971e-07 |  | 4.836622703333447e+000 | 1.8465e-07 |  | 4.84 | 4.6851e-06 | 27.7956 | 4.6851e-06
4.839976356877171e+000 | 1.6862e-07 | 4.84 | 4.839976356877171e+000 | 1.7417e-07 |  | 4.839976356877171e+000 | 1.8983e-07 |  | 4.839976356877171e+000 | 1.8476e-07 |  | 4.8433 | 4.6847e-06 | 27.7818 | 4.6847e-06
4.843332335802216e+000 | 1.6869e-07 | 4.8433 | 4.843332335802216e+000 | 1.7425e-07 |  | 4.843332335802216e+000 | 1.8995e-07 |  | 4.843332335802216e+000 | 1.8486e-07 |  | 4.8467 | 4.6842e-06 | 27.7681 | 4.6842e-06
4.846690641720973e+000 | 1.6876e-07 | 4.8467 | 4.846690641720973e+000 | 1.7433e-07 |  | 4.846690641720973e+000 | 1.9007e-07 |  | 4.846690641720973e+000 | 1.8497e-07 |  | 4.8501 | 4.6838e-06 | 27.7543 | 4.6838e-06
4.850051276246949e+000 | 1.6883e-07 | 4.8501 | 4.850051276246949e+000 | 1.7441e-07 |  | 4.850051276246949e+000 | 1.9019e-07 |  | 4.850051276246949e+000 | 1.8508e-07 |  | 4.8534 | 4.6834e-06 | 27.7405 | 4.6834e-06
4.853414240994773e+000 | 1.689e-07 | 4.8534 | 4.853414240994773e+000 | 1.7449e-07 |  | 4.853414240994773e+000 | 1.9031e-07 |  | 4.853414240994773e+000 | 1.8519e-07 |  | 4.8568 | 4.6829e-06 | 27.7268 | 4.6829e-06
4.856779537580188e+000 | 1.6896e-07 | 4.8568 | 4.856779537580188e+000 | 1.7458e-07 |  | 4.856779537580188e+000 | 1.9042e-07 |  | 4.856779537580188e+000 | 1.8529e-07 |  | 4.8601 | 4.6825e-06 | 27.713 | 4.6825e-06
4.860147167620064e+000 | 1.6903e-07 | 4.8601 | 4.860147167620064e+000 | 1.7466e-07 |  | 4.860147167620064e+000 | 1.9054e-07 |  | 4.860147167620064e+000 | 1.854e-07 |  | 4.8635 | 4.6821e-06 | 27.6992 | 4.6821e-06
4.863517132732389e+000 | 1.691e-07 | 4.8635 | 4.863517132732389e+000 | 1.7474e-07 |  | 4.863517132732389e+000 | 1.9066e-07 |  | 4.863517132732389e+000 | 1.8551e-07 |  | 4.8669 | 4.6816e-06 | 27.6854 | 4.6816e-06
4.866889434536271e+000 | 1.6917e-07 | 4.8669 | 4.866889434536271e+000 | 1.7482e-07 |  | 4.866889434536271e+000 | 1.9078e-07 |  | 4.866889434536271e+000 | 1.8562e-07 |  | 4.8703 | 4.6812e-06 | 27.6716 | 4.6812e-06
4.870264074651946e+000 | 1.6924e-07 | 4.8703 | 4.870264074651946e+000 | 1.7491e-07 |  | 4.870264074651946e+000 | 1.909e-07 |  | 4.870264074651946e+000 | 1.8572e-07 |  | 4.8736 | 4.6807e-06 | 27.6578 | 4.6807e-06
4.873641054700766e+000 | 1.6931e-07 | 4.8736 | 4.873641054700766e+000 | 1.7499e-07 |  | 4.873641054700766e+000 | 1.9102e-07 |  | 4.873641054700766e+000 | 1.8583e-07 |  | 4.877 | 4.6803e-06 | 27.644 | 4.6803e-06
4.877020376305214e+000 | 1.6938e-07 | 4.877 | 4.877020376305214e+000 | 1.7507e-07 |  | 4.877020376305214e+000 | 1.9115e-07 |  | 4.877020376305214e+000 | 1.8594e-07 |  | 4.8804 | 4.6799e-06 | 27.6302 | 4.6799e-06
4.880402041088894e+000 | 1.6944e-07 | 4.8804 | 4.880402041088894e+000 | 1.7515e-07 |  | 4.880402041088894e+000 | 1.9127e-07 |  | 4.880402041088894e+000 | 1.8605e-07 |  | 4.8838 | 4.6794e-06 | 27.6164 | 4.6794e-06
4.883786050676538e+000 | 1.6951e-07 | 4.8838 | 4.883786050676538e+000 | 1.7524e-07 |  | 4.883786050676538e+000 | 1.9139e-07 |  | 4.883786050676538e+000 | 1.8616e-07 |  | 4.8872 | 4.679e-06 | 27.6025 | 4.679e-06
4.887172406694003e+000 | 1.6958e-07 | 4.8872 | 4.887172406694003e+000 | 1.7532e-07 |  | 4.887172406694003e+000 | 1.9151e-07 |  | 4.887172406694003e+000 | 1.8627e-07 |  | 4.8906 | 4.6786e-06 | 27.5887 | 4.6786e-06
4.890561110768275e+000 | 1.6965e-07 | 4.8906 | 4.890561110768275e+000 | 1.754e-07 |  | 4.890561110768275e+000 | 1.9163e-07 |  | 4.890561110768275e+000 | 1.8638e-07 |  | 4.894 | 4.6781e-06 | 27.5748 | 4.6781e-06
4.893952164527466e+000 | 1.6972e-07 | 4.894 | 4.893952164527466e+000 | 1.7549e-07 |  | 4.893952164527466e+000 | 1.9175e-07 |  | 4.893952164527466e+000 | 1.8649e-07 |  | 4.8973 | 4.6777e-06 | 27.561 | 4.6777e-06
4.897345569600819e+000 | 1.6979e-07 | 4.8973 | 4.897345569600819e+000 | 1.7557e-07 |  | 4.897345569600819e+000 | 1.9187e-07 |  | 4.897345569600819e+000 | 1.866e-07 |  | 4.9007 | 4.6772e-06 | 27.5471 | 4.6772e-06
4.900741327618705e+000 | 1.6986e-07 | 4.9007 | 4.900741327618705e+000 | 1.7566e-07 |  | 4.900741327618705e+000 | 1.92e-07 |  | 4.900741327618705e+000 | 1.8671e-07 |  | 4.9041 | 4.6768e-06 | 27.5333 | 4.6768e-06
4.904139440212626e+000 | 1.6993e-07 | 4.9041 | 4.904139440212626e+000 | 1.7574e-07 |  | 4.904139440212626e+000 | 1.9212e-07 |  | 4.904139440212626e+000 | 1.8682e-07 |  | 4.9075 | 4.6764e-06 | 27.5194 | 4.6764e-06
4.907539909015217e+000 | 1.7e-07 | 4.9075 | 4.907539909015217e+000 | 1.7582e-07 |  | 4.907539909015217e+000 | 1.9224e-07 |  | 4.907539909015217e+000 | 1.8693e-07 |  | 4.9109 | 4.6759e-06 | 27.5055 | 4.6759e-06
4.910942735660242e+000 | 1.7007e-07 | 4.9109 | 4.910942735660242e+000 | 1.7591e-07 |  | 4.910942735660242e+000 | 1.9237e-07 |  | 4.910942735660242e+000 | 1.8704e-07 |  | 4.9143 | 4.6755e-06 | 27.4917 | 4.6755e-06
4.914347921782601e+000 | 1.7014e-07 | 4.9143 | 4.914347921782601e+000 | 1.7599e-07 |  | 4.914347921782601e+000 | 1.9249e-07 |  | 4.914347921782601e+000 | 1.8715e-07 |  | 4.9178 | 4.6751e-06 | 27.4778 | 4.6751e-06
4.917755469018323e+000 | 1.7021e-07 | 4.9178 | 4.917755469018323e+000 | 1.7608e-07 |  | 4.917755469018323e+000 | 1.9261e-07 |  | 4.917755469018323e+000 | 1.8726e-07 |  | 4.9212 | 4.6746e-06 | 27.4639 | 4.6746e-06
4.921165379004578e+000 | 1.7028e-07 | 4.9212 | 4.921165379004578e+000 | 1.7616e-07 |  | 4.921165379004578e+000 | 1.9274e-07 |  | 4.921165379004578e+000 | 1.8738e-07 |  | 4.9246 | 4.6742e-06 | 27.45 | 4.6742e-06
4.924577653379666e+000 | 1.7035e-07 | 4.9246 | 4.924577653379666e+000 | 1.7625e-07 |  | 4.924577653379666e+000 | 1.9286e-07 |  | 4.924577653379666e+000 | 1.8749e-07 |  | 4.928 | 4.6738e-06 | 27.4361 | 4.6738e-06
4.927992293783024e+000 | 1.7042e-07 | 4.928 | 4.927992293783024e+000 | 1.7633e-07 |  | 4.927992293783024e+000 | 1.9299e-07 |  | 4.927992293783024e+000 | 1.876e-07 |  | 4.9314 | 4.6733e-06 | 27.4222 | 4.6733e-06
4.931409301855227e+000 | 1.7049e-07 | 4.9314 | 4.931409301855227e+000 | 1.7642e-07 |  | 4.931409301855227e+000 | 1.9311e-07 |  | 4.931409301855227e+000 | 1.8771e-07 |  | 4.9348 | 4.6729e-06 | 27.4083 | 4.6729e-06
4.934828679237987e+000 | 1.7056e-07 | 4.9348 | 4.934828679237987e+000 | 1.765e-07 |  | 4.934828679237987e+000 | 1.9324e-07 |  | 4.934828679237987e+000 | 1.8782e-07 |  | 4.9383 | 4.6725e-06 | 27.3944 | 4.6725e-06
4.938250427574154e+000 | 1.7063e-07 | 4.9383 | 4.938250427574154e+000 | 1.7659e-07 |  | 4.938250427574154e+000 | 1.9336e-07 |  | 4.938250427574154e+000 | 1.8794e-07 |  | 4.9417 | 4.672e-06 | 27.3804 | 4.672e-06
4.941674548507717e+000 | 1.7071e-07 | 4.9417 | 4.941674548507717e+000 | 1.7668e-07 |  | 4.941674548507717e+000 | 1.9349e-07 |  | 4.941674548507717e+000 | 1.8805e-07 |  | 4.9451 | 4.6716e-06 | 27.3665 | 4.6716e-06
4.945101043683807e+000 | 1.7078e-07 | 4.9451 | 4.945101043683807e+000 | 1.7676e-07 |  | 4.945101043683807e+000 | 1.9361e-07 |  | 4.945101043683807e+000 | 1.8816e-07 |  | 4.9485 | 4.6712e-06 | 27.3526 | 4.6712e-06
4.948529914748692e+000 | 1.7085e-07 | 4.9485 | 4.948529914748692e+000 | 1.7685e-07 |  | 4.948529914748692e+000 | 1.9374e-07 |  | 4.948529914748692e+000 | 1.8828e-07 |  | 4.952 | 4.6707e-06 | 27.3386 | 4.6707e-06
4.951961163349783e+000 | 1.7092e-07 | 4.952 | 4.951961163349783e+000 | 1.7693e-07 |  | 4.951961163349783e+000 | 1.9386e-07 |  | 4.951961163349783e+000 | 1.8839e-07 |  | 4.9554 | 4.6703e-06 | 27.3247 | 4.6703e-06
4.955394791135636e+000 | 1.7099e-07 | 4.9554 | 4.955394791135636e+000 | 1.7702e-07 |  | 4.955394791135636e+000 | 1.9399e-07 |  | 4.955394791135636e+000 | 1.885e-07 |  | 4.9588 | 4.6699e-06 | 27.3107 | 4.6699e-06
4.958830799755947e+000 | 1.7106e-07 | 4.9588 | 4.958830799755947e+000 | 1.7711e-07 |  | 4.958830799755947e+000 | 1.9412e-07 |  | 4.958830799755947e+000 | 1.8862e-07 |  | 4.9623 | 4.6695e-06 | 27.2968 | 4.6695e-06
4.962269190861557e+000 | 1.7113e-07 | 4.9623 | 4.962269190861557e+000 | 1.7719e-07 |  | 4.962269190861557e+000 | 1.9425e-07 |  | 4.962269190861557e+000 | 1.8873e-07 |  | 4.9657 | 4.669e-06 | 27.2828 | 4.669e-06
4.965709966104450e+000 | 1.7121e-07 | 4.9657 | 4.965709966104450e+000 | 1.7728e-07 |  | 4.965709966104450e+000 | 1.9437e-07 |  | 4.965709966104450e+000 | 1.8885e-07 |  | 4.9692 | 4.6686e-06 | 27.2689 | 4.6686e-06
4.969153127137759e+000 | 1.7128e-07 | 4.9692 | 4.969153127137759e+000 | 1.7737e-07 |  | 4.969153127137759e+000 | 1.945e-07 |  | 4.969153127137759e+000 | 1.8896e-07 |  | 4.9726 | 4.6682e-06 | 27.2549 | 4.6682e-06
4.972598675615759e+000 | 1.7135e-07 | 4.9726 | 4.972598675615759e+000 | 1.7746e-07 |  | 4.972598675615759e+000 | 1.9463e-07 |  | 4.972598675615759e+000 | 1.8908e-07 |  | 4.976 | 4.6677e-06 | 27.2409 | 4.6677e-06
4.976046613193876e+000 | 1.7142e-07 | 4.976 | 4.976046613193876e+000 | 1.7754e-07 |  | 4.976046613193876e+000 | 1.9476e-07 |  | 4.976046613193876e+000 | 1.8919e-07 |  | 4.9795 | 4.6673e-06 | 27.2269 | 4.6673e-06
4.979496941528682e+000 | 1.7149e-07 | 4.9795 | 4.979496941528682e+000 | 1.7763e-07 |  | 4.979496941528682e+000 | 1.9488e-07 |  | 4.979496941528682e+000 | 1.8931e-07 |  | 4.9829 | 4.6669e-06 | 27.2129 | 4.6669e-06
4.982949662277896e+000 | 1.7157e-07 | 4.9829 | 4.982949662277896e+000 | 1.7772e-07 |  | 4.982949662277896e+000 | 1.9501e-07 |  | 4.982949662277896e+000 | 1.8942e-07 |  | 4.9864 | 4.6664e-06 | 27.1989 | 4.6664e-06
4.986404777100391e+000 | 1.7164e-07 | 4.9864 | 4.986404777100391e+000 | 1.7781e-07 |  | 4.986404777100391e+000 | 1.9514e-07 |  | 4.986404777100391e+000 | 1.8954e-07 |  | 4.9899 | 4.666e-06 | 27.1849 | 4.666e-06
4.989862287656184e+000 | 1.7171e-07 | 4.9899 | 4.989862287656184e+000 | 1.7789e-07 |  | 4.989862287656184e+000 | 1.9527e-07 |  | 4.989862287656184e+000 | 1.8966e-07 |  | 4.9933 | 4.6656e-06 | 27.1709 | 4.6656e-06
4.993322195606448e+000 | 1.7179e-07 | 4.9933 | 4.993322195606448e+000 | 1.7798e-07 |  | 4.993322195606448e+000 | 1.954e-07 |  | 4.993322195606448e+000 | 1.8977e-07 |  | 4.9968 | 4.6652e-06 | 27.1569 | 4.6652e-06
4.996784502613508e+000 | 1.7186e-07 | 4.9968 | 4.996784502613508e+000 | 1.7807e-07 |  | 4.996784502613508e+000 | 1.9553e-07 |  | 4.996784502613508e+000 | 1.8989e-07 |  | 5.0002 | 4.6647e-06 | 27.1429 | 4.6647e-06
5.000249210340837e+000 | 1.7193e-07 | 5.0002 | 5.000249210340837e+000 | 1.7816e-07 |  | 5.000249210340837e+000 | 1.9566e-07 |  | 5.000249210340837e+000 | 1.9001e-07 |  | 5.0037 | 4.6643e-06 | 27.1288 | 4.6643e-06
5.003716320453066e+000 | 1.72e-07 | 5.0037 | 5.003716320453066e+000 | 1.7825e-07 |  | 5.003716320453066e+000 | 1.9579e-07 |  | 5.003716320453066e+000 | 1.9012e-07 |  | 5.0072 | 4.6639e-06 | 27.1148 | 4.6639e-06
5.007185834615978e+000 | 1.7208e-07 | 5.0072 | 5.007185834615978e+000 | 1.7834e-07 |  | 5.007185834615978e+000 | 1.9592e-07 |  | 5.007185834615978e+000 | 1.9024e-07 |  | 5.0107 | 4.6634e-06 | 27.1008 | 4.6634e-06
5.010657754496513e+000 | 1.7215e-07 | 5.0107 | 5.010657754496513e+000 | 1.7843e-07 |  | 5.010657754496513e+000 | 1.9605e-07 |  | 5.010657754496513e+000 | 1.9036e-07 |  | 5.0141 | 4.663e-06 | 27.0867 | 4.663e-06
5.014132081762763e+000 | 1.7222e-07 | 5.0141 | 5.014132081762763e+000 | 1.7852e-07 |  | 5.014132081762763e+000 | 1.9618e-07 |  | 5.014132081762763e+000 | 1.9048e-07 |  | 5.0176 | 4.6626e-06 | 27.0727 | 4.6626e-06
5.017608818083980e+000 | 1.723e-07 | 5.0176 | 5.017608818083980e+000 | 1.7861e-07 |  | 5.017608818083980e+000 | 1.9631e-07 |  | 5.017608818083980e+000 | 1.9059e-07 |  | 5.0211 | 4.6622e-06 | 27.0586 | 4.6622e-06
5.021087965130573e+000 | 1.7237e-07 | 5.0211 | 5.021087965130573e+000 | 1.7869e-07 |  | 5.021087965130573e+000 | 1.9645e-07 |  | 5.021087965130573e+000 | 1.9071e-07 |  | 5.0246 | 4.6617e-06 | 27.0446 | 4.6617e-06
5.024569524574110e+000 | 1.7245e-07 | 5.0246 | 5.024569524574110e+000 | 1.7878e-07 |  | 5.024569524574110e+000 | 1.9658e-07 |  | 5.024569524574110e+000 | 1.9083e-07 |  | 5.0281 | 4.6613e-06 | 27.0305 | 4.6613e-06
5.028053498087314e+000 | 1.7252e-07 | 5.0281 | 5.028053498087314e+000 | 1.7887e-07 |  | 5.028053498087314e+000 | 1.9671e-07 |  | 5.028053498087314e+000 | 1.9095e-07 |  | 5.0315 | 4.6609e-06 | 27.0164 | 4.6609e-06
5.031539887344072e+000 | 1.7259e-07 | 5.0315 | 5.031539887344072e+000 | 1.7896e-07 |  | 5.031539887344072e+000 | 1.9684e-07 |  | 5.031539887344072e+000 | 1.9107e-07 |  | 5.035 | 4.6605e-06 | 27.0024 | 4.6605e-06
5.035028694019432e+000 | 1.7267e-07 | 5.035 | 5.035028694019432e+000 | 1.7905e-07 |  | 5.035028694019432e+000 | 1.9697e-07 |  | 5.035028694019432e+000 | 1.9119e-07 |  | 5.0385 | 4.66e-06 | 26.9883 | 4.66e-06
5.038519919789598e+000 | 1.7274e-07 | 5.0385 | 5.038519919789598e+000 | 1.7914e-07 |  | 5.038519919789598e+000 | 1.9711e-07 |  | 5.038519919789598e+000 | 1.9131e-07 |  | 5.042 | 4.6596e-06 | 26.9742 | 4.6596e-06
5.042013566331943e+000 | 1.7282e-07 | 5.042 | 5.042013566331943e+000 | 1.7924e-07 |  | 5.042013566331943e+000 | 1.9724e-07 |  | 5.042013566331943e+000 | 1.9143e-07 |  | 5.0455 | 4.6592e-06 | 26.9601 | 4.6592e-06
5.045509635324999e+000 | 1.7289e-07 | 5.0455 | 5.045509635324999e+000 | 1.7933e-07 |  | 5.045509635324999e+000 | 1.9737e-07 |  | 5.045509635324999e+000 | 1.9155e-07 |  | 5.049 | 4.6588e-06 | 26.946 | 4.6588e-06
5.049008128448463e+000 | 1.7297e-07 | 5.049 | 5.049008128448463e+000 | 1.7942e-07 |  | 5.049008128448463e+000 | 1.9751e-07 |  | 5.049008128448463e+000 | 1.9167e-07 |  | 5.0525 | 4.6583e-06 | 26.9319 | 4.6583e-06
5.052509047383198e+000 | 1.7304e-07 | 5.0525 | 5.052509047383198e+000 | 1.7951e-07 |  | 5.052509047383198e+000 | 1.9764e-07 |  | 5.052509047383198e+000 | 1.9179e-07 |  | 5.056 | 4.6579e-06 | 26.9178 | 4.6579e-06
5.056012393811228e+000 | 1.7312e-07 | 5.056 | 5.056012393811228e+000 | 1.796e-07 |  | 5.056012393811228e+000 | 1.9778e-07 |  | 5.056012393811228e+000 | 1.9191e-07 |  | 5.0595 | 4.6575e-06 | 26.9037 | 4.6575e-06
5.059518169415749e+000 | 1.7319e-07 | 5.0595 | 5.059518169415749e+000 | 1.7969e-07 |  | 5.059518169415749e+000 | 1.9791e-07 |  | 5.059518169415749e+000 | 1.9203e-07 |  | 5.063 | 4.6571e-06 | 26.8896 | 4.6571e-06
5.063026375881121e+000 | 1.7327e-07 | 5.063 | 5.063026375881121e+000 | 1.7978e-07 |  | 5.063026375881121e+000 | 1.9804e-07 |  | 5.063026375881121e+000 | 1.9215e-07 |  | 5.0665 | 4.6566e-06 | 26.8754 | 4.6566e-06
5.066537014892871e+000 | 1.7334e-07 | 5.0665 | 5.066537014892871e+000 | 1.7987e-07 |  | 5.066537014892871e+000 | 1.9818e-07 |  | 5.066537014892871e+000 | 1.9227e-07 |  | 5.0701 | 4.6562e-06 | 26.8613 | 4.6562e-06
5.070050088137699e+000 | 1.7342e-07 | 5.0701 | 5.070050088137699e+000 | 1.7997e-07 |  | 5.070050088137699e+000 | 1.9832e-07 |  | 5.070050088137699e+000 | 1.9239e-07 |  | 5.0736 | 4.6558e-06 | 26.8472 | 4.6558e-06
5.073565597303469e+000 | 1.7349e-07 | 5.0736 | 5.073565597303469e+000 | 1.8006e-07 |  | 5.073565597303469e+000 | 1.9845e-07 |  | 5.073565597303469e+000 | 1.9252e-07 |  | 5.0771 | 4.6554e-06 | 26.833 | 4.6554e-06
5.077083544079220e+000 | 1.7357e-07 | 5.0771 | 5.077083544079220e+000 | 1.8015e-07 |  | 5.077083544079220e+000 | 1.9859e-07 |  | 5.077083544079220e+000 | 1.9264e-07 |  | 5.0806 | 4.655e-06 | 26.8189 | 4.655e-06
5.080603930155159e+000 | 1.7365e-07 | 5.0806 | 5.080603930155159e+000 | 1.8024e-07 |  | 5.080603930155159e+000 | 1.9872e-07 |  | 5.080603930155159e+000 | 1.9276e-07 |  | 5.0841 | 4.6545e-06 | 26.8047 | 4.6545e-06
5.084126757222666e+000 | 1.7372e-07 | 5.0841 | 5.084126757222666e+000 | 1.8033e-07 |  | 5.084126757222666e+000 | 1.9886e-07 |  | 5.084126757222666e+000 | 1.9288e-07 |  | 5.0877 | 4.6541e-06 | 26.7906 | 4.6541e-06
5.087652026974296e+000 | 1.738e-07 | 5.0877 | 5.087652026974296e+000 | 1.8043e-07 |  | 5.087652026974296e+000 | 1.99e-07 |  | 5.087652026974296e+000 | 1.9301e-07 |  | 5.0912 | 4.6537e-06 | 26.7764 | 4.6537e-06
5.091179741103773e+000 | 1.7387e-07 | 5.0912 | 5.091179741103773e+000 | 1.8052e-07 |  | 5.091179741103773e+000 | 1.9913e-07 |  | 5.091179741103773e+000 | 1.9313e-07 |  | 5.0947 | 4.6533e-06 | 26.7622 | 4.6533e-06
5.094709901305999e+000 | 1.7395e-07 | 5.0947 | 5.094709901305999e+000 | 1.8061e-07 |  | 5.094709901305999e+000 | 1.9927e-07 |  | 5.094709901305999e+000 | 1.9325e-07 |  | 5.0982 | 4.6528e-06 | 26.7481 | 4.6528e-06
5.098242509277050e+000 | 1.7403e-07 | 5.0982 | 5.098242509277050e+000 | 1.8071e-07 |  | 5.098242509277050e+000 | 1.9941e-07 |  | 5.098242509277050e+000 | 1.9338e-07 |  | 5.1018 | 4.6524e-06 | 26.7339 | 4.6524e-06
5.101777566714178e+000 | 1.741e-07 | 5.1018 | 5.101777566714178e+000 | 1.808e-07 |  | 5.101777566714178e+000 | 1.9955e-07 |  | 5.101777566714178e+000 | 1.935e-07 |  | 5.1053 | 4.652e-06 | 26.7197 | 4.652e-06
5.105315075315812e+000 | 1.7418e-07 | 5.1053 | 5.105315075315812e+000 | 1.8089e-07 |  | 5.105315075315812e+000 | 1.9968e-07 |  | 5.105315075315812e+000 | 1.9362e-07 |  | 5.1089 | 4.6516e-06 | 26.7055 | 4.6516e-06
5.108855036781560e+000 | 1.7426e-07 | 5.1089 | 5.108855036781560e+000 | 1.8099e-07 |  | 5.108855036781560e+000 | 1.9982e-07 |  | 5.108855036781560e+000 | 1.9375e-07 |  | 5.1124 | 4.6512e-06 | 26.6913 | 4.6512e-06
5.112397452812207e+000 | 1.7433e-07 | 5.1124 | 5.112397452812207e+000 | 1.8108e-07 |  | 5.112397452812207e+000 | 1.9996e-07 |  | 5.112397452812207e+000 | 1.9387e-07 |  | 5.1159 | 4.6507e-06 | 26.6771 | 4.6507e-06
5.115942325109716e+000 | 1.7441e-07 | 5.1159 | 5.115942325109716e+000 | 1.8118e-07 |  | 5.115942325109716e+000 | 2.001e-07 |  | 5.115942325109716e+000 | 1.94e-07 |  | 5.1195 | 4.6503e-06 | 26.6629 | 4.6503e-06
5.119489655377232e+000 | 1.7449e-07 | 5.1195 | 5.119489655377232e+000 | 1.8127e-07 |  | 5.119489655377232e+000 | 2.0024e-07 |  | 5.119489655377232e+000 | 1.9412e-07 |  | 5.123 | 4.6499e-06 | 26.6487 | 4.6499e-06
5.123039445319082e+000 | 1.7457e-07 | 5.123 | 5.123039445319082e+000 | 1.8136e-07 |  | 5.123039445319082e+000 | 2.0038e-07 |  | 5.123039445319082e+000 | 1.9425e-07 |  | 5.1266 | 4.6495e-06 | 26.6345 | 4.6495e-06
5.126591696640773e+000 | 1.7464e-07 | 5.1266 | 5.126591696640773e+000 | 1.8146e-07 |  | 5.126591696640773e+000 | 2.0052e-07 |  | 5.126591696640773e+000 | 1.9437e-07 |  | 5.1301 | 4.6491e-06 | 26.6203 | 4.6491e-06
5.130146411048993e+000 | 1.7472e-07 | 5.1301 | 5.130146411048993e+000 | 1.8155e-07 |  | 5.130146411048993e+000 | 2.0066e-07 |  | 5.130146411048993e+000 | 1.945e-07 |  | 5.1337 | 4.6487e-06 | 26.6061 | 4.6487e-06
5.133703590251618e+000 | 1.748e-07 | 5.1337 | 5.133703590251618e+000 | 1.8165e-07 |  | 5.133703590251618e+000 | 2.008e-07 |  | 5.133703590251618e+000 | 1.9463e-07 |  | 5.1373 | 4.6482e-06 | 26.5918 | 4.6482e-06
5.137263235957703e+000 | 1.7488e-07 | 5.1373 | 5.137263235957703e+000 | 1.8174e-07 |  | 5.137263235957703e+000 | 2.0094e-07 |  | 5.137263235957703e+000 | 1.9475e-07 |  | 5.1408 | 4.6478e-06 | 26.5776 | 4.6478e-06
5.140825349877493e+000 | 1.7496e-07 | 5.1408 | 5.140825349877493e+000 | 1.8184e-07 |  | 5.140825349877493e+000 | 2.0108e-07 |  | 5.140825349877493e+000 | 1.9488e-07 |  | 5.1444 | 4.6474e-06 | 26.5634 | 4.6474e-06
5.144389933722414e+000 | 1.7503e-07 | 5.1444 | 5.144389933722414e+000 | 1.8193e-07 |  | 5.144389933722414e+000 | 2.0122e-07 |  | 5.144389933722414e+000 | 1.9501e-07 |  | 5.148 | 4.647e-06 | 26.5491 | 4.647e-06
5.147956989205084e+000 | 1.7511e-07 | 5.148 | 5.147956989205084e+000 | 1.8203e-07 |  | 5.147956989205084e+000 | 2.0136e-07 |  | 5.147956989205084e+000 | 1.9513e-07 |  | 5.1515 | 4.6466e-06 | 26.5349 | 4.6466e-06
5.151526518039303e+000 | 1.7519e-07 | 5.1515 | 5.151526518039303e+000 | 1.8213e-07 |  | 5.151526518039303e+000 | 2.0151e-07 |  | 5.151526518039303e+000 | 1.9526e-07 |  | 5.1551 | 4.6461e-06 | 26.5206 | 4.6461e-06
5.155098521940063e+000 | 1.7527e-07 | 5.1551 | 5.155098521940063e+000 | 1.8222e-07 |  | 5.155098521940063e+000 | 2.0165e-07 |  | 5.155098521940063e+000 | 1.9539e-07 |  | 5.1587 | 4.6457e-06 | 26.5064 | 4.6457e-06
5.158673002623544e+000 | 1.7535e-07 | 5.1587 | 5.158673002623544e+000 | 1.8232e-07 |  | 5.158673002623544e+000 | 2.0179e-07 |  | 5.158673002623544e+000 | 1.9552e-07 |  | 5.1622 | 4.6453e-06 | 26.4921 | 4.6453e-06
5.162249961807117e+000 | 1.7543e-07 | 5.1622 | 5.162249961807117e+000 | 1.8241e-07 |  | 5.162249961807117e+000 | 2.0193e-07 |  | 5.162249961807117e+000 | 1.9564e-07 |  | 5.1658 | 4.6449e-06 | 26.4778 | 4.6449e-06
5.165829401209341e+000 | 1.7551e-07 | 5.1658 | 5.165829401209341e+000 | 1.8251e-07 |  | 5.165829401209341e+000 | 2.0208e-07 |  | 5.165829401209341e+000 | 1.9577e-07 |  | 5.1694 | 4.6445e-06 | 26.4635 | 4.6445e-06
5.169411322549970e+000 | 1.7558e-07 | 5.1694 | 5.169411322549970e+000 | 1.8261e-07 |  | 5.169411322549970e+000 | 2.0222e-07 |  | 5.169411322549970e+000 | 1.959e-07 |  | 5.173 | 4.6441e-06 | 26.4493 | 4.6441e-06
5.172995727549949e+000 | 1.7566e-07 | 5.173 | 5.172995727549949e+000 | 1.827e-07 |  | 5.172995727549949e+000 | 2.0236e-07 |  | 5.172995727549949e+000 | 1.9603e-07 |  | 5.1766 | 4.6437e-06 | 26.435 | 4.6437e-06
5.176582617931414e+000 | 1.7574e-07 | 5.1766 | 5.176582617931414e+000 | 1.828e-07 |  | 5.176582617931414e+000 | 2.0251e-07 |  | 5.176582617931414e+000 | 1.9616e-07 |  | 5.1802 | 4.6432e-06 | 26.4207 | 4.6432e-06
5.180171995417701e+000 | 1.7582e-07 | 5.1802 | 5.180171995417701e+000 | 1.829e-07 |  | 5.180171995417701e+000 | 2.0265e-07 |  | 5.180171995417701e+000 | 1.9629e-07 |  | 5.1838 | 4.6428e-06 | 26.4064 | 4.6428e-06
5.183763861733335e+000 | 1.759e-07 | 5.1838 | 5.183763861733335e+000 | 1.83e-07 |  | 5.183763861733335e+000 | 2.028e-07 |  | 5.183763861733335e+000 | 1.9642e-07 |  | 5.1874 | 4.6424e-06 | 26.3921 | 4.6424e-06
5.187358218604040e+000 | 1.7598e-07 | 5.1874 | 5.187358218604040e+000 | 1.8309e-07 |  | 5.187358218604040e+000 | 2.0294e-07 |  | 5.187358218604040e+000 | 1.9655e-07 |  | 5.191 | 4.642e-06 | 26.3778 | 4.642e-06
5.190955067756734e+000 | 1.7606e-07 | 5.191 | 5.190955067756734e+000 | 1.8319e-07 |  | 5.190955067756734e+000 | 2.0309e-07 |  | 5.190955067756734e+000 | 1.9668e-07 |  | 5.1946 | 4.6416e-06 | 26.3635 | 4.6416e-06
5.194554410919536e+000 | 1.7614e-07 | 5.1946 | 5.194554410919536e+000 | 1.8329e-07 |  | 5.194554410919536e+000 | 2.0323e-07 |  | 5.194554410919536e+000 | 1.9681e-07 |  | 5.1982 | 4.6412e-06 | 26.3492 | 4.6412e-06
5.198156249821761e+000 | 1.7622e-07 | 5.1982 | 5.198156249821761e+000 | 1.8339e-07 |  | 5.198156249821761e+000 | 2.0338e-07 |  | 5.198156249821761e+000 | 1.9694e-07 |  | 5.2018 | 4.6408e-06 | 26.3348 | 4.6408e-06
5.201760586193922e+000 | 1.763e-07 | 5.2018 | 5.201760586193922e+000 | 1.8349e-07 |  | 5.201760586193922e+000 | 2.0352e-07 |  | 5.201760586193922e+000 | 1.9707e-07 |  | 5.2054 | 4.6403e-06 | 26.3205 | 4.6403e-06
5.205367421767735e+000 | 1.7638e-07 | 5.2054 | 5.205367421767735e+000 | 1.8358e-07 |  | 5.205367421767735e+000 | 2.0367e-07 |  | 5.205367421767735e+000 | 1.972e-07 |  | 5.209 | 4.6399e-06 | 26.3062 | 4.6399e-06
5.208976758276115e+000 | 1.7646e-07 | 5.209 | 5.208976758276115e+000 | 1.8368e-07 |  | 5.208976758276115e+000 | 2.0382e-07 |  | 5.208976758276115e+000 | 1.9733e-07 |  | 5.2126 | 4.6395e-06 | 26.2919 | 4.6395e-06
5.212588597453177e+000 | 1.7654e-07 | 5.2126 | 5.212588597453177e+000 | 1.8378e-07 |  | 5.212588597453177e+000 | 2.0396e-07 |  | 5.212588597453177e+000 | 1.9747e-07 |  | 5.2162 | 4.6391e-06 | 26.2775 | 4.6391e-06
5.216202941034242e+000 | 1.7662e-07 | 5.2162 | 5.216202941034242e+000 | 1.8388e-07 |  | 5.216202941034242e+000 | 2.0411e-07 |  | 5.216202941034242e+000 | 1.976e-07 |  | 5.2198 | 4.6387e-06 | 26.2632 | 4.6387e-06
5.219819790755832e+000 | 1.767e-07 | 5.2198 | 5.219819790755832e+000 | 1.8398e-07 |  | 5.219819790755832e+000 | 2.0426e-07 |  | 5.219819790755832e+000 | 1.9773e-07 |  | 5.2234 | 4.6383e-06 | 26.2488 | 4.6383e-06
5.223439148355672e+000 | 1.7679e-07 | 5.2234 | 5.223439148355672e+000 | 1.8408e-07 |  | 5.223439148355672e+000 | 2.0441e-07 |  | 5.223439148355672e+000 | 1.9786e-07 |  | 5.2271 | 4.6379e-06 | 26.2345 | 4.6379e-06
5.227061015572694e+000 | 1.7687e-07 | 5.2271 | 5.227061015572694e+000 | 1.8418e-07 |  | 5.227061015572694e+000 | 2.0455e-07 |  | 5.227061015572694e+000 | 1.9799e-07 |  | 5.2307 | 4.6375e-06 | 26.2201 | 4.6375e-06
5.230685394147036e+000 | 1.7695e-07 | 5.2307 | 5.230685394147036e+000 | 1.8428e-07 |  | 5.230685394147036e+000 | 2.047e-07 |  | 5.230685394147036e+000 | 1.9813e-07 |  | 5.2343 | 4.637e-06 | 26.2057 | 4.637e-06
5.234312285820042e+000 | 1.7703e-07 | 5.2343 | 5.234312285820042e+000 | 1.8438e-07 |  | 5.234312285820042e+000 | 2.0485e-07 |  | 5.234312285820042e+000 | 1.9826e-07 |  | 5.2379 | 4.6366e-06 | 26.1914 | 4.6366e-06
5.237941692334261e+000 | 1.7711e-07 | 5.2379 | 5.237941692334261e+000 | 1.8448e-07 |  | 5.237941692334261e+000 | 2.05e-07 |  | 5.237941692334261e+000 | 1.9839e-07 |  | 5.2416 | 4.6362e-06 | 26.177 | 4.6362e-06
5.241573615433454e+000 | 1.7719e-07 | 5.2416 | 5.241573615433454e+000 | 1.8458e-07 |  | 5.241573615433454e+000 | 2.0515e-07 |  | 5.241573615433454e+000 | 1.9853e-07 |  | 5.2452 | 4.6358e-06 | 26.1626 | 4.6358e-06
5.245208056862589e+000 | 1.7727e-07 | 5.2452 | 5.245208056862589e+000 | 1.8468e-07 |  | 5.245208056862589e+000 | 2.053e-07 |  | 5.245208056862589e+000 | 1.9866e-07 |  | 5.2488 | 4.6354e-06 | 26.1483 | 4.6354e-06
5.248845018367844e+000 | 1.7736e-07 | 5.2488 | 5.248845018367844e+000 | 1.8478e-07 |  | 5.248845018367844e+000 | 2.0545e-07 |  | 5.248845018367844e+000 | 1.988e-07 |  | 5.2525 | 4.635e-06 | 26.1339 | 4.635e-06
5.252484501696610e+000 | 1.7744e-07 | 5.2525 | 5.252484501696610e+000 | 1.8488e-07 |  | 5.252484501696610e+000 | 2.056e-07 |  | 5.252484501696610e+000 | 1.9893e-07 |  | 5.2561 | 4.6346e-06 | 26.1195 | 4.6346e-06
5.256126508597485e+000 | 1.7752e-07 | 5.2561 | 5.256126508597485e+000 | 1.8498e-07 |  | 5.256126508597485e+000 | 2.0575e-07 |  | 5.256126508597485e+000 | 1.9907e-07 |  | 5.2598 | 4.6342e-06 | 26.1051 | 4.6342e-06
5.259771040820284e+000 | 1.776e-07 | 5.2598 | 5.259771040820284e+000 | 1.8508e-07 |  | 5.259771040820284e+000 | 2.059e-07 |  | 5.259771040820284e+000 | 1.992e-07 |  | 5.2634 | 4.6338e-06 | 26.0907 | 4.6338e-06
5.263418100116033e+000 | 1.7768e-07 | 5.2634 | 5.263418100116033e+000 | 1.8518e-07 |  | 5.263418100116033e+000 | 2.0605e-07 |  | 5.263418100116033e+000 | 1.9934e-07 |  | 5.2671 | 4.6334e-06 | 26.0763 | 4.6334e-06
5.267067688236974e+000 | 1.7777e-07 | 5.2671 | 5.267067688236974e+000 | 1.8529e-07 |  | 5.267067688236974e+000 | 2.062e-07 |  | 5.267067688236974e+000 | 1.9947e-07 |  | 5.2707 | 4.6329e-06 | 26.0619 | 4.6329e-06
5.270719806936561e+000 | 1.7785e-07 | 5.2707 | 5.270719806936561e+000 | 1.8539e-07 |  | 5.270719806936561e+000 | 2.0635e-07 |  | 5.270719806936561e+000 | 1.9961e-07 |  | 5.2744 | 4.6325e-06 | 26.0474 | 4.6325e-06
5.274374457969467e+000 | 1.7793e-07 | 5.2744 | 5.274374457969467e+000 | 1.8549e-07 |  | 5.274374457969467e+000 | 2.0651e-07 |  | 5.274374457969467e+000 | 1.9975e-07 |  | 5.278 | 4.6321e-06 | 26.033 | 4.6321e-06
5.278031643091578e+000 | 1.7802e-07 | 5.278 | 5.278031643091578e+000 | 1.8559e-07 |  | 5.278031643091578e+000 | 2.0666e-07 |  | 5.278031643091578e+000 | 1.9988e-07 |  | 5.2817 | 4.6317e-06 | 26.0186 | 4.6317e-06
5.281691364060001e+000 | 1.781e-07 | 5.2817 | 5.281691364060001e+000 | 1.8569e-07 |  | 5.281691364060001e+000 | 2.0681e-07 |  | 5.281691364060001e+000 | 2.0002e-07 |  | 5.2854 | 4.6313e-06 | 26.0042 | 4.6313e-06
5.285353622633061e+000 | 1.7818e-07 | 5.2854 | 5.285353622633061e+000 | 1.858e-07 |  | 5.285353622633061e+000 | 2.0696e-07 |  | 5.285353622633061e+000 | 2.0016e-07 |  | 5.289 | 4.6309e-06 | 25.9897 | 4.6309e-06
5.289018420570300e+000 | 1.7827e-07 | 5.289 | 5.289018420570300e+000 | 1.859e-07 |  | 5.289018420570300e+000 | 2.0712e-07 |  | 5.289018420570300e+000 | 2.0029e-07 |  | 5.2927 | 4.6305e-06 | 25.9753 | 4.6305e-06
5.292685759632481e+000 | 1.7835e-07 | 5.2927 | 5.292685759632481e+000 | 1.86e-07 |  | 5.292685759632481e+000 | 2.0727e-07 |  | 5.292685759632481e+000 | 2.0043e-07 |  | 5.2964 | 4.6301e-06 | 25.9608 | 4.6301e-06
5.296355641581590e+000 | 1.7843e-07 | 5.2964 | 5.296355641581590e+000 | 1.861e-07 |  | 5.296355641581590e+000 | 2.0743e-07 |  | 5.296355641581590e+000 | 2.0057e-07 |  | 5.3 | 4.6297e-06 | 25.9464 | 4.6297e-06
5.300028068180831e+000 | 1.7852e-07 | 5.3 | 5.300028068180831e+000 | 1.8621e-07 |  | 5.300028068180831e+000 | 2.0758e-07 |  | 5.300028068180831e+000 | 2.0071e-07 |  | 5.3037 | 4.6293e-06 | 25.9319 | 4.6293e-06
5.303703041194632e+000 | 1.786e-07 | 5.3037 | 5.303703041194632e+000 | 1.8631e-07 |  | 5.303703041194632e+000 | 2.0773e-07 |  | 5.303703041194632e+000 | 2.0085e-07 |  | 5.3074 | 4.6289e-06 | 25.9175 | 4.6289e-06
5.307380562388648e+000 | 1.7868e-07 | 5.3074 | 5.307380562388648e+000 | 1.8641e-07 |  | 5.307380562388648e+000 | 2.0789e-07 |  | 5.307380562388648e+000 | 2.0099e-07 |  | 5.3111 | 4.6285e-06 | 25.903 | 4.6285e-06
5.311060633529753e+000 | 1.7877e-07 | 5.3111 | 5.311060633529753e+000 | 1.8652e-07 |  | 5.311060633529753e+000 | 2.0804e-07 |  | 5.311060633529753e+000 | 2.0113e-07 |  | 5.3147 | 4.6281e-06 | 25.8886 | 4.6281e-06
5.314743256386048e+000 | 1.7885e-07 | 5.3147 | 5.314743256386048e+000 | 1.8662e-07 |  | 5.314743256386048e+000 | 2.082e-07 |  | 5.314743256386048e+000 | 2.0126e-07 |  | 5.3184 | 4.6276e-06 | 25.8741 | 4.6276e-06
5.318428432726861e+000 | 1.7894e-07 | 5.3184 | 5.318428432726861e+000 | 1.8673e-07 |  | 5.318428432726861e+000 | 2.0836e-07 |  | 5.318428432726861e+000 | 2.014e-07 |  | 5.3221 | 4.6272e-06 | 25.8596 | 4.6272e-06
5.322116164322745e+000 | 1.7902e-07 | 5.3221 | 5.322116164322745e+000 | 1.8683e-07 |  | 5.322116164322745e+000 | 2.0851e-07 |  | 5.322116164322745e+000 | 2.0154e-07 |  | 5.3258 | 4.6268e-06 | 25.8451 | 4.6268e-06
5.325806452945485e+000 | 1.7911e-07 | 5.3258 | 5.325806452945485e+000 | 1.8694e-07 |  | 5.325806452945485e+000 | 2.0867e-07 |  | 5.325806452945485e+000 | 2.0168e-07 |  | 5.3295 | 4.6264e-06 | 25.8306 | 4.6264e-06
5.329499300368088e+000 | 1.7919e-07 | 5.3295 | 5.329499300368088e+000 | 1.8704e-07 |  | 5.329499300368088e+000 | 2.0883e-07 |  | 5.329499300368088e+000 | 2.0182e-07 |  | 5.3332 | 4.626e-06 | 25.8162 | 4.626e-06
5.333194708364795e+000 | 1.7928e-07 | 5.3332 | 5.333194708364795e+000 | 1.8714e-07 |  | 5.333194708364795e+000 | 2.0898e-07 |  | 5.333194708364795e+000 | 2.0197e-07 |  | 5.3369 | 4.6256e-06 | 25.8017 | 4.6256e-06
5.336892678711077e+000 | 1.7936e-07 | 5.3369 | 5.336892678711077e+000 | 1.8725e-07 |  | 5.336892678711077e+000 | 2.0914e-07 |  | 5.336892678711077e+000 | 2.0211e-07 |  | 5.3406 | 4.6252e-06 | 25.7872 | 4.6252e-06
5.340593213183634e+000 | 1.7945e-07 | 5.3406 | 5.340593213183634e+000 | 1.8736e-07 |  | 5.340593213183634e+000 | 2.093e-07 |  | 5.340593213183634e+000 | 2.0225e-07 |  | 5.3443 | 4.6248e-06 | 25.7727 | 4.6248e-06
5.344296313560398e+000 | 1.7953e-07 | 5.3443 | 5.344296313560398e+000 | 1.8746e-07 |  | 5.344296313560398e+000 | 2.0946e-07 |  | 5.344296313560398e+000 | 2.0239e-07 |  | 5.348 | 4.6244e-06 | 25.7582 | 4.6244e-06
5.348001981620537e+000 | 1.7962e-07 | 5.348 | 5.348001981620537e+000 | 1.8757e-07 |  | 5.348001981620537e+000 | 2.0961e-07 |  | 5.348001981620537e+000 | 2.0253e-07 |  | 5.3517 | 4.624e-06 | 25.7437 | 4.624e-06
5.351710219144449e+000 | 1.797e-07 | 5.3517 | 5.351710219144449e+000 | 1.8767e-07 |  | 5.351710219144449e+000 | 2.0977e-07 |  | 5.351710219144449e+000 | 2.0267e-07 |  | 5.3554 | 4.6236e-06 | 25.7291 | 4.6236e-06
5.355421027913769e+000 | 1.7979e-07 | 5.3554 | 5.355421027913769e+000 | 1.8778e-07 |  | 5.355421027913769e+000 | 2.0993e-07 |  | 5.355421027913769e+000 | 2.0282e-07 |  | 5.3591 | 4.6232e-06 | 25.7146 | 4.6232e-06
5.359134409711365e+000 | 1.7987e-07 | 5.3591 | 5.359134409711365e+000 | 1.8788e-07 |  | 5.359134409711365e+000 | 2.1009e-07 |  | 5.359134409711365e+000 | 2.0296e-07 |  | 5.3629 | 4.6228e-06 | 25.7001 | 4.6228e-06
5.362850366321343e+000 | 1.7996e-07 | 5.3629 | 5.362850366321343e+000 | 1.8799e-07 |  | 5.362850366321343e+000 | 2.1025e-07 |  | 5.362850366321343e+000 | 2.031e-07 |  | 5.3666 | 4.6224e-06 | 25.6856 | 4.6224e-06
5.366568899529046e+000 | 1.8005e-07 | 5.3666 | 5.366568899529046e+000 | 1.881e-07 |  | 5.366568899529046e+000 | 2.1041e-07 |  | 5.366568899529046e+000 | 2.0325e-07 |  | 5.3703 | 4.622e-06 | 25.671 | 4.622e-06
5.370290011121055e+000 | 1.8013e-07 | 5.3703 | 5.370290011121055e+000 | 1.882e-07 |  | 5.370290011121055e+000 | 2.1057e-07 |  | 5.370290011121055e+000 | 2.0339e-07 |  | 5.374 | 4.6216e-06 | 25.6565 | 4.6216e-06
5.374013702885188e+000 | 1.8022e-07 | 5.374 | 5.374013702885188e+000 | 1.8831e-07 |  | 5.374013702885188e+000 | 2.1073e-07 |  | 5.374013702885188e+000 | 2.0353e-07 |  | 5.3777 | 4.6212e-06 | 25.6419 | 4.6212e-06
5.377739976610505e+000 | 1.8031e-07 | 5.3777 | 5.377739976610505e+000 | 1.8842e-07 |  | 5.377739976610505e+000 | 2.1089e-07 |  | 5.377739976610505e+000 | 2.0368e-07 |  | 5.3815 | 4.6208e-06 | 25.6274 | 4.6208e-06
5.381468834087306e+000 | 1.8039e-07 | 5.3815 | 5.381468834087306e+000 | 1.8853e-07 |  | 5.381468834087306e+000 | 2.1105e-07 |  | 5.381468834087306e+000 | 2.0382e-07 |  | 5.3852 | 4.6204e-06 | 25.6128 | 4.6204e-06
5.385200277107130e+000 | 1.8048e-07 | 5.3852 | 5.385200277107130e+000 | 1.8863e-07 |  | 5.385200277107130e+000 | 2.1122e-07 |  | 5.385200277107130e+000 | 2.0397e-07 |  | 5.3889 | 4.62e-06 | 25.5983 | 4.62e-06
5.388934307462762e+000 | 1.8057e-07 | 5.3889 | 5.388934307462762e+000 | 1.8874e-07 |  | 5.388934307462762e+000 | 2.1138e-07 |  | 5.388934307462762e+000 | 2.0411e-07 |  | 5.3927 | 4.6196e-06 | 25.5837 | 4.6196e-06
5.392670926948227e+000 | 1.8065e-07 | 5.3927 | 5.392670926948227e+000 | 1.8885e-07 |  | 5.392670926948227e+000 | 2.1154e-07 |  | 5.392670926948227e+000 | 2.0426e-07 |  | 5.3964 | 4.6192e-06 | 25.5692 | 4.6192e-06
5.396410137358796e+000 | 1.8074e-07 | 5.3964 | 5.396410137358796e+000 | 1.8896e-07 |  | 5.396410137358796e+000 | 2.117e-07 |  | 5.396410137358796e+000 | 2.044e-07 |  | 5.4002 | 4.6188e-06 | 25.5546 | 4.6188e-06
5.400151940490984e+000 | 1.8083e-07 | 5.4002 | 5.400151940490984e+000 | 1.8907e-07 |  | 5.400151940490984e+000 | 2.1187e-07 |  | 5.400151940490984e+000 | 2.0455e-07 |  | 5.4039 | 4.6184e-06 | 25.54 | 4.6184e-06
5.403896338142551e+000 | 1.8092e-07 | 5.4039 | 5.403896338142551e+000 | 1.8917e-07 |  | 5.403896338142551e+000 | 2.1203e-07 |  | 5.403896338142551e+000 | 2.0469e-07 |  | 5.4076 | 4.618e-06 | 25.5254 | 4.618e-06
5.407643332112504e+000 | 1.81e-07 | 5.4076 | 5.407643332112504e+000 | 1.8928e-07 |  | 5.407643332112504e+000 | 2.1219e-07 |  | 5.407643332112504e+000 | 2.0484e-07 |  | 5.4114 | 4.6176e-06 | 25.5109 | 4.6176e-06
5.411392924201099e+000 | 1.8109e-07 | 5.4114 | 5.411392924201099e+000 | 1.8939e-07 |  | 5.411392924201099e+000 | 2.1236e-07 |  | 5.411392924201099e+000 | 2.0499e-07 |  | 5.4151 | 4.6172e-06 | 25.4963 | 4.6172e-06
5.415145116209837e+000 | 1.8118e-07 | 5.4151 | 5.415145116209837e+000 | 1.895e-07 |  | 5.415145116209837e+000 | 2.1252e-07 |  | 5.415145116209837e+000 | 2.0514e-07 |  | 5.4189 | 4.6168e-06 | 25.4817 | 4.6168e-06
5.418899909941472e+000 | 1.8127e-07 | 5.4189 | 5.418899909941472e+000 | 1.8961e-07 |  | 5.418899909941472e+000 | 2.1269e-07 |  | 5.418899909941472e+000 | 2.0528e-07 |  | 5.4227 | 4.6164e-06 | 25.4671 | 4.6164e-06
5.422657307200005e+000 | 1.8136e-07 | 5.4227 | 5.422657307200005e+000 | 1.8972e-07 |  | 5.422657307200005e+000 | 2.1285e-07 |  | 5.422657307200005e+000 | 2.0543e-07 |  | 5.4264 | 4.616e-06 | 25.4525 | 4.616e-06
5.426417309790688e+000 | 1.8145e-07 | 5.4264 | 5.426417309790688e+000 | 1.8983e-07 |  | 5.426417309790688e+000 | 2.1302e-07 |  | 5.426417309790688e+000 | 2.0558e-07 |  | 5.4302 | 4.6156e-06 | 25.4379 | 4.6156e-06
5.430179919520028e+000 | 1.8153e-07 | 5.4302 | 5.430179919520028e+000 | 1.8994e-07 |  | 5.430179919520028e+000 | 2.1318e-07 |  | 5.430179919520028e+000 | 2.0573e-07 |  | 5.4339 | 4.6152e-06 | 25.4233 | 4.6152e-06
5.433945138195780e+000 | 1.8162e-07 | 5.4339 | 5.433945138195780e+000 | 1.9005e-07 |  | 5.433945138195780e+000 | 2.1335e-07 |  | 5.433945138195780e+000 | 2.0588e-07 |  | 5.4377 | 4.6148e-06 | 25.4087 | 4.6148e-06
5.437712967626956e+000 | 1.8171e-07 | 5.4377 | 5.437712967626956e+000 | 1.9016e-07 |  | 5.437712967626956e+000 | 2.1351e-07 |  | 5.437712967626956e+000 | 2.0602e-07 |  | 5.4415 | 4.6144e-06 | 25.3941 | 4.6144e-06
5.441483409623821e+000 | 1.818e-07 | 5.4415 | 5.441483409623821e+000 | 1.9027e-07 |  | 5.441483409623821e+000 | 2.1368e-07 |  | 5.441483409623821e+000 | 2.0617e-07 |  | 5.4453 | 4.614e-06 | 25.3795 | 4.614e-06
5.445256465997894e+000 | 1.8189e-07 | 5.4453 | 5.445256465997894e+000 | 1.9038e-07 |  | 5.445256465997894e+000 | 2.1385e-07 |  | 5.445256465997894e+000 | 2.0632e-07 |  | 5.449 | 4.6136e-06 | 25.3648 | 4.6136e-06
5.449032138561954e+000 | 1.8198e-07 | 5.449 | 5.449032138561954e+000 | 1.9049e-07 |  | 5.449032138561954e+000 | 2.1402e-07 |  | 5.449032138561954e+000 | 2.0647e-07 |  | 5.4528 | 4.6132e-06 | 25.3502 | 4.6132e-06
5.452810429130031e+000 | 1.8207e-07 | 5.4528 | 5.452810429130031e+000 | 1.906e-07 |  | 5.452810429130031e+000 | 2.1418e-07 |  | 5.452810429130031e+000 | 2.0662e-07 |  | 5.4566 | 4.6128e-06 | 25.3356 | 4.6128e-06
5.456591339517419e+000 | 1.8216e-07 | 5.4566 | 5.456591339517419e+000 | 1.9072e-07 |  | 5.456591339517419e+000 | 2.1435e-07 |  | 5.456591339517419e+000 | 2.0677e-07 |  | 5.4604 | 4.6124e-06 | 25.3209 | 4.6124e-06
5.460374871540666e+000 | 1.8225e-07 | 5.4604 | 5.460374871540666e+000 | 1.9083e-07 |  | 5.460374871540666e+000 | 2.1452e-07 |  | 5.460374871540666e+000 | 2.0692e-07 |  | 5.4642 | 4.612e-06 | 25.3063 | 4.612e-06
5.464161027017583e+000 | 1.8234e-07 | 5.4642 | 5.464161027017583e+000 | 1.9094e-07 |  | 5.464161027017583e+000 | 2.1469e-07 |  | 5.464161027017583e+000 | 2.0707e-07 |  | 5.4679 | 4.6116e-06 | 25.2917 | 4.6116e-06
5.467949807767239e+000 | 1.8243e-07 | 5.4679 | 5.467949807767239e+000 | 1.9105e-07 |  | 5.467949807767239e+000 | 2.1486e-07 |  | 5.467949807767239e+000 | 2.0723e-07 |  | 5.4717 | 4.6112e-06 | 25.277 | 4.6112e-06
5.471741215609964e+000 | 1.8252e-07 | 5.4717 | 5.471741215609964e+000 | 1.9116e-07 |  | 5.471741215609964e+000 | 2.1503e-07 |  | 5.471741215609964e+000 | 2.0738e-07 |  | 5.4755 | 4.6108e-06 | 25.2624 | 4.6108e-06
5.475535252367354e+000 | 1.8261e-07 | 5.4755 | 5.475535252367354e+000 | 1.9128e-07 |  | 5.475535252367354e+000 | 2.152e-07 |  | 5.475535252367354e+000 | 2.0753e-07 |  | 5.4793 | 4.6104e-06 | 25.2477 | 4.6104e-06
5.479331919862264e+000 | 1.827e-07 | 5.4793 | 5.479331919862264e+000 | 1.9139e-07 |  | 5.479331919862264e+000 | 2.1537e-07 |  | 5.479331919862264e+000 | 2.0768e-07 |  | 5.4831 | 4.61e-06 | 25.2331 | 4.61e-06
5.483131219918815e+000 | 1.8279e-07 | 5.4831 | 5.483131219918815e+000 | 1.915e-07 |  | 5.483131219918815e+000 | 2.1554e-07 |  | 5.483131219918815e+000 | 2.0783e-07 |  | 5.4869 | 4.6096e-06 | 25.2184 | 4.6096e-06
5.486933154362391e+000 | 1.8288e-07 | 5.4869 | 5.486933154362391e+000 | 1.9161e-07 |  | 5.486933154362391e+000 | 2.1571e-07 |  | 5.486933154362391e+000 | 2.0799e-07 |  | 5.4907 | 4.6092e-06 | 25.2037 | 4.6093e-06
5.490737725019644e+000 | 1.8297e-07 | 5.4907 | 5.490737725019644e+000 | 1.9173e-07 |  | 5.490737725019644e+000 | 2.1588e-07 |  | 5.490737725019644e+000 | 2.0814e-07 |  | 5.4945 | 4.6089e-06 | 25.1891 | 4.6089e-06
5.494544933718490e+000 | 1.8306e-07 | 5.4945 | 5.494544933718490e+000 | 1.9184e-07 |  | 5.494544933718490e+000 | 2.1605e-07 |  | 5.494544933718490e+000 | 2.0829e-07 |  | 5.4984 | 4.6085e-06 | 25.1744 | 4.6085e-06
5.498354782288117e+000 | 1.8315e-07 | 5.4984 | 5.498354782288117e+000 | 1.9195e-07 |  | 5.498354782288117e+000 | 2.1622e-07 |  | 5.498354782288117e+000 | 2.0845e-07 |  | 5.5022 | 4.6081e-06 | 25.1597 | 4.6081e-06
5.502167272558975e+000 | 1.8324e-07 | 5.5022 | 5.502167272558975e+000 | 1.9207e-07 |  | 5.502167272558975e+000 | 2.164e-07 |  | 5.502167272558975e+000 | 2.086e-07 |  | 5.506 | 4.6077e-06 | 25.145 | 4.6077e-06
5.505982406362790e+000 | 1.8334e-07 | 5.506 | 5.505982406362790e+000 | 1.9218e-07 |  | 5.505982406362790e+000 | 2.1657e-07 |  | 5.505982406362790e+000 | 2.0876e-07 |  | 5.5098 | 4.6073e-06 | 25.1303 | 4.6073e-06
5.509800185532551e+000 | 1.8343e-07 | 5.5098 | 5.509800185532551e+000 | 1.923e-07 |  | 5.509800185532551e+000 | 2.1674e-07 |  | 5.509800185532551e+000 | 2.0891e-07 |  | 5.5136 | 4.6069e-06 | 25.1157 | 4.6069e-06
5.513620611902524e+000 | 1.8352e-07 | 5.5136 | 5.513620611902524e+000 | 1.9241e-07 |  | 5.513620611902524e+000 | 2.1691e-07 |  | 5.513620611902524e+000 | 2.0907e-07 |  | 5.5174 | 4.6065e-06 | 25.101 | 4.6065e-06
5.517443687308243e+000 | 1.8361e-07 | 5.5174 | 5.517443687308243e+000 | 1.9253e-07 |  | 5.517443687308243e+000 | 2.1709e-07 |  | 5.517443687308243e+000 | 2.0922e-07 |  | 5.5213 | 4.6061e-06 | 25.0863 | 4.6061e-06
5.521269413586517e+000 | 1.837e-07 | 5.5213 | 5.521269413586517e+000 | 1.9264e-07 |  | 5.521269413586517e+000 | 2.1726e-07 |  | 5.521269413586517e+000 | 2.0938e-07 |  | 5.5251 | 4.6057e-06 | 25.0716 | 4.6057e-06
5.525097792575428e+000 | 1.8379e-07 | 5.5251 | 5.525097792575428e+000 | 1.9276e-07 |  | 5.525097792575428e+000 | 2.1744e-07 |  | 5.525097792575428e+000 | 2.0953e-07 |  | 5.5289 | 4.6053e-06 | 25.0569 | 4.6053e-06
5.528928826114332e+000 | 1.8389e-07 | 5.5289 | 5.528928826114332e+000 | 1.9287e-07 |  | 5.528928826114332e+000 | 2.1761e-07 |  | 5.528928826114332e+000 | 2.0969e-07 |  | 5.5328 | 4.6049e-06 | 25.0422 | 4.6049e-06
5.532762516043860e+000 | 1.8398e-07 | 5.5328 | 5.532762516043860e+000 | 1.9299e-07 |  | 5.532762516043860e+000 | 2.1779e-07 |  | 5.532762516043860e+000 | 2.0985e-07 |  | 5.5366 | 4.6045e-06 | 25.0274 | 4.6045e-06
5.536598864205922e+000 | 1.8407e-07 | 5.5366 | 5.536598864205922e+000 | 1.931e-07 |  | 5.536598864205922e+000 | 2.1796e-07 |  | 5.536598864205922e+000 | 2.1e-07 |  | 5.5404 | 4.6041e-06 | 25.0127 | 4.6041e-06
5.540437872443700e+000 | 1.8416e-07 | 5.5404 | 5.540437872443700e+000 | 1.9322e-07 |  | 5.540437872443700e+000 | 2.1814e-07 |  | 5.540437872443700e+000 | 2.1016e-07 |  | 5.5443 | 4.6038e-06 | 24.998 | 4.6038e-06
5.544279542601659e+000 | 1.8426e-07 | 5.5443 | 5.544279542601659e+000 | 1.9333e-07 |  | 5.544279542601659e+000 | 2.1831e-07 |  | 5.544279542601659e+000 | 2.1032e-07 |  | 5.5481 | 4.6034e-06 | 24.9833 | 4.6034e-06
5.548123876525541e+000 | 1.8435e-07 | 5.5481 | 5.548123876525541e+000 | 1.9345e-07 |  | 5.548123876525541e+000 | 2.1849e-07 |  | 5.548123876525541e+000 | 2.1047e-07 |  | 5.552 | 4.603e-06 | 24.9686 | 4.603e-06
5.551970876062368e+000 | 1.8444e-07 | 5.552 | 5.551970876062368e+000 | 1.9357e-07 |  | 5.551970876062368e+000 | 2.1867e-07 |  | 5.551970876062368e+000 | 2.1063e-07 |  | 5.5558 | 4.6026e-06 | 24.9538 | 4.6026e-06
5.555820543060443e+000 | 1.8454e-07 | 5.5558 | 5.555820543060443e+000 | 1.9368e-07 |  | 5.555820543060443e+000 | 2.1884e-07 |  | 5.555820543060443e+000 | 2.1079e-07 |  | 5.5597 | 4.6022e-06 | 24.9391 | 4.6022e-06
5.559672879369349e+000 | 1.8463e-07 | 5.5597 | 5.559672879369349e+000 | 1.938e-07 |  | 5.559672879369349e+000 | 2.1902e-07 |  | 5.559672879369349e+000 | 2.1095e-07 |  | 5.5635 | 4.6018e-06 | 24.9243 | 4.6018e-06
5.563527886839953e+000 | 1.8472e-07 | 5.5635 | 5.563527886839953e+000 | 1.9392e-07 |  | 5.563527886839953e+000 | 2.192e-07 |  | 5.563527886839953e+000 | 2.1111e-07 |  | 5.5674 | 4.6014e-06 | 24.9096 | 4.6014e-06
5.567385567324406e+000 | 1.8482e-07 | 5.5674 | 5.567385567324406e+000 | 1.9404e-07 |  | 5.567385567324406e+000 | 2.1938e-07 |  | 5.567385567324406e+000 | 2.1127e-07 |  | 5.5712 | 4.601e-06 | 24.8949 | 4.601e-06
5.571245922676141e+000 | 1.8491e-07 | 5.5712 | 5.571245922676141e+000 | 1.9415e-07 |  | 5.571245922676141e+000 | 2.1956e-07 |  | 5.571245922676141e+000 | 2.1143e-07 |  | 5.5751 | 4.6006e-06 | 24.8801 | 4.6006e-06
5.575108954749878e+000 | 1.8501e-07 | 5.5751 | 5.575108954749878e+000 | 1.9427e-07 |  | 5.575108954749878e+000 | 2.1974e-07 |  | 5.575108954749878e+000 | 2.1159e-07 |  | 5.579 | 4.6002e-06 | 24.8654 | 4.6002e-06
5.578974665401622e+000 | 1.851e-07 | 5.579 | 5.578974665401622e+000 | 1.9439e-07 |  | 5.578974665401622e+000 | 2.1992e-07 |  | 5.578974665401622e+000 | 2.1175e-07 |  | 5.5828 | 4.5999e-06 | 24.8506 | 4.5999e-06
5.582843056488668e+000 | 1.8519e-07 | 5.5828 | 5.582843056488668e+000 | 1.9451e-07 |  | 5.582843056488668e+000 | 2.201e-07 |  | 5.582843056488668e+000 | 2.1191e-07 |  | 5.5867 | 4.5995e-06 | 24.8358 | 4.5995e-06
5.586714129869591e+000 | 1.8529e-07 | 5.5867 | 5.586714129869591e+000 | 1.9463e-07 |  | 5.586714129869591e+000 | 2.2028e-07 |  | 5.586714129869591e+000 | 2.1207e-07 |  | 5.5906 | 4.5991e-06 | 24.8211 | 4.5991e-06
5.590587887404265e+000 | 1.8538e-07 | 5.5906 | 5.590587887404265e+000 | 1.9474e-07 |  | 5.590587887404265e+000 | 2.2046e-07 |  | 5.590587887404265e+000 | 2.1223e-07 |  | 5.5945 | 4.5987e-06 | 24.8063 | 4.5987e-06
5.594464330953847e+000 | 1.8548e-07 | 5.5945 | 5.594464330953847e+000 | 1.9486e-07 |  | 5.594464330953847e+000 | 2.2064e-07 |  | 5.594464330953847e+000 | 2.1239e-07 |  | 5.5983 | 4.5983e-06 | 24.7915 | 4.5983e-06
5.598343462380784e+000 | 1.8557e-07 | 5.5983 | 5.598343462380784e+000 | 1.9498e-07 |  | 5.598343462380784e+000 | 2.2082e-07 |  | 5.598343462380784e+000 | 2.1256e-07 |  | 5.6022 | 4.5979e-06 | 24.7767 | 4.5979e-06
5.602225283548820e+000 | 1.8567e-07 | 5.6022 | 5.602225283548820e+000 | 1.951e-07 |  | 5.602225283548820e+000 | 2.21e-07 |  | 5.602225283548820e+000 | 2.1272e-07 |  | 5.6061 | 4.5975e-06 | 24.762 | 4.5975e-06
5.606109796322985e+000 | 1.8576e-07 | 5.6061 | 5.606109796322985e+000 | 1.9522e-07 |  | 5.606109796322985e+000 | 2.2118e-07 |  | 5.606109796322985e+000 | 2.1288e-07 |  | 5.61 | 4.5971e-06 | 24.7472 | 4.5971e-06
5.609997002569606e+000 | 1.8586e-07 | 5.61 | 5.609997002569606e+000 | 1.9534e-07 |  | 5.609997002569606e+000 | 2.2136e-07 |  | 5.609997002569606e+000 | 2.1304e-07 |  | 5.6139 | 4.5968e-06 | 24.7324 | 4.5968e-06
5.613886904156302e+000 | 1.8595e-07 | 5.6139 | 5.613886904156302e+000 | 1.9546e-07 |  | 5.613886904156302e+000 | 2.2155e-07 |  | 5.613886904156302e+000 | 2.1321e-07 |  | 5.6178 | 4.5964e-06 | 24.7176 | 4.5964e-06
5.617779502951990e+000 | 1.8605e-07 | 5.6178 | 5.617779502951990e+000 | 1.9558e-07 |  | 5.617779502951990e+000 | 2.2173e-07 |  | 5.617779502951990e+000 | 2.1337e-07 |  | 5.6217 | 4.596e-06 | 24.7028 | 4.596e-06
5.621674800826879e+000 | 1.8615e-07 | 5.6217 | 5.621674800826879e+000 | 1.957e-07 |  | 5.621674800826879e+000 | 2.2191e-07 |  | 5.621674800826879e+000 | 2.1353e-07 |  | 5.6256 | 4.5956e-06 | 24.688 | 4.5956e-06
5.625572799652478e+000 | 1.8624e-07 | 5.6256 | 5.625572799652478e+000 | 1.9582e-07 |  | 5.625572799652478e+000 | 2.221e-07 |  | 5.625572799652478e+000 | 2.137e-07 |  | 5.6295 | 4.5952e-06 | 24.6732 | 4.5952e-06
5.629473501301591e+000 | 1.8634e-07 | 5.6295 | 5.629473501301591e+000 | 1.9594e-07 |  | 5.629473501301591e+000 | 2.2228e-07 |  | 5.629473501301591e+000 | 2.1386e-07 |  | 5.6334 | 4.5948e-06 | 24.6584 | 4.5948e-06
5.633376907648324e+000 | 1.8644e-07 | 5.6334 | 5.633376907648324e+000 | 1.9606e-07 |  | 5.633376907648324e+000 | 2.2247e-07 |  | 5.633376907648324e+000 | 2.1403e-07 |  | 5.6373 | 4.5944e-06 | 24.6436 | 4.5944e-06
5.637283020568079e+000 | 1.8653e-07 | 5.6373 | 5.637283020568079e+000 | 1.9619e-07 |  | 5.637283020568079e+000 | 2.2265e-07 |  | 5.637283020568079e+000 | 2.1419e-07 |  | 5.6412 | 4.594e-06 | 24.6288 | 4.5941e-06
5.641191841937559e+000 | 1.8663e-07 | 5.6412 | 5.641191841937559e+000 | 1.9631e-07 |  | 5.641191841937559e+000 | 2.2284e-07 |  | 5.641191841937559e+000 | 2.1436e-07 |  | 5.6451 | 4.5937e-06 | 24.614 | 4.5937e-06
5.645103373634771e+000 | 1.8672e-07 | 5.6451 | 5.645103373634771e+000 | 1.9643e-07 |  | 5.645103373634771e+000 | 2.2302e-07 |  | 5.645103373634771e+000 | 2.1452e-07 |  | 5.649 | 4.5933e-06 | 24.5992 | 4.5933e-06
5.649017617539021e+000 | 1.8682e-07 | 5.649 | 5.649017617539021e+000 | 1.9655e-07 |  | 5.649017617539021e+000 | 2.2321e-07 |  | 5.649017617539021e+000 | 2.1469e-07 |  | 5.6529 | 4.5929e-06 | 24.5844 | 4.5929e-06
5.652934575530919e+000 | 1.8692e-07 | 5.6529 | 5.652934575530919e+000 | 1.9667e-07 |  | 5.652934575530919e+000 | 2.234e-07 |  | 5.652934575530919e+000 | 2.1486e-07 |  | 5.6569 | 4.5925e-06 | 24.5695 | 4.5925e-06
5.656854249492382e+000 | 1.8702e-07 | 5.6569 | 5.656854249492382e+000 | 1.968e-07 |  | 5.656854249492382e+000 | 2.2358e-07 |  | 5.656854249492382e+000 | 2.1502e-07 |  | 5.6608 | 4.5921e-06 | 24.5547 | 4.5921e-06
5.660776641306625e+000 | 1.8711e-07 | 5.6608 | 5.660776641306625e+000 | 1.9692e-07 |  | 5.660776641306625e+000 | 2.2377e-07 |  | 5.660776641306625e+000 | 2.1519e-07 |  | 5.6647 | 4.5917e-06 | 24.5399 | 4.5917e-06
5.664701752858177e+000 | 1.8721e-07 | 5.6647 | 5.664701752858177e+000 | 1.9704e-07 |  | 5.664701752858177e+000 | 2.2396e-07 |  | 5.664701752858177e+000 | 2.1536e-07 |  | 5.6686 | 4.5914e-06 | 24.525 | 4.5914e-06
5.668629586032867e+000 | 1.8731e-07 | 5.6686 | 5.668629586032867e+000 | 1.9716e-07 |  | 5.668629586032867e+000 | 2.2415e-07 |  | 5.668629586032867e+000 | 2.1553e-07 |  | 5.6726 | 4.591e-06 | 24.5102 | 4.591e-06
5.672560142717836e+000 | 1.8741e-07 | 5.6726 | 5.672560142717836e+000 | 1.9729e-07 |  | 5.672560142717836e+000 | 2.2433e-07 |  | 5.672560142717836e+000 | 2.157e-07 |  | 5.6765 | 4.5906e-06 | 24.4954 | 4.5906e-06
5.676493424801531e+000 | 1.875e-07 | 5.6765 | 5.676493424801531e+000 | 1.9741e-07 |  | 5.676493424801531e+000 | 2.2452e-07 |  | 5.676493424801531e+000 | 2.1586e-07 |  | 5.6804 | 4.5902e-06 | 24.4805 | 4.5902e-06
5.680429434173710e+000 | 1.876e-07 | 5.6804 | 5.680429434173710e+000 | 1.9753e-07 |  | 5.680429434173710e+000 | 2.2471e-07 |  | 5.680429434173710e+000 | 2.1603e-07 |  | 5.6844 | 4.5898e-06 | 24.4657 | 4.5898e-06
5.684368172725439e+000 | 1.877e-07 | 5.6844 | 5.684368172725439e+000 | 1.9766e-07 |  | 5.684368172725439e+000 | 2.249e-07 |  | 5.684368172725439e+000 | 2.162e-07 |  | 5.6883 | 4.5894e-06 | 24.4508 | 4.5894e-06
5.688309642349100e+000 | 1.878e-07 | 5.6883 | 5.688309642349100e+000 | 1.9778e-07 |  | 5.688309642349100e+000 | 2.2509e-07 |  | 5.688309642349100e+000 | 2.1637e-07 |  | 5.6923 | 4.5891e-06 | 24.436 | 4.5891e-06
5.692253844938382e+000 | 1.879e-07 | 5.6923 | 5.692253844938382e+000 | 1.9791e-07 |  | 5.692253844938382e+000 | 2.2528e-07 |  | 5.692253844938382e+000 | 2.1654e-07 |  | 5.6962 | 4.5887e-06 | 24.4211 | 4.5887e-06
5.696200782388288e+000 | 1.88e-07 | 5.6962 | 5.696200782388288e+000 | 1.9803e-07 |  | 5.696200782388288e+000 | 2.2547e-07 |  | 5.696200782388288e+000 | 2.1671e-07 |  | 5.7002 | 4.5883e-06 | 24.4062 | 4.5883e-06
5.700150456595138e+000 | 1.881e-07 | 5.7002 | 5.700150456595138e+000 | 1.9816e-07 |  | 5.700150456595138e+000 | 2.2566e-07 |  | 5.700150456595138e+000 | 2.1688e-07 |  | 5.7041 | 4.5879e-06 | 24.3914 | 4.5879e-06
5.704102869456564e+000 | 1.8819e-07 | 5.7041 | 5.704102869456564e+000 | 1.9828e-07 |  | 5.704102869456564e+000 | 2.2586e-07 |  | 5.704102869456564e+000 | 2.1705e-07 |  | 5.7081 | 4.5875e-06 | 24.3765 | 4.5875e-06
5.708058022871516e+000 | 1.8829e-07 | 5.7081 | 5.708058022871516e+000 | 1.9841e-07 |  | 5.708058022871516e+000 | 2.2605e-07 |  | 5.708058022871516e+000 | 2.1723e-07 |  | 5.712 | 4.5872e-06 | 24.3616 | 4.5872e-06
5.712015918740257e+000 | 1.8839e-07 | 5.712 | 5.712015918740257e+000 | 1.9853e-07 |  | 5.712015918740257e+000 | 2.2624e-07 |  | 5.712015918740257e+000 | 2.174e-07 |  | 5.716 | 4.5868e-06 | 24.3468 | 4.5868e-06
5.715976558964373e+000 | 1.8849e-07 | 5.716 | 5.715976558964373e+000 | 1.9866e-07 |  | 5.715976558964373e+000 | 2.2643e-07 |  | 5.715976558964373e+000 | 2.1757e-07 |  | 5.7199 | 4.5864e-06 | 24.3319 | 4.5864e-06
5.719939945446764e+000 | 1.8859e-07 | 5.7199 | 5.719939945446764e+000 | 1.9878e-07 |  | 5.719939945446764e+000 | 2.2663e-07 |  | 5.719939945446764e+000 | 2.1774e-07 |  | 5.7239 | 4.586e-06 | 24.317 | 4.586e-06
5.723906080091651e+000 | 1.8869e-07 | 5.7239 | 5.723906080091651e+000 | 1.9891e-07 |  | 5.723906080091651e+000 | 2.2682e-07 |  | 5.723906080091651e+000 | 2.1791e-07 |  | 5.7279 | 4.5856e-06 | 24.3021 | 4.5856e-06
5.727874964804576e+000 | 1.8879e-07 | 5.7279 | 5.727874964804576e+000 | 1.9904e-07 |  | 5.727874964804576e+000 | 2.2701e-07 |  | 5.727874964804576e+000 | 2.1809e-07 |  | 5.7318 | 4.5853e-06 | 24.2872 | 4.5853e-06
5.731846601492400e+000 | 1.8889e-07 | 5.7318 | 5.731846601492400e+000 | 1.9916e-07 |  | 5.731846601492400e+000 | 2.2721e-07 |  | 5.731846601492400e+000 | 2.1826e-07 |  | 5.7358 | 4.5849e-06 | 24.2723 | 4.5849e-06
5.735820992063310e+000 | 1.8899e-07 | 5.7358 | 5.735820992063310e+000 | 1.9929e-07 |  | 5.735820992063310e+000 | 2.274e-07 |  | 5.735820992063310e+000 | 2.1843e-07 |  | 5.7398 | 4.5845e-06 | 24.2575 | 4.5845e-06
5.739798138426814e+000 | 1.8909e-07 | 5.7398 | 5.739798138426814e+000 | 1.9942e-07 |  | 5.739798138426814e+000 | 2.276e-07 |  | 5.739798138426814e+000 | 2.1861e-07 |  | 5.7438 | 4.5841e-06 | 24.2426 | 4.5841e-06
5.743778042493743e+000 | 1.8919e-07 | 5.7438 | 5.743778042493743e+000 | 1.9954e-07 |  | 5.743778042493743e+000 | 2.2779e-07 |  | 5.743778042493743e+000 | 2.1878e-07 |  | 5.7478 | 4.5837e-06 | 24.2277 | 4.5837e-06
5.747760706176254e+000 | 1.893e-07 | 5.7478 | 5.747760706176254e+000 | 1.9967e-07 |  | 5.747760706176254e+000 | 2.2799e-07 |  | 5.747760706176254e+000 | 2.1896e-07 |  | 5.7517 | 4.5834e-06 | 24.2128 | 4.5834e-06
5.751746131387830e+000 | 1.894e-07 | 5.7517 | 5.751746131387830e+000 | 1.998e-07 |  | 5.751746131387830e+000 | 2.2819e-07 |  | 5.751746131387830e+000 | 2.1913e-07 |  | 5.7557 | 4.583e-06 | 24.1979 | 4.583e-06
5.755734320043281e+000 | 1.895e-07 | 5.7557 | 5.755734320043281e+000 | 1.9993e-07 |  | 5.755734320043281e+000 | 2.2838e-07 |  | 5.755734320043281e+000 | 2.1931e-07 |  | 5.7597 | 4.5826e-06 | 24.1829 | 4.5826e-06
5.759725274058744e+000 | 1.896e-07 | 5.7597 | 5.759725274058744e+000 | 2.0006e-07 |  | 5.759725274058744e+000 | 2.2858e-07 |  | 5.759725274058744e+000 | 2.1948e-07 |  | 5.7637 | 4.5822e-06 | 24.168 | 4.5822e-06
5.763718995351685e+000 | 1.897e-07 | 5.7637 | 5.763718995351685e+000 | 2.0019e-07 |  | 5.763718995351685e+000 | 2.2878e-07 |  | 5.763718995351685e+000 | 2.1966e-07 |  | 5.7677 | 4.5818e-06 | 24.1531 | 4.5818e-06
5.767715485840900e+000 | 1.898e-07 | 5.7677 | 5.767715485840900e+000 | 2.0031e-07 |  | 5.767715485840900e+000 | 2.2898e-07 |  | 5.767715485840900e+000 | 2.1984e-07 |  | 5.7717 | 4.5815e-06 | 24.1382 | 4.5815e-06
5.771714747446515e+000 | 1.899e-07 | 5.7717 | 5.771714747446515e+000 | 2.0044e-07 |  | 5.771714747446515e+000 | 2.2917e-07 |  | 5.771714747446515e+000 | 2.2001e-07 |  | 5.7757 | 4.5811e-06 | 24.1233 | 4.5811e-06
5.775716782089986e+000 | 1.9001e-07 | 5.7757 | 5.775716782089986e+000 | 2.0057e-07 |  | 5.775716782089986e+000 | 2.2937e-07 |  | 5.775716782089986e+000 | 2.2019e-07 |  | 5.7797 | 4.5807e-06 | 24.1084 | 4.5807e-06
5.779721591694103e+000 | 1.9011e-07 | 5.7797 | 5.779721591694103e+000 | 2.007e-07 |  | 5.779721591694103e+000 | 2.2957e-07 |  | 5.779721591694103e+000 | 2.2037e-07 |  | 5.7837 | 4.5803e-06 | 24.0934 | 4.5803e-06
5.783729178182990e+000 | 1.9021e-07 | 5.7837 | 5.783729178182990e+000 | 2.0083e-07 |  | 5.783729178182990e+000 | 2.2977e-07 |  | 5.783729178182990e+000 | 2.2055e-07 |  | 5.7877 | 4.58e-06 | 24.0785 | 4.58e-06
5.787739543482104e+000 | 1.9031e-07 | 5.7877 | 5.787739543482104e+000 | 2.0096e-07 |  | 5.787739543482104e+000 | 2.2997e-07 |  | 5.787739543482104e+000 | 2.2073e-07 |  | 5.7918 | 4.5796e-06 | 24.0636 | 4.5796e-06
5.791752689518237e+000 | 1.9041e-07 | 5.7918 | 5.791752689518237e+000 | 2.0109e-07 |  | 5.791752689518237e+000 | 2.3017e-07 |  | 5.791752689518237e+000 | 2.209e-07 |  | 5.7958 | 4.5792e-06 | 24.0486 | 4.5792e-06
5.795768618219516e+000 | 1.9052e-07 | 5.7958 | 5.795768618219516e+000 | 2.0122e-07 |  | 5.795768618219516e+000 | 2.3037e-07 |  | 5.795768618219516e+000 | 2.2108e-07 |  | 5.7998 | 4.5788e-06 | 24.0337 | 4.5788e-06
5.799787331515408e+000 | 1.9062e-07 | 5.7998 | 5.799787331515408e+000 | 2.0135e-07 |  | 5.799787331515408e+000 | 2.3057e-07 |  | 5.799787331515408e+000 | 2.2126e-07 |  | 5.8038 | 4.5785e-06 | 24.0188 | 4.5785e-06
5.803808831336715e+000 | 1.9072e-07 | 5.8038 | 5.803808831336715e+000 | 2.0148e-07 |  | 5.803808831336715e+000 | 2.3078e-07 |  | 5.803808831336715e+000 | 2.2144e-07 |  | 5.8078 | 4.5781e-06 | 24.0038 | 4.5781e-06
5.807833119615578e+000 | 1.9083e-07 | 5.8078 | 5.807833119615578e+000 | 2.0161e-07 |  | 5.807833119615578e+000 | 2.3098e-07 |  | 5.807833119615578e+000 | 2.2162e-07 |  | 5.8119 | 4.5777e-06 | 23.9889 | 4.5777e-06
5.811860198285481e+000 | 1.9093e-07 | 5.8119 | 5.811860198285481e+000 | 2.0175e-07 |  | 5.811860198285481e+000 | 2.3118e-07 |  | 5.811860198285481e+000 | 2.218e-07 |  | 5.8159 | 4.5773e-06 | 23.9739 | 4.5773e-06
5.815890069281243e+000 | 1.9103e-07 | 5.8159 | 5.815890069281243e+000 | 2.0188e-07 |  | 5.815890069281243e+000 | 2.3138e-07 |  | 5.815890069281243e+000 | 2.2198e-07 |  | 5.8199 | 4.577e-06 | 23.959 | 4.577e-06
5.819922734539030e+000 | 1.9114e-07 | 5.8199 | 5.819922734539030e+000 | 2.0201e-07 |  | 5.819922734539030e+000 | 2.3159e-07 |  | 5.819922734539030e+000 | 2.2217e-07 |  | 5.824 | 4.5766e-06 | 23.944 | 4.5766e-06
5.823958195996347e+000 | 1.9124e-07 | 5.824 | 5.823958195996347e+000 | 2.0214e-07 |  | 5.823958195996347e+000 | 2.3179e-07 |  | 5.823958195996347e+000 | 2.2235e-07 |  | 5.828 | 4.5762e-06 | 23.9291 | 4.5762e-06
5.827996455592045e+000 | 1.9134e-07 | 5.828 | 5.827996455592045e+000 | 2.0227e-07 |  | 5.827996455592045e+000 | 2.32e-07 |  | 5.827996455592045e+000 | 2.2253e-07 |  | 5.832 | 4.5758e-06 | 23.9141 | 4.5758e-06
5.832037515266316e+000 | 1.9145e-07 | 5.832 | 5.832037515266316e+000 | 2.0241e-07 |  | 5.832037515266316e+000 | 2.322e-07 |  | 5.832037515266316e+000 | 2.2271e-07 |  | 5.8361 | 4.5755e-06 | 23.8991 | 4.5755e-06
5.836081376960703e+000 | 1.9155e-07 | 5.8361 | 5.836081376960703e+000 | 2.0254e-07 |  | 5.836081376960703e+000 | 2.3241e-07 |  | 5.836081376960703e+000 | 2.2289e-07 |  | 5.8401 | 4.5751e-06 | 23.8842 | 4.5751e-06
5.840128042618088e+000 | 1.9166e-07 | 5.8401 | 5.840128042618088e+000 | 2.0267e-07 |  | 5.840128042618088e+000 | 2.3261e-07 |  | 5.840128042618088e+000 | 2.2308e-07 |  | 5.8442 | 4.5747e-06 | 23.8692 | 4.5747e-06
5.844177514182705e+000 | 1.9176e-07 | 5.8442 | 5.844177514182705e+000 | 2.0281e-07 |  | 5.844177514182705e+000 | 2.3282e-07 |  | 5.844177514182705e+000 | 2.2326e-07 |  | 5.8482 | 4.5743e-06 | 23.8542 | 4.5743e-06
5.848229793600134e+000 | 1.9187e-07 | 5.8482 | 5.848229793600134e+000 | 2.0294e-07 |  | 5.848229793600134e+000 | 2.3302e-07 |  | 5.848229793600134e+000 | 2.2345e-07 |  | 5.8523 | 4.574e-06 | 23.8393 | 4.574e-06
5.852284882817307e+000 | 1.9197e-07 | 5.8523 | 5.852284882817307e+000 | 2.0307e-07 |  | 5.852284882817307e+000 | 2.3323e-07 |  | 5.852284882817307e+000 | 2.2363e-07 |  | 5.8563 | 4.5736e-06 | 23.8243 | 4.5736e-06
5.856342783782503e+000 | 1.9208e-07 | 5.8563 | 5.856342783782503e+000 | 2.0321e-07 |  | 5.856342783782503e+000 | 2.3344e-07 |  | 5.856342783782503e+000 | 2.2381e-07 |  | 5.8604 | 4.5732e-06 | 23.8093 | 4.5732e-06
5.860403498445352e+000 | 1.9218e-07 | 5.8604 | 5.860403498445352e+000 | 2.0334e-07 |  | 5.860403498445352e+000 | 2.3364e-07 |  | 5.860403498445352e+000 | 2.24e-07 |  | 5.8645 | 4.5728e-06 | 23.7943 | 4.5728e-06
5.864467028756838e+000 | 1.9229e-07 | 5.8645 | 5.864467028756838e+000 | 2.0348e-07 |  | 5.864467028756838e+000 | 2.3385e-07 |  | 5.864467028756838e+000 | 2.2418e-07 |  | 5.8685 | 4.5725e-06 | 23.7793 | 4.5725e-06
5.868533376669295e+000 | 1.9239e-07 | 5.8685 | 5.868533376669295e+000 | 2.0361e-07 |  | 5.868533376669295e+000 | 2.3406e-07 |  | 5.868533376669295e+000 | 2.2437e-07 |  | 5.8726 | 4.5721e-06 | 23.7643 | 4.5721e-06
5.872602544136414e+000 | 1.925e-07 | 5.8726 | 5.872602544136414e+000 | 2.0375e-07 |  | 5.872602544136414e+000 | 2.3427e-07 |  | 5.872602544136414e+000 | 2.2456e-07 |  | 5.8767 | 4.5717e-06 | 23.7493 | 4.5717e-06
5.876674533113237e+000 | 1.9261e-07 | 5.8767 | 5.876674533113237e+000 | 2.0388e-07 |  | 5.876674533113237e+000 | 2.3448e-07 |  | 5.876674533113237e+000 | 2.2474e-07 |  | 5.8807 | 4.5714e-06 | 23.7344 | 4.5714e-06
5.880749345556165e+000 | 1.9271e-07 | 5.8807 | 5.880749345556165e+000 | 2.0402e-07 |  | 5.880749345556165e+000 | 2.3469e-07 |  | 5.880749345556165e+000 | 2.2493e-07 |  | 5.8848 | 4.571e-06 | 23.7194 | 4.571e-06
5.884826983422952e+000 | 1.9282e-07 | 5.8848 | 5.884826983422952e+000 | 2.0415e-07 |  | 5.884826983422952e+000 | 2.349e-07 |  | 5.884826983422952e+000 | 2.2512e-07 |  | 5.8889 | 4.5706e-06 | 23.7044 | 4.5706e-06
5.888907448672715e+000 | 1.9292e-07 | 5.8889 | 5.888907448672715e+000 | 2.0429e-07 |  | 5.888907448672715e+000 | 2.3511e-07 |  | 5.888907448672715e+000 | 2.253e-07 |  | 5.893 | 4.5702e-06 | 23.6893 | 4.5702e-06
5.892990743265922e+000 | 1.9303e-07 | 5.893 | 5.892990743265922e+000 | 2.0442e-07 |  | 5.892990743265922e+000 | 2.3532e-07 |  | 5.892990743265922e+000 | 2.2549e-07 |  | 5.8971 | 4.5699e-06 | 23.6743 | 4.5699e-06
5.897076869164406e+000 | 1.9314e-07 | 5.8971 | 5.897076869164406e+000 | 2.0456e-07 |  | 5.897076869164406e+000 | 2.3553e-07 |  | 5.897076869164406e+000 | 2.2568e-07 |  | 5.9012 | 4.5695e-06 | 23.6593 | 4.5695e-06
5.901165828331359e+000 | 1.9324e-07 | 5.9012 | 5.901165828331359e+000 | 2.047e-07 |  | 5.901165828331359e+000 | 2.3574e-07 |  | 5.901165828331359e+000 | 2.2587e-07 |  | 5.9053 | 4.5691e-06 | 23.6443 | 4.5691e-06
5.905257622731333e+000 | 1.9335e-07 | 5.9053 | 5.905257622731333e+000 | 2.0483e-07 |  | 5.905257622731333e+000 | 2.3596e-07 |  | 5.905257622731333e+000 | 2.2606e-07 |  | 5.9094 | 4.5688e-06 | 23.6293 | 4.5688e-06
5.909352254330243e+000 | 1.9346e-07 | 5.9094 | 5.909352254330243e+000 | 2.0497e-07 |  | 5.909352254330243e+000 | 2.3617e-07 |  | 5.909352254330243e+000 | 2.2625e-07 |  | 5.9134 | 4.5684e-06 | 23.6143 | 4.5684e-06
5.913449725095369e+000 | 1.9357e-07 | 5.9134 | 5.913449725095369e+000 | 2.0511e-07 |  | 5.913449725095369e+000 | 2.3638e-07 |  | 5.913449725095369e+000 | 2.2644e-07 |  | 5.9176 | 4.568e-06 | 23.5993 | 4.568e-06
5.917550036995351e+000 | 1.9367e-07 | 5.9176 | 5.917550036995351e+000 | 2.0525e-07 |  | 5.917550036995351e+000 | 2.366e-07 |  | 5.917550036995351e+000 | 2.2663e-07 |  | 5.9217 | 4.5677e-06 | 23.5843 | 4.5677e-06
5.921653192000197e+000 | 1.9378e-07 | 5.9217 | 5.921653192000197e+000 | 2.0538e-07 |  | 5.921653192000197e+000 | 2.3681e-07 |  | 5.921653192000197e+000 | 2.2682e-07 |  | 5.9258 | 4.5673e-06 | 23.5692 | 4.5673e-06
5.925759192081280e+000 | 1.9389e-07 | 5.9258 | 5.925759192081280e+000 | 2.0552e-07 |  | 5.925759192081280e+000 | 2.3702e-07 |  | 5.925759192081280e+000 | 2.2701e-07 |  | 5.9299 | 4.5669e-06 | 23.5542 | 4.5669e-06
5.929868039211342e+000 | 1.94e-07 | 5.9299 | 5.929868039211342e+000 | 2.0566e-07 |  | 5.929868039211342e+000 | 2.3724e-07 |  | 5.929868039211342e+000 | 2.272e-07 |  | 5.934 | 4.5666e-06 | 23.5392 | 4.5666e-06
5.933979735364488e+000 | 1.9411e-07 | 5.934 | 5.933979735364488e+000 | 2.058e-07 |  | 5.933979735364488e+000 | 2.3745e-07 |  | 5.933979735364488e+000 | 2.2739e-07 |  | 5.9381 | 4.5662e-06 | 23.5242 | 4.5662e-06
5.938094282516198e+000 | 1.9421e-07 | 5.9381 | 5.938094282516198e+000 | 2.0594e-07 |  | 5.938094282516198e+000 | 2.3767e-07 |  | 5.938094282516198e+000 | 2.2759e-07 |  | 5.9422 | 4.5658e-06 | 23.5091 | 4.5658e-06
5.942211682643317e+000 | 1.9432e-07 | 5.9422 | 5.942211682643317e+000 | 2.0608e-07 |  | 5.942211682643317e+000 | 2.3789e-07 |  | 5.942211682643317e+000 | 2.2778e-07 |  | 5.9463 | 4.5654e-06 | 23.4941 | 4.5654e-06
5.946331937724061e+000 | 1.9443e-07 | 5.9463 | 5.946331937724061e+000 | 2.0622e-07 |  | 5.946331937724061e+000 | 2.381e-07 |  | 5.946331937724061e+000 | 2.2797e-07 |  | 5.9505 | 4.5651e-06 | 23.4791 | 4.5651e-06
5.950455049738022e+000 | 1.9454e-07 | 5.9505 | 5.950455049738022e+000 | 2.0636e-07 |  | 5.950455049738022e+000 | 2.3832e-07 |  | 5.950455049738022e+000 | 2.2816e-07 |  | 5.9546 | 4.5647e-06 | 23.464 | 4.5647e-06
5.954581020666160e+000 | 1.9465e-07 | 5.9546 | 5.954581020666160e+000 | 2.065e-07 |  | 5.954581020666160e+000 | 2.3854e-07 |  | 5.954581020666160e+000 | 2.2836e-07 |  | 5.9587 | 4.5643e-06 | 23.449 | 4.5643e-06
5.958709852490810e+000 | 1.9476e-07 | 5.9587 | 5.958709852490810e+000 | 2.0664e-07 |  | 5.958709852490810e+000 | 2.3876e-07 |  | 5.958709852490810e+000 | 2.2855e-07 |  | 5.9628 | 4.564e-06 | 23.4339 | 4.564e-06
5.962841547195683e+000 | 1.9487e-07 | 5.9628 | 5.962841547195683e+000 | 2.0678e-07 |  | 5.962841547195683e+000 | 2.3898e-07 |  | 5.962841547195683e+000 | 2.2875e-07 |  | 5.967 | 4.5636e-06 | 23.4189 | 4.5636e-06
5.966976106765864e+000 | 1.9498e-07 | 5.967 | 5.966976106765864e+000 | 2.0692e-07 |  | 5.966976106765864e+000 | 2.3919e-07 |  | 5.966976106765864e+000 | 2.2894e-07 |  | 5.9711 | 4.5632e-06 | 23.4038 | 4.5632e-06
5.971113533187813e+000 | 1.9509e-07 | 5.9711 | 5.971113533187813e+000 | 2.0706e-07 |  | 5.971113533187813e+000 | 2.3941e-07 |  | 5.971113533187813e+000 | 2.2914e-07 |  | 5.9753 | 4.5629e-06 | 23.3888 | 4.5629e-06
5.975253828449371e+000 | 1.952e-07 | 5.9753 | 5.975253828449371e+000 | 2.072e-07 |  | 5.975253828449371e+000 | 2.3963e-07 |  | 5.975253828449371e+000 | 2.2933e-07 |  | 5.9794 | 4.5625e-06 | 23.3737 | 4.5625e-06
5.979396994539755e+000 | 1.9531e-07 | 5.9794 | 5.979396994539755e+000 | 2.0734e-07 |  | 5.979396994539755e+000 | 2.3985e-07 |  | 5.979396994539755e+000 | 2.2953e-07 |  | 5.9835 | 4.5621e-06 | 23.3587 | 4.5621e-06
5.983543033449561e+000 | 1.9542e-07 | 5.9835 | 5.983543033449561e+000 | 2.0749e-07 |  | 5.983543033449561e+000 | 2.4007e-07 |  | 5.983543033449561e+000 | 2.2973e-07 |  | 5.9877 | 4.5618e-06 | 23.3436 | 4.5618e-06
5.987691947170767e+000 | 1.9553e-07 | 5.9877 | 5.987691947170767e+000 | 2.0763e-07 |  | 5.987691947170767e+000 | 2.403e-07 |  | 5.987691947170767e+000 | 2.2992e-07 |  | 5.9918 | 4.5614e-06 | 23.3286 | 4.5614e-06
5.991843737696730e+000 | 1.9564e-07 | 5.9918 | 5.991843737696730e+000 | 2.0777e-07 |  | 5.991843737696730e+000 | 2.4052e-07 |  | 5.991843737696730e+000 | 2.3012e-07 |  | 5.996 | 4.5611e-06 | 23.3135 | 4.5611e-06
5.995998407022191e+000 | 1.9575e-07 | 5.996 | 5.995998407022191e+000 | 2.0791e-07 |  | 5.995998407022191e+000 | 2.4074e-07 |  | 5.995998407022191e+000 | 2.3032e-07 |  | 6.0002 | 4.5607e-06 | 23.2984 | 4.5607e-06
6.000155957143273e+000 | 1.9586e-07 | 6.0002 | 6.000155957143273e+000 | 2.0805e-07 |  | 6.000155957143273e+000 | 2.4096e-07 |  | 6.000155957143273e+000 | 2.3052e-07 |  | 6.0043 | 4.5603e-06 | 23.2834 | 4.5603e-06
6.004316390057485e+000 | 1.9597e-07 | 6.0043 | 6.004316390057485e+000 | 2.082e-07 |  | 6.004316390057485e+000 | 2.4119e-07 |  | 6.004316390057485e+000 | 2.3071e-07 |  | 6.0085 | 4.56e-06 | 23.2683 | 4.56e-06
6.008479707763718e+000 | 1.9608e-07 | 6.0085 | 6.008479707763718e+000 | 2.0834e-07 |  | 6.008479707763718e+000 | 2.4141e-07 |  | 6.008479707763718e+000 | 2.3091e-07 |  | 6.0126 | 4.5596e-06 | 23.2532 | 4.5596e-06
6.012645912262252e+000 | 1.962e-07 | 6.0126 | 6.012645912262252e+000 | 2.0848e-07 |  | 6.012645912262252e+000 | 2.4163e-07 |  | 6.012645912262252e+000 | 2.3111e-07 |  | 6.0168 | 4.5592e-06 | 23.2381 | 4.5592e-06
6.016815005554752e+000 | 1.9631e-07 | 6.0168 | 6.016815005554752e+000 | 2.0863e-07 |  | 6.016815005554752e+000 | 2.4186e-07 |  | 6.016815005554752e+000 | 2.3131e-07 |  | 6.021 | 4.5589e-06 | 23.2231 | 4.5589e-06
6.020986989644270e+000 | 1.9642e-07 | 6.021 | 6.020986989644270e+000 | 2.0877e-07 |  | 6.020986989644270e+000 | 2.4208e-07 |  | 6.020986989644270e+000 | 2.3151e-07 |  | 6.0252 | 4.5585e-06 | 23.208 | 4.5585e-06
6.025161866535250e+000 | 1.9653e-07 | 6.0252 | 6.025161866535250e+000 | 2.0892e-07 |  | 6.025161866535250e+000 | 2.4231e-07 |  | 6.025161866535250e+000 | 2.3171e-07 |  | 6.0293 | 4.5581e-06 | 23.1929 | 4.5581e-06
6.029339638233525e+000 | 1.9664e-07 | 6.0293 | 6.029339638233525e+000 | 2.0906e-07 |  | 6.029339638233525e+000 | 2.4253e-07 |  | 6.029339638233525e+000 | 2.3191e-07 |  | 6.0335 | 4.5578e-06 | 23.1778 | 4.5578e-06
6.033520306746317e+000 | 1.9676e-07 | 6.0335 | 6.033520306746317e+000 | 2.0921e-07 |  | 6.033520306746317e+000 | 2.4276e-07 |  | 6.033520306746317e+000 | 2.3212e-07 |  | 6.0377 | 4.5574e-06 | 23.1627 | 4.5574e-06
6.037703874082240e+000 | 1.9687e-07 | 6.0377 | 6.037703874082240e+000 | 2.0935e-07 |  | 6.037703874082240e+000 | 2.4299e-07 |  | 6.037703874082240e+000 | 2.3232e-07 |  | 6.0419 | 4.5571e-06 | 23.1477 | 4.5571e-06
6.041890342251303e+000 | 1.9698e-07 | 6.0419 | 6.041890342251303e+000 | 2.095e-07 |  | 6.041890342251303e+000 | 2.4321e-07 |  | 6.041890342251303e+000 | 2.3252e-07 |  | 6.0461 | 4.5567e-06 | 23.1326 | 4.5567e-06
6.046079713264907e+000 | 1.9709e-07 | 6.0461 | 6.046079713264907e+000 | 2.0964e-07 |  | 6.046079713264907e+000 | 2.4344e-07 |  | 6.046079713264907e+000 | 2.3272e-07 |  | 6.0503 | 4.5563e-06 | 23.1175 | 4.5563e-06
6.050271989135848e+000 | 1.9721e-07 | 6.0503 | 6.050271989135848e+000 | 2.0979e-07 |  | 6.050271989135848e+000 | 2.4367e-07 |  | 6.050271989135848e+000 | 2.3293e-07 |  | 6.0545 | 4.556e-06 | 23.1024 | 4.556e-06
6.054467171878318e+000 | 1.9732e-07 | 6.0545 | 6.054467171878318e+000 | 2.0994e-07 |  | 6.054467171878318e+000 | 2.439e-07 |  | 6.054467171878318e+000 | 2.3313e-07 |  | 6.0587 | 4.5556e-06 | 23.0873 | 4.5556e-06
6.058665263507904e+000 | 1.9743e-07 | 6.0587 | 6.058665263507904e+000 | 2.1008e-07 |  | 6.058665263507904e+000 | 2.4413e-07 |  | 6.058665263507904e+000 | 2.3333e-07 |  | 6.0629 | 4.5552e-06 | 23.0722 | 4.5552e-06
6.062866266041594e+000 | 1.9755e-07 | 6.0629 | 6.062866266041594e+000 | 2.1023e-07 |  | 6.062866266041594e+000 | 2.4436e-07 |  | 6.062866266041594e+000 | 2.3354e-07 |  | 6.0671 | 4.5549e-06 | 23.0571 | 4.5549e-06
6.067070181497770e+000 | 1.9766e-07 | 6.0671 | 6.067070181497770e+000 | 2.1038e-07 |  | 6.067070181497770e+000 | 2.4459e-07 |  | 6.067070181497770e+000 | 2.3374e-07 |  | 6.0713 | 4.5545e-06 | 23.042 | 4.5545e-06
6.071277011896217e+000 | 1.9778e-07 | 6.0713 | 6.071277011896217e+000 | 2.1052e-07 |  | 6.071277011896217e+000 | 2.4482e-07 |  | 6.071277011896217e+000 | 2.3395e-07 |  | 6.0755 | 4.5542e-06 | 23.0269 | 4.5542e-06
6.075486759258120e+000 | 1.9789e-07 | 6.0755 | 6.075486759258120e+000 | 2.1067e-07 |  | 6.075486759258120e+000 | 2.4505e-07 |  | 6.075486759258120e+000 | 2.3415e-07 |  | 6.0797 | 4.5538e-06 | 23.0118 | 4.5538e-06
6.079699425606064e+000 | 1.98e-07 | 6.0797 | 6.079699425606064e+000 | 2.1082e-07 |  | 6.079699425606064e+000 | 2.4528e-07 |  | 6.079699425606064e+000 | 2.3436e-07 |  | 6.0839 | 4.5534e-06 | 22.9967 | 4.5534e-06
6.083915012964038e+000 | 1.9812e-07 | 6.0839 | 6.083915012964038e+000 | 2.1097e-07 |  | 6.083915012964038e+000 | 2.4551e-07 |  | 6.083915012964038e+000 | 2.3456e-07 |  | 6.0881 | 4.5531e-06 | 22.9815 | 4.5531e-06
6.088133523357433e+000 | 1.9823e-07 | 6.0881 | 6.088133523357433e+000 | 2.1112e-07 |  | 6.088133523357433e+000 | 2.4575e-07 |  | 6.088133523357433e+000 | 2.3477e-07 |  | 6.0924 | 4.5527e-06 | 22.9664 | 4.5527e-06
6.092354958813046e+000 | 1.9835e-07 | 6.0924 | 6.092354958813046e+000 | 2.1126e-07 |  | 6.092354958813046e+000 | 2.4598e-07 |  | 6.092354958813046e+000 | 2.3498e-07 |  | 6.0966 | 4.5524e-06 | 22.9513 | 4.5524e-06
6.096579321359078e+000 | 1.9846e-07 | 6.0966 | 6.096579321359078e+000 | 2.1141e-07 |  | 6.096579321359078e+000 | 2.4621e-07 |  | 6.096579321359078e+000 | 2.3519e-07 |  | 6.1008 | 4.552e-06 | 22.9362 | 4.552e-06
6.100806613025137e+000 | 1.9858e-07 | 6.1008 | 6.100806613025137e+000 | 2.1156e-07 |  | 6.100806613025137e+000 | 2.4645e-07 |  | 6.100806613025137e+000 | 2.3539e-07 |  | 6.105 | 4.5516e-06 | 22.9211 | 4.5516e-06
6.105036835842237e+000 | 1.9869e-07 | 6.105 | 6.105036835842237e+000 | 2.1171e-07 |  | 6.105036835842237e+000 | 2.4668e-07 |  | 6.105036835842237e+000 | 2.356e-07 |  | 6.1093 | 4.5513e-06 | 22.906 | 4.5513e-06
6.109269991842804e+000 | 1.9881e-07 | 6.1093 | 6.109269991842804e+000 | 2.1186e-07 |  | 6.109269991842804e+000 | 2.4692e-07 |  | 6.109269991842804e+000 | 2.3581e-07 |  | 6.1135 | 4.5509e-06 | 22.8908 | 4.5509e-06
6.113506083060668e+000 | 1.9893e-07 | 6.1135 | 6.113506083060668e+000 | 2.1201e-07 |  | 6.113506083060668e+000 | 2.4715e-07 |  | 6.113506083060668e+000 | 2.3602e-07 |  | 6.1177 | 4.5506e-06 | 22.8757 | 4.5506e-06
6.117745111531072e+000 | 1.9904e-07 | 6.1177 | 6.117745111531072e+000 | 2.1216e-07 |  | 6.117745111531072e+000 | 2.4739e-07 |  | 6.117745111531072e+000 | 2.3623e-07 |  | 6.122 | 4.5502e-06 | 22.8606 | 4.5502e-06
6.121987079290672e+000 | 1.9916e-07 | 6.122 | 6.121987079290672e+000 | 2.1231e-07 |  | 6.121987079290672e+000 | 2.4762e-07 |  | 6.121987079290672e+000 | 2.3644e-07 |  | 6.1262 | 4.5498e-06 | 22.8455 | 4.5498e-06
6.126231988377533e+000 | 1.9927e-07 | 6.1262 | 6.126231988377533e+000 | 2.1246e-07 |  | 6.126231988377533e+000 | 2.4786e-07 |  | 6.126231988377533e+000 | 2.3665e-07 |  | 6.1305 | 4.5495e-06 | 22.8303 | 4.5495e-06
6.130479840831134e+000 | 1.9939e-07 | 6.1305 | 6.130479840831134e+000 | 2.1261e-07 |  | 6.130479840831134e+000 | 2.481e-07 |  | 6.130479840831134e+000 | 2.3686e-07 |  | 6.1347 | 4.5491e-06 | 22.8152 | 4.5491e-06
6.134730638692370e+000 | 1.9951e-07 | 6.1347 | 6.134730638692370e+000 | 2.1277e-07 |  | 6.134730638692370e+000 | 2.4834e-07 |  | 6.134730638692370e+000 | 2.3707e-07 |  | 6.139 | 4.5488e-06 | 22.8001 | 4.5488e-06
6.138984384003548e+000 | 1.9962e-07 | 6.139 | 6.138984384003548e+000 | 2.1292e-07 |  | 6.138984384003548e+000 | 2.4857e-07 |  | 6.138984384003548e+000 | 2.3729e-07 |  | 6.1432 | 4.5484e-06 | 22.7849 | 4.5484e-06
6.143241078808394e+000 | 1.9974e-07 | 6.1432 | 6.143241078808394e+000 | 2.1307e-07 |  | 6.143241078808394e+000 | 2.4881e-07 |  | 6.143241078808394e+000 | 2.375e-07 |  | 6.1475 | 4.5481e-06 | 22.7698 | 4.5481e-06
6.147500725152050e+000 | 1.9986e-07 | 6.1475 | 6.147500725152050e+000 | 2.1322e-07 |  | 6.147500725152050e+000 | 2.4905e-07 |  | 6.147500725152050e+000 | 2.3771e-07 |  | 6.1518 | 4.5477e-06 | 22.7547 | 4.5477e-06
6.151763325081077e+000 | 1.9998e-07 | 6.1518 | 6.151763325081077e+000 | 2.1337e-07 |  | 6.151763325081077e+000 | 2.4929e-07 |  | 6.151763325081077e+000 | 2.3792e-07 |  | 6.156 | 4.5473e-06 | 22.7395 | 4.5473e-06
6.156028880643451e+000 | 2.0009e-07 | 6.156 | 6.156028880643451e+000 | 2.1353e-07 |  | 6.156028880643451e+000 | 2.4953e-07 |  | 6.156028880643451e+000 | 2.3814e-07 |  | 6.1603 | 4.547e-06 | 22.7244 | 4.547e-06
6.160297393888573e+000 | 2.0021e-07 | 6.1603 | 6.160297393888573e+000 | 2.1368e-07 |  | 6.160297393888573e+000 | 2.4977e-07 |  | 6.160297393888573e+000 | 2.3835e-07 |  | 6.1646 | 4.5466e-06 | 22.7092 | 4.5466e-06
6.164568866867263e+000 | 2.0033e-07 | 6.1646 | 6.164568866867263e+000 | 2.1383e-07 |  | 6.164568866867263e+000 | 2.5002e-07 |  | 6.164568866867263e+000 | 2.3857e-07 |  | 6.1688 | 4.5463e-06 | 22.6941 | 4.5463e-06
6.168843301631765e+000 | 2.0045e-07 | 6.1688 | 6.168843301631765e+000 | 2.1399e-07 |  | 6.168843301631765e+000 | 2.5026e-07 |  | 6.168843301631765e+000 | 2.3878e-07 |  | 6.1731 | 4.5459e-06 | 22.679 | 4.5459e-06
6.173120700235740e+000 | 2.0056e-07 | 6.1731 | 6.173120700235740e+000 | 2.1414e-07 |  | 6.173120700235740e+000 | 2.505e-07 |  | 6.173120700235740e+000 | 2.39e-07 |  | 6.1774 | 4.5456e-06 | 22.6638 | 4.5456e-06
6.177401064734281e+000 | 2.0068e-07 | 6.1774 | 6.177401064734281e+000 | 2.143e-07 |  | 6.177401064734281e+000 | 2.5074e-07 |  | 6.177401064734281e+000 | 2.3921e-07 |  | 6.1817 | 4.5452e-06 | 22.6486 | 4.5452e-06
6.181684397183900e+000 | 2.008e-07 | 6.1817 | 6.181684397183900e+000 | 2.1445e-07 |  | 6.181684397183900e+000 | 2.5099e-07 |  | 6.181684397183900e+000 | 2.3943e-07 |  | 6.186 | 4.5449e-06 | 22.6335 | 4.5449e-06
6.185970699642538e+000 | 2.0092e-07 | 6.186 | 6.185970699642538e+000 | 2.1461e-07 |  | 6.185970699642538e+000 | 2.5123e-07 |  | 6.185970699642538e+000 | 2.3964e-07 |  | 6.1903 | 4.5445e-06 | 22.6183 | 4.5445e-06
6.190259974169560e+000 | 2.0104e-07 | 6.1903 | 6.190259974169560e+000 | 2.1476e-07 |  | 6.190259974169560e+000 | 2.5147e-07 |  | 6.190259974169560e+000 | 2.3986e-07 |  | 6.1946 | 4.5441e-06 | 22.6032 | 4.5441e-06
6.194552222825765e+000 | 2.0116e-07 | 6.1946 | 6.194552222825765e+000 | 2.1492e-07 |  | 6.194552222825765e+000 | 2.5172e-07 |  | 6.194552222825765e+000 | 2.4008e-07 |  | 6.1988 | 4.5438e-06 | 22.588 | 4.5438e-06
6.198847447673373e+000 | 2.0128e-07 | 6.1988 | 6.198847447673373e+000 | 2.1507e-07 |  | 6.198847447673373e+000 | 2.5196e-07 |  | 6.198847447673373e+000 | 2.403e-07 |  | 6.2031 | 4.5434e-06 | 22.5729 | 4.5434e-06
6.203145650776039e+000 | 2.014e-07 | 6.2031 | 6.203145650776039e+000 | 2.1523e-07 |  | 6.203145650776039e+000 | 2.5221e-07 |  | 6.203145650776039e+000 | 2.4052e-07 |  | 6.2074 | 4.5431e-06 | 22.5577 | 4.5431e-06
6.207446834198850e+000 | 2.0152e-07 | 6.2074 | 6.207446834198850e+000 | 2.1538e-07 |  | 6.207446834198850e+000 | 2.5246e-07 |  | 6.207446834198850e+000 | 2.4073e-07 |  | 6.2118 | 4.5427e-06 | 22.5425 | 4.5427e-06
6.211751000008318e+000 | 2.0164e-07 | 6.2118 | 6.211751000008318e+000 | 2.1554e-07 |  | 6.211751000008318e+000 | 2.527e-07 |  | 6.211751000008318e+000 | 2.4095e-07 |  | 6.2161 | 4.5424e-06 | 22.5274 | 4.5424e-06
6.216058150272398e+000 | 2.0176e-07 | 6.2161 | 6.216058150272398e+000 | 2.157e-07 |  | 6.216058150272398e+000 | 2.5295e-07 |  | 6.216058150272398e+000 | 2.4117e-07 |  | 6.2204 | 4.542e-06 | 22.5122 | 4.542e-06
6.220368287060468e+000 | 2.0188e-07 | 6.2204 | 6.220368287060468e+000 | 2.1585e-07 |  | 6.220368287060468e+000 | 2.532e-07 |  | 6.220368287060468e+000 | 2.4139e-07 |  | 6.2247 | 4.5417e-06 | 22.497 | 4.5417e-06
6.224681412443350e+000 | 2.02e-07 | 6.2247 | 6.224681412443350e+000 | 2.1601e-07 |  | 6.224681412443350e+000 | 2.5345e-07 |  | 6.224681412443350e+000 | 2.4161e-07 |  | 6.229 | 4.5413e-06 | 22.4819 | 4.5413e-06
6.228997528493297e+000 | 2.0212e-07 | 6.229 | 6.228997528493297e+000 | 2.1617e-07 |  | 6.228997528493297e+000 | 2.537e-07 |  | 6.228997528493297e+000 | 2.4184e-07 |  | 6.2333 | 4.541e-06 | 22.4667 | 4.541e-06
6.233316637284000e+000 | 2.0224e-07 | 6.2333 | 6.233316637284000e+000 | 2.1633e-07 |  | 6.233316637284000e+000 | 2.5395e-07 |  | 6.233316637284000e+000 | 2.4206e-07 |  | 6.2376 | 4.5406e-06 | 22.4515 | 4.5406e-06
6.237638740890588e+000 | 2.0236e-07 | 6.2376 | 6.237638740890588e+000 | 2.1649e-07 |  | 6.237638740890588e+000 | 2.542e-07 |  | 6.237638740890588e+000 | 2.4228e-07 |  | 6.242 | 4.5403e-06 | 22.4364 | 4.5403e-06
6.241963841389628e+000 | 2.0248e-07 | 6.242 | 6.241963841389628e+000 | 2.1664e-07 |  | 6.241963841389628e+000 | 2.5445e-07 |  | 6.241963841389628e+000 | 2.425e-07 |  | 6.2463 | 4.5399e-06 | 22.4212 | 4.5399e-06
6.246291940859130e+000 | 2.026e-07 | 6.2463 | 6.246291940859130e+000 | 2.168e-07 |  | 6.246291940859130e+000 | 2.547e-07 |  | 6.246291940859130e+000 | 2.4272e-07 |  | 6.2506 | 4.5396e-06 | 22.406 | 4.5396e-06
6.250623041378540e+000 | 2.0273e-07 | 6.2506 | 6.250623041378540e+000 | 2.1696e-07 |  | 6.250623041378540e+000 | 2.5495e-07 |  | 6.250623041378540e+000 | 2.4295e-07 |  | 6.255 | 4.5392e-06 | 22.3908 | 4.5392e-06
6.254957145028750e+000 | 2.0285e-07 | 6.255 | 6.254957145028750e+000 | 2.1712e-07 |  | 6.254957145028750e+000 | 2.552e-07 |  | 6.254957145028750e+000 | 2.4317e-07 |  | 6.2593 | 4.5388e-06 | 22.3757 | 4.5388e-06
6.259294253892092e+000 | 2.0297e-07 | 6.2593 | 6.259294253892092e+000 | 2.1728e-07 |  | 6.259294253892092e+000 | 2.5545e-07 |  | 6.259294253892092e+000 | 2.434e-07 |  | 6.2636 | 4.5385e-06 | 22.3605 | 4.5385e-06
6.263634370052343e+000 | 2.0309e-07 | 6.2636 | 6.263634370052343e+000 | 2.1744e-07 |  | 6.263634370052343e+000 | 2.5571e-07 |  | 6.263634370052343e+000 | 2.4362e-07 |  | 6.268 | 4.5381e-06 | 22.3453 | 4.5381e-06
6.267977495594727e+000 | 2.0321e-07 | 6.268 | 6.267977495594727e+000 | 2.176e-07 |  | 6.267977495594727e+000 | 2.5596e-07 |  | 6.267977495594727e+000 | 2.4385e-07 |  | 6.2723 | 4.5378e-06 | 22.3301 | 4.5378e-06
6.272323632605910e+000 | 2.0334e-07 | 6.2723 | 6.272323632605910e+000 | 2.1776e-07 |  | 6.272323632605910e+000 | 2.5621e-07 |  | 6.272323632605910e+000 | 2.4407e-07 |  | 6.2767 | 4.5374e-06 | 22.3149 | 4.5374e-06
6.276672783174007e+000 | 2.0346e-07 | 6.2767 | 6.276672783174007e+000 | 2.1792e-07 |  | 6.276672783174007e+000 | 2.5647e-07 |  | 6.276672783174007e+000 | 2.443e-07 |  | 6.281 | 4.5371e-06 | 22.2997 | 4.5371e-06
6.281024949388581e+000 | 2.0358e-07 | 6.281 | 6.281024949388581e+000 | 2.1808e-07 |  | 6.281024949388581e+000 | 2.5672e-07 |  | 6.281024949388581e+000 | 2.4452e-07 |  | 6.2854 | 4.5367e-06 | 22.2846 | 4.5367e-06
6.285380133340643e+000 | 2.0371e-07 | 6.2854 | 6.285380133340643e+000 | 2.1825e-07 |  | 6.285380133340643e+000 | 2.5698e-07 |  | 6.285380133340643e+000 | 2.4475e-07 |  | 6.2897 | 4.5364e-06 | 22.2694 | 4.5364e-06
6.289738337122655e+000 | 2.0383e-07 | 6.2897 | 6.289738337122655e+000 | 2.1841e-07 |  | 6.289738337122655e+000 | 2.5724e-07 |  | 6.289738337122655e+000 | 2.4498e-07 |  | 6.2941 | 4.536e-06 | 22.2542 | 4.536e-06
6.294099562828529e+000 | 2.0395e-07 | 6.2941 | 6.294099562828529e+000 | 2.1857e-07 |  | 6.294099562828529e+000 | 2.5749e-07 |  | 6.294099562828529e+000 | 2.4521e-07 |  | 6.2985 | 4.5357e-06 | 22.239 | 4.5357e-06
6.298463812553628e+000 | 2.0408e-07 | 6.2985 | 6.298463812553628e+000 | 2.1873e-07 |  | 6.298463812553628e+000 | 2.5775e-07 |  | 6.298463812553628e+000 | 2.4543e-07 |  | 6.3028 | 4.5353e-06 | 22.2238 | 4.5353e-06
6.302831088394771e+000 | 2.042e-07 | 6.3028 | 6.302831088394771e+000 | 2.1889e-07 |  | 6.302831088394771e+000 | 2.5801e-07 |  | 6.302831088394771e+000 | 2.4566e-07 |  | 6.3072 | 4.535e-06 | 22.2086 | 4.535e-06
6.307201392450227e+000 | 2.0432e-07 | 6.3072 | 6.307201392450227e+000 | 2.1906e-07 |  | 6.307201392450227e+000 | 2.5827e-07 |  | 6.307201392450227e+000 | 2.4589e-07 |  | 6.3116 | 4.5346e-06 | 22.1934 | 4.5346e-06
6.311574726819723e+000 | 2.0445e-07 | 6.3116 | 6.311574726819723e+000 | 2.1922e-07 |  | 6.311574726819723e+000 | 2.5853e-07 |  | 6.311574726819723e+000 | 2.4612e-07 |  | 6.316 | 4.5343e-06 | 22.1782 | 4.5343e-06
6.315951093604441e+000 | 2.0457e-07 | 6.316 | 6.315951093604441e+000 | 2.1938e-07 |  | 6.315951093604441e+000 | 2.5879e-07 |  | 6.315951093604441e+000 | 2.4635e-07 |  | 6.3203 | 4.534e-06 | 22.163 | 4.534e-06
6.320330494907019e+000 | 2.047e-07 | 6.3203 | 6.320330494907019e+000 | 2.1955e-07 |  | 6.320330494907019e+000 | 2.5905e-07 |  | 6.320330494907019e+000 | 2.4658e-07 |  | 6.3247 | 4.5336e-06 | 22.1478 | 4.5336e-06
6.324712932831553e+000 | 2.0482e-07 | 6.3247 | 6.324712932831553e+000 | 2.1971e-07 |  | 6.324712932831553e+000 | 2.5931e-07 |  | 6.324712932831553e+000 | 2.4682e-07 |  | 6.3291 | 4.5333e-06 | 22.1326 | 4.5333e-06
6.329098409483600e+000 | 2.0495e-07 | 6.3291 | 6.329098409483600e+000 | 2.1988e-07 |  | 6.329098409483600e+000 | 2.5957e-07 |  | 6.329098409483600e+000 | 2.4705e-07 |  | 6.3335 | 4.5329e-06 | 22.1174 | 4.5329e-06
6.333486926970175e+000 | 2.0507e-07 | 6.3335 | 6.333486926970175e+000 | 2.2004e-07 |  | 6.333486926970175e+000 | 2.5983e-07 |  | 6.333486926970175e+000 | 2.4728e-07 |  | 6.3379 | 4.5326e-06 | 22.1022 | 4.5326e-06
6.337878487399754e+000 | 2.052e-07 | 6.3379 | 6.337878487399754e+000 | 2.2021e-07 |  | 6.337878487399754e+000 | 2.6009e-07 |  | 6.337878487399754e+000 | 2.4751e-07 |  | 6.3423 | 4.5322e-06 | 22.087 | 4.5322e-06
6.342273092882277e+000 | 2.0532e-07 | 6.3423 | 6.342273092882277e+000 | 2.2037e-07 |  | 6.342273092882277e+000 | 2.6035e-07 |  | 6.342273092882277e+000 | 2.4775e-07 |  | 6.3467 | 4.5319e-06 | 22.0718 | 4.5319e-06
6.346670745529144e+000 | 2.0545e-07 | 6.3467 | 6.346670745529144e+000 | 2.2054e-07 |  | 6.346670745529144e+000 | 2.6062e-07 |  | 6.346670745529144e+000 | 2.4798e-07 |  | 6.3511 | 4.5315e-06 | 22.0566 | 4.5315e-06
6.351071447453221e+000 | 2.0558e-07 | 6.3511 | 6.351071447453221e+000 | 2.207e-07 |  | 6.351071447453221e+000 | 2.6088e-07 |  | 6.351071447453221e+000 | 2.4821e-07 |  | 6.3555 | 4.5312e-06 | 22.0414 | 4.5312e-06
6.355475200768839e+000 | 2.057e-07 | 6.3555 | 6.355475200768839e+000 | 2.2087e-07 |  | 6.355475200768839e+000 | 2.6115e-07 |  | 6.355475200768839e+000 | 2.4845e-07 |  | 6.3599 | 4.5308e-06 | 22.0262 | 4.5308e-06
6.359882007591795e+000 | 2.0583e-07 | 6.3599 | 6.359882007591795e+000 | 2.2104e-07 |  | 6.359882007591795e+000 | 2.6141e-07 |  | 6.359882007591795e+000 | 2.4868e-07 |  | 6.3643 | 4.5305e-06 | 22.011 | 4.5305e-06
6.364291870039351e+000 | 2.0595e-07 | 6.3643 | 6.364291870039351e+000 | 2.212e-07 |  | 6.364291870039351e+000 | 2.6168e-07 |  | 6.364291870039351e+000 | 2.4892e-07 |  | 6.3687 | 4.5301e-06 | 21.9957 | 4.5301e-06
6.368704790230240e+000 | 2.0608e-07 | 6.3687 | 6.368704790230240e+000 | 2.2137e-07 |  | 6.368704790230240e+000 | 2.6194e-07 |  | 6.368704790230240e+000 | 2.4915e-07 |  | 6.3731 | 4.5298e-06 | 21.9805 | 4.5298e-06
6.373120770284663e+000 | 2.0621e-07 | 6.3731 | 6.373120770284663e+000 | 2.2154e-07 |  | 6.373120770284663e+000 | 2.6221e-07 |  | 6.373120770284663e+000 | 2.4939e-07 |  | 6.3775 | 4.5294e-06 | 21.9653 | 4.5294e-06
6.377539812324290e+000 | 2.0634e-07 | 6.3775 | 6.377539812324290e+000 | 2.2171e-07 |  | 6.377539812324290e+000 | 2.6248e-07 |  | 6.377539812324290e+000 | 2.4963e-07 |  | 6.382 | 4.5291e-06 | 21.9501 | 4.5291e-06
6.381961918472265e+000 | 2.0646e-07 | 6.382 | 6.381961918472265e+000 | 2.2187e-07 |  | 6.381961918472265e+000 | 2.6274e-07 |  | 6.381961918472265e+000 | 2.4987e-07 |  | 6.3864 | 4.5288e-06 | 21.9349 | 4.5288e-06
6.386387090853201e+000 | 2.0659e-07 | 6.3864 | 6.386387090853201e+000 | 2.2204e-07 |  | 6.386387090853201e+000 | 2.6301e-07 |  | 6.386387090853201e+000 | 2.501e-07 |  | 6.3908 | 4.5284e-06 | 21.9197 | 4.5284e-06
6.390815331593185e+000 | 2.0672e-07 | 6.3908 | 6.390815331593185e+000 | 2.2221e-07 |  | 6.390815331593185e+000 | 2.6328e-07 |  | 6.390815331593185e+000 | 2.5034e-07 |  | 6.3952 | 4.5281e-06 | 21.9044 | 4.5281e-06
6.395246642819780e+000 | 2.0685e-07 | 6.3952 | 6.395246642819780e+000 | 2.2238e-07 |  | 6.395246642819780e+000 | 2.6355e-07 |  | 6.395246642819780e+000 | 2.5058e-07 |  | 6.3997 | 4.5277e-06 | 21.8892 | 4.5277e-06
6.399681026662022e+000 | 2.0697e-07 | 6.3997 | 6.399681026662022e+000 | 2.2255e-07 |  | 6.399681026662022e+000 | 2.6382e-07 |  | 6.399681026662022e+000 | 2.5082e-07 |  | 6.4041 | 4.5274e-06 | 21.874 | 4.5274e-06
6.404118485250424e+000 | 2.071e-07 | 6.4041 | 6.404118485250424e+000 | 2.2272e-07 |  | 6.404118485250424e+000 | 2.6409e-07 |  | 6.404118485250424e+000 | 2.5106e-07 |  | 6.4086 | 4.527e-06 | 21.8588 | 4.527e-06
6.408559020716978e+000 | 2.0723e-07 | 6.4086 | 6.408559020716978e+000 | 2.2289e-07 |  | 6.408559020716978e+000 | 2.6436e-07 |  | 6.408559020716978e+000 | 2.513e-07 |  | 6.413 | 4.5267e-06 | 21.8436 | 4.5267e-06
6.413002635195151e+000 | 2.0736e-07 | 6.413 | 6.413002635195151e+000 | 2.2306e-07 |  | 6.413002635195151e+000 | 2.6463e-07 |  | 6.413002635195151e+000 | 2.5154e-07 |  | 6.4174 | 4.5263e-06 | 21.8283 | 4.5263e-06
6.417449330819892e+000 | 2.0749e-07 | 6.4174 | 6.417449330819892e+000 | 2.2323e-07 |  | 6.417449330819892e+000 | 2.6491e-07 |  | 6.417449330819892e+000 | 2.5178e-07 |  | 6.4219 | 4.526e-06 | 21.8131 | 4.526e-06
6.421899109727629e+000 | 2.0762e-07 | 6.4219 | 6.421899109727629e+000 | 2.234e-07 |  | 6.421899109727629e+000 | 2.6518e-07 |  | 6.421899109727629e+000 | 2.5202e-07 |  | 6.4264 | 4.5257e-06 | 21.7979 | 4.5257e-06
6.426351974056272e+000 | 2.0775e-07 | 6.4264 | 6.426351974056272e+000 | 2.2357e-07 |  | 6.426351974056272e+000 | 2.6545e-07 |  | 6.426351974056272e+000 | 2.5227e-07 |  | 6.4308 | 4.5253e-06 | 21.7827 | 4.5253e-06
6.430807925945213e+000 | 2.0788e-07 | 6.4308 | 6.430807925945213e+000 | 2.2375e-07 |  | 6.430807925945213e+000 | 2.6573e-07 |  | 6.430807925945213e+000 | 2.5251e-07 |  | 6.4353 | 4.525e-06 | 21.7675 | 4.525e-06
6.435266967535327e+000 | 2.0801e-07 | 6.4353 | 6.435266967535327e+000 | 2.2392e-07 |  | 6.435266967535327e+000 | 2.66e-07 |  | 6.435266967535327e+000 | 2.5275e-07 |  | 6.4397 | 4.5246e-06 | 21.7522 | 4.5246e-06
6.439729100968975e+000 | 2.0814e-07 | 6.4397 | 6.439729100968975e+000 | 2.2409e-07 |  | 6.439729100968975e+000 | 2.6628e-07 |  | 6.439729100968975e+000 | 2.53e-07 |  | 6.4442 | 4.5243e-06 | 21.737 | 4.5243e-06
6.444194328390003e+000 | 2.0827e-07 | 6.4442 | 6.444194328390003e+000 | 2.2426e-07 |  | 6.444194328390003e+000 | 2.6655e-07 |  | 6.444194328390003e+000 | 2.5324e-07 |  | 6.4487 | 4.5239e-06 | 21.7218 | 4.5239e-06
6.448662651943742e+000 | 2.084e-07 | 6.4487 | 6.448662651943742e+000 | 2.2444e-07 |  | 6.448662651943742e+000 | 2.6683e-07 |  | 6.448662651943742e+000 | 2.5349e-07 |  | 6.4531 | 4.5236e-06 | 21.7065 | 4.5236e-06
6.453134073777012e+000 | 2.0853e-07 | 6.4531 | 6.453134073777012e+000 | 2.2461e-07 |  | 6.453134073777012e+000 | 2.6711e-07 |  | 6.453134073777012e+000 | 2.5373e-07 |  | 6.4576 | 4.5233e-06 | 21.6913 | 4.5233e-06
6.457608596038121e+000 | 2.0866e-07 | 6.4576 | 6.457608596038121e+000 | 2.2478e-07 |  | 6.457608596038121e+000 | 2.6738e-07 |  | 6.457608596038121e+000 | 2.5398e-07 |  | 6.4621 | 4.5229e-06 | 21.6761 | 4.5229e-06
6.462086220876866e+000 | 2.0879e-07 | 6.4621 | 6.462086220876866e+000 | 2.2496e-07 |  | 6.462086220876866e+000 | 2.6766e-07 |  | 6.462086220876866e+000 | 2.5422e-07 |  | 6.4666 | 4.5226e-06 | 21.6608 | 4.5226e-06
6.466566950444538e+000 | 2.0892e-07 | 6.4666 | 6.466566950444538e+000 | 2.2513e-07 |  | 6.466566950444538e+000 | 2.6794e-07 |  | 6.466566950444538e+000 | 2.5447e-07 |  | 6.4711 | 4.5222e-06 | 21.6456 | 4.5222e-06
6.471050786893914e+000 | 2.0905e-07 | 6.4711 | 6.471050786893914e+000 | 2.253e-07 |  | 6.471050786893914e+000 | 2.6822e-07 |  | 6.471050786893914e+000 | 2.5472e-07 |  | 6.4755 | 4.5219e-06 | 21.6304 | 4.5219e-06
6.475537732379268e+000 | 2.0918e-07 | 6.4755 | 6.475537732379268e+000 | 2.2548e-07 |  | 6.475537732379268e+000 | 2.685e-07 |  | 6.475537732379268e+000 | 2.5497e-07 |  | 6.48 | 4.5215e-06 | 21.6151 | 4.5216e-06
6.480027789056368e+000 | 2.0932e-07 | 6.48 | 6.480027789056368e+000 | 2.2565e-07 |  | 6.480027789056368e+000 | 2.6878e-07 |  | 6.480027789056368e+000 | 2.5522e-07 |  | 6.4845 | 4.5212e-06 | 21.5999 | 4.5212e-06
6.484520959082474e+000 | 2.0945e-07 | 6.4845 | 6.484520959082474e+000 | 2.2583e-07 |  | 6.484520959082474e+000 | 2.6906e-07 |  | 6.484520959082474e+000 | 2.5546e-07 |  | 6.489 | 4.5209e-06 | 21.5847 | 4.5209e-06
6.489017244616343e+000 | 2.0958e-07 | 6.489 | 6.489017244616343e+000 | 2.2601e-07 |  | 6.489017244616343e+000 | 2.6934e-07 |  | 6.489017244616343e+000 | 2.5571e-07 |  | 6.4935 | 4.5205e-06 | 21.5694 | 4.5205e-06
6.493516647818230e+000 | 2.0971e-07 | 6.4935 | 6.493516647818230e+000 | 2.2618e-07 |  | 6.493516647818230e+000 | 2.6962e-07 |  | 6.493516647818230e+000 | 2.5596e-07 |  | 6.498 | 4.5202e-06 | 21.5542 | 4.5202e-06
6.498019170849886e+000 | 2.0985e-07 | 6.498 | 6.498019170849886e+000 | 2.2636e-07 |  | 6.498019170849886e+000 | 2.6991e-07 |  | 6.498019170849886e+000 | 2.5621e-07 |  | 6.5025 | 4.5198e-06 | 21.5389 | 4.5198e-06
6.502524815874561e+000 | 2.0998e-07 | 6.5025 | 6.502524815874561e+000 | 2.2654e-07 |  | 6.502524815874561e+000 | 2.7019e-07 |  | 6.502524815874561e+000 | 2.5647e-07 |  | 6.507 | 4.5195e-06 | 21.5237 | 4.5195e-06
6.507033585057008e+000 | 2.1011e-07 | 6.507 | 6.507033585057008e+000 | 2.2671e-07 |  | 6.507033585057008e+000 | 2.7047e-07 |  | 6.507033585057008e+000 | 2.5672e-07 |  | 6.5115 | 4.5192e-06 | 21.5085 | 4.5192e-06
6.511545480563478e+000 | 2.1024e-07 | 6.5115 | 6.511545480563478e+000 | 2.2689e-07 |  | 6.511545480563478e+000 | 2.7076e-07 |  | 6.511545480563478e+000 | 2.5697e-07 |  | 6.5161 | 4.5188e-06 | 21.4932 | 4.5188e-06
6.516060504561724e+000 | 2.1038e-07 | 6.5161 | 6.516060504561724e+000 | 2.2707e-07 |  | 6.516060504561724e+000 | 2.7104e-07 |  | 6.516060504561724e+000 | 2.5722e-07 |  | 6.5206 | 4.5185e-06 | 21.478 | 4.5185e-06
6.520578659221004e+000 | 2.1051e-07 | 6.5206 | 6.520578659221004e+000 | 2.2725e-07 |  | 6.520578659221004e+000 | 2.7133e-07 |  | 6.520578659221004e+000 | 2.5747e-07 |  | 6.5251 | 4.5182e-06 | 21.4627 | 4.5182e-06
6.525099946712079e+000 | 2.1065e-07 | 6.5251 | 6.525099946712079e+000 | 2.2742e-07 |  | 6.525099946712079e+000 | 2.7162e-07 |  | 6.525099946712079e+000 | 2.5773e-07 |  | 6.5296 | 4.5178e-06 | 21.4475 | 4.5178e-06
6.529624369207214e+000 | 2.1078e-07 | 6.5296 | 6.529624369207214e+000 | 2.276e-07 |  | 6.529624369207214e+000 | 2.719e-07 |  | 6.529624369207214e+000 | 2.5798e-07 |  | 6.5342 | 4.5175e-06 | 21.4323 | 4.5175e-06
6.534151928880184e+000 | 2.1091e-07 | 6.5342 | 6.534151928880184e+000 | 2.2778e-07 |  | 6.534151928880184e+000 | 2.7219e-07 |  | 6.534151928880184e+000 | 2.5824e-07 |  | 6.5387 | 4.5171e-06 | 21.417 | 4.5171e-06
6.538682627906266e+000 | 2.1105e-07 | 6.5387 | 6.538682627906266e+000 | 2.2796e-07 |  | 6.538682627906266e+000 | 2.7248e-07 |  | 6.538682627906266e+000 | 2.5849e-07 |  | 6.5432 | 4.5168e-06 | 21.4018 | 4.5168e-06
6.543216468462251e+000 | 2.1118e-07 | 6.5432 | 6.543216468462251e+000 | 2.2814e-07 |  | 6.543216468462251e+000 | 2.7277e-07 |  | 6.543216468462251e+000 | 2.5875e-07 |  | 6.5478 | 4.5165e-06 | 21.3865 | 4.5165e-06
6.547753452726433e+000 | 2.1132e-07 | 6.5478 | 6.547753452726433e+000 | 2.2832e-07 |  | 6.547753452726433e+000 | 2.7306e-07 |  | 6.547753452726433e+000 | 2.59e-07 |  | 6.5523 | 4.5161e-06 | 21.3713 | 4.5161e-06
6.552293582878622e+000 | 2.1145e-07 | 6.5523 | 6.552293582878622e+000 | 2.285e-07 |  | 6.552293582878622e+000 | 2.7335e-07 |  | 6.552293582878622e+000 | 2.5926e-07 |  | 6.5568 | 4.5158e-06 | 21.356 | 4.5158e-06
6.556836861100138e+000 | 2.1159e-07 | 6.5568 | 6.556836861100138e+000 | 2.2868e-07 |  | 6.556836861100138e+000 | 2.7364e-07 |  | 6.556836861100138e+000 | 2.5952e-07 |  | 6.5614 | 4.5155e-06 | 21.3408 | 4.5155e-06
6.561383289573811e+000 | 2.1172e-07 | 6.5614 | 6.561383289573811e+000 | 2.2886e-07 |  | 6.561383289573811e+000 | 2.7393e-07 |  | 6.561383289573811e+000 | 2.5978e-07 |  | 6.5659 | 4.5151e-06 | 21.3255 | 4.5151e-06
6.565932870483988e+000 | 2.1186e-07 | 6.5659 | 6.565932870483988e+000 | 2.2905e-07 |  | 6.565932870483988e+000 | 2.7422e-07 |  | 6.565932870483988e+000 | 2.6003e-07 |  | 6.5705 | 4.5148e-06 | 21.3103 | 4.5148e-06
6.570485606016528e+000 | 2.12e-07 | 6.5705 | 6.570485606016528e+000 | 2.2923e-07 |  | 6.570485606016528e+000 | 2.7451e-07 |  | 6.570485606016528e+000 | 2.6029e-07 |  | 6.575 | 4.5144e-06 | 21.295 | 4.5144e-06
6.575041498358806e+000 | 2.1213e-07 | 6.575 | 6.575041498358806e+000 | 2.2941e-07 |  | 6.575041498358806e+000 | 2.748e-07 |  | 6.575041498358806e+000 | 2.6055e-07 |  | 6.5796 | 4.5141e-06 | 21.2798 | 4.5141e-06
6.579600549699715e+000 | 2.1227e-07 | 6.5796 | 6.579600549699715e+000 | 2.2959e-07 |  | 6.579600549699715e+000 | 2.751e-07 |  | 6.579600549699715e+000 | 2.6081e-07 |  | 6.5842 | 4.5138e-06 | 21.2645 | 4.5138e-06
6.584162762229666e+000 | 2.124e-07 | 6.5842 | 6.584162762229666e+000 | 2.2977e-07 |  | 6.584162762229666e+000 | 2.7539e-07 |  | 6.584162762229666e+000 | 2.6107e-07 |  | 6.5887 | 4.5134e-06 | 21.2493 | 4.5134e-06
6.588728138140587e+000 | 2.1254e-07 | 6.5887 | 6.588728138140587e+000 | 2.2996e-07 |  | 6.588728138140587e+000 | 2.7569e-07 |  | 6.588728138140587e+000 | 2.6133e-07 |  | 6.5933 | 4.5131e-06 | 21.234 | 4.5131e-06
6.593296679625925e+000 | 2.1268e-07 | 6.5933 | 6.593296679625925e+000 | 2.3014e-07 |  | 6.593296679625925e+000 | 2.7598e-07 |  | 6.593296679625925e+000 | 2.616e-07 |  | 6.5979 | 4.5128e-06 | 21.2188 | 4.5128e-06
6.597868388880652e+000 | 2.1281e-07 | 6.5979 | 6.597868388880652e+000 | 2.3032e-07 |  | 6.597868388880652e+000 | 2.7628e-07 |  | 6.597868388880652e+000 | 2.6186e-07 |  | 6.6024 | 4.5124e-06 | 21.2035 | 4.5124e-06
6.602443268101260e+000 | 2.1295e-07 | 6.6024 | 6.602443268101260e+000 | 2.3051e-07 |  | 6.602443268101260e+000 | 2.7658e-07 |  | 6.602443268101260e+000 | 2.6212e-07 |  | 6.607 | 4.5121e-06 | 21.1883 | 4.5121e-06
6.607021319485761e+000 | 2.1309e-07 | 6.607 | 6.607021319485761e+000 | 2.3069e-07 |  | 6.607021319485761e+000 | 2.7687e-07 |  | 6.607021319485761e+000 | 2.6238e-07 |  | 6.6116 | 4.5118e-06 | 21.173 | 4.5118e-06
6.611602545233695e+000 | 2.1323e-07 | 6.6116 | 6.611602545233695e+000 | 2.3088e-07 |  | 6.611602545233695e+000 | 2.7717e-07 |  | 6.611602545233695e+000 | 2.6265e-07 |  | 6.6162 | 4.5114e-06 | 21.1578 | 4.5114e-06
6.616186947546126e+000 | 2.1337e-07 | 6.6162 | 6.616186947546126e+000 | 2.3106e-07 |  | 6.616186947546126e+000 | 2.7747e-07 |  | 6.616186947546126e+000 | 2.6291e-07 |  | 6.6208 | 4.5111e-06 | 21.1425 | 4.5111e-06
6.620774528625645e+000 | 2.135e-07 | 6.6208 | 6.620774528625645e+000 | 2.3125e-07 |  | 6.620774528625645e+000 | 2.7777e-07 |  | 6.620774528625645e+000 | 2.6318e-07 |  | 6.6254 | 4.5108e-06 | 21.1273 | 4.5108e-06
6.625365290676367e+000 | 2.1364e-07 | 6.6254 | 6.625365290676367e+000 | 2.3144e-07 |  | 6.625365290676367e+000 | 2.7807e-07 |  | 6.625365290676367e+000 | 2.6344e-07 |  | 6.63 | 4.5104e-06 | 21.112 | 4.5104e-06
6.629959235903939e+000 | 2.1378e-07 | 6.63 | 6.629959235903939e+000 | 2.3162e-07 |  | 6.629959235903939e+000 | 2.7837e-07 |  | 6.629959235903939e+000 | 2.6371e-07 |  | 6.6346 | 4.5101e-06 | 21.0968 | 4.5101e-06
6.634556366515535e+000 | 2.1392e-07 | 6.6346 | 6.634556366515535e+000 | 2.3181e-07 |  | 6.634556366515535e+000 | 2.7867e-07 |  | 6.634556366515535e+000 | 2.6397e-07 |  | 6.6392 | 4.5098e-06 | 21.0815 | 4.5098e-06
6.639156684719861e+000 | 2.1406e-07 | 6.6392 | 6.639156684719861e+000 | 2.3199e-07 |  | 6.639156684719861e+000 | 2.7897e-07 |  | 6.639156684719861e+000 | 2.6424e-07 |  | 6.6438 | 4.5094e-06 | 21.0663 | 4.5094e-06
6.643760192727155e+000 | 2.142e-07 | 6.6438 | 6.643760192727155e+000 | 2.3218e-07 |  | 6.643760192727155e+000 | 2.7927e-07 |  | 6.643760192727155e+000 | 2.6451e-07 |  | 6.6484 | 4.5091e-06 | 21.051 | 4.5091e-06
6.648366892749183e+000 | 2.1434e-07 | 6.6484 | 6.648366892749183e+000 | 2.3237e-07 |  | 6.648366892749183e+000 | 2.7958e-07 |  | 6.648366892749183e+000 | 2.6478e-07 |  | 6.653 | 4.5088e-06 | 21.0357 | 4.5088e-06
6.652976786999252e+000 | 2.1448e-07 | 6.653 | 6.652976786999252e+000 | 2.3256e-07 |  | 6.652976786999252e+000 | 2.7988e-07 |  | 6.652976786999252e+000 | 2.6505e-07 |  | 6.6576 | 4.5084e-06 | 21.0205 | 4.5084e-06
6.657589877692198e+000 | 2.1462e-07 | 6.6576 | 6.657589877692198e+000 | 2.3275e-07 |  | 6.657589877692198e+000 | 2.8018e-07 |  | 6.657589877692198e+000 | 2.6532e-07 |  | 6.6622 | 4.5081e-06 | 21.0052 | 4.5081e-06
6.662206167044393e+000 | 2.1476e-07 | 6.6622 | 6.662206167044393e+000 | 2.3293e-07 |  | 6.662206167044393e+000 | 2.8049e-07 |  | 6.662206167044393e+000 | 2.6559e-07 |  | 6.6668 | 4.5078e-06 | 20.99 | 4.5078e-06
6.666825657273749e+000 | 2.149e-07 | 6.6668 | 6.666825657273749e+000 | 2.3312e-07 |  | 6.666825657273749e+000 | 2.8079e-07 |  | 6.666825657273749e+000 | 2.6586e-07 |  | 6.6714 | 4.5074e-06 | 20.9747 | 4.5074e-06
6.671448350599714e+000 | 2.1504e-07 | 6.6714 | 6.671448350599714e+000 | 2.3331e-07 |  | 6.671448350599714e+000 | 2.811e-07 |  | 6.671448350599714e+000 | 2.6613e-07 |  | 6.6761 | 4.5071e-06 | 20.9595 | 4.5071e-06
6.676074249243273e+000 | 2.1518e-07 | 6.6761 | 6.676074249243273e+000 | 2.335e-07 |  | 6.676074249243273e+000 | 2.8141e-07 |  | 6.676074249243273e+000 | 2.664e-07 |  | 6.6807 | 4.5068e-06 | 20.9442 | 4.5068e-06
6.680703355426956e+000 | 2.1532e-07 | 6.6807 | 6.680703355426956e+000 | 2.3369e-07 |  | 6.680703355426956e+000 | 2.8172e-07 |  | 6.680703355426956e+000 | 2.6667e-07 |  | 6.6853 | 4.5064e-06 | 20.929 | 4.5064e-06
6.685335671374830e+000 | 2.1546e-07 | 6.6853 | 6.685335671374830e+000 | 2.3388e-07 |  | 6.685335671374830e+000 | 2.8202e-07 |  | 6.685335671374830e+000 | 2.6694e-07 |  | 6.69 | 4.5061e-06 | 20.9137 | 4.5061e-06
6.689971199312504e+000 | 2.156e-07 | 6.69 | 6.689971199312504e+000 | 2.3407e-07 |  | 6.689971199312504e+000 | 2.8233e-07 |  | 6.689971199312504e+000 | 2.6722e-07 |  | 6.6946 | 4.5058e-06 | 20.8984 | 4.5058e-06
6.694609941467133e+000 | 2.1574e-07 | 6.6946 | 6.694609941467133e+000 | 2.3427e-07 |  | 6.694609941467133e+000 | 2.8264e-07 |  | 6.694609941467133e+000 | 2.6749e-07 |  | 6.6993 | 4.5054e-06 | 20.8832 | 4.5054e-06
6.699251900067414e+000 | 2.1589e-07 | 6.6993 | 6.699251900067414e+000 | 2.3446e-07 |  | 6.699251900067414e+000 | 2.8295e-07 |  | 6.699251900067414e+000 | 2.6776e-07 |  | 6.7039 | 4.5051e-06 | 20.8679 | 4.5051e-06
6.703897077343590e+000 | 2.1603e-07 | 6.7039 | 6.703897077343590e+000 | 2.3465e-07 |  | 6.703897077343590e+000 | 2.8326e-07 |  | 6.703897077343590e+000 | 2.6804e-07 |  | 6.7085 | 4.5048e-06 | 20.8527 | 4.5048e-06
6.708545475527451e+000 | 2.1617e-07 | 6.7085 | 6.708545475527451e+000 | 2.3484e-07 |  | 6.708545475527451e+000 | 2.8357e-07 |  | 6.708545475527451e+000 | 2.6831e-07 |  | 6.7132 | 4.5044e-06 | 20.8374 | 4.5044e-06
6.713197096852333e+000 | 2.1631e-07 | 6.7132 | 6.713197096852333e+000 | 2.3503e-07 |  | 6.713197096852333e+000 | 2.8389e-07 |  | 6.713197096852333e+000 | 2.6859e-07 |  | 6.7179 | 4.5041e-06 | 20.8221 | 4.5041e-06
6.717851943553124e+000 | 2.1646e-07 | 6.7179 | 6.717851943553124e+000 | 2.3523e-07 |  | 6.717851943553124e+000 | 2.842e-07 |  | 6.717851943553124e+000 | 2.6887e-07 |  | 6.7225 | 4.5038e-06 | 20.8069 | 4.5038e-06
6.722510017866257e+000 | 2.166e-07 | 6.7225 | 6.722510017866257e+000 | 2.3542e-07 |  | 6.722510017866257e+000 | 2.8451e-07 |  | 6.722510017866257e+000 | 2.6914e-07 |  | 6.7272 | 4.5035e-06 | 20.7916 | 4.5035e-06
6.727171322029718e+000 | 2.1674e-07 | 6.7272 | 6.727171322029718e+000 | 2.3561e-07 |  | 6.727171322029718e+000 | 2.8483e-07 |  | 6.727171322029718e+000 | 2.6942e-07 |  | 6.7318 | 4.5031e-06 | 20.7764 | 4.5031e-06
6.731835858283045e+000 | 2.1689e-07 | 6.7318 | 6.731835858283045e+000 | 2.3581e-07 |  | 6.731835858283045e+000 | 2.8514e-07 |  | 6.731835858283045e+000 | 2.697e-07 |  | 6.7365 | 4.5028e-06 | 20.7611 | 4.5028e-06
6.736503628867329e+000 | 2.1703e-07 | 6.7365 | 6.736503628867329e+000 | 2.36e-07 |  | 6.736503628867329e+000 | 2.8546e-07 |  | 6.736503628867329e+000 | 2.6998e-07 |  | 6.7412 | 4.5025e-06 | 20.7459 | 4.5025e-06
6.741174636025215e+000 | 2.1717e-07 | 6.7412 | 6.741174636025215e+000 | 2.362e-07 |  | 6.741174636025215e+000 | 2.8577e-07 |  | 6.741174636025215e+000 | 2.7026e-07 |  | 6.7458 | 4.5021e-06 | 20.7306 | 4.5021e-06
6.745848882000901e+000 | 2.1732e-07 | 6.7458 | 6.745848882000901e+000 | 2.3639e-07 |  | 6.745848882000901e+000 | 2.8609e-07 |  | 6.745848882000901e+000 | 2.7054e-07 |  | 6.7505 | 4.5018e-06 | 20.7153 | 4.5018e-06
6.750526369040144e+000 | 2.1746e-07 | 6.7505 | 6.750526369040144e+000 | 2.3659e-07 |  | 6.750526369040144e+000 | 2.8641e-07 |  | 6.750526369040144e+000 | 2.7082e-07 |  | 6.7552 | 4.5015e-06 | 20.7001 | 4.5015e-06
6.755207099390256e+000 | 2.1761e-07 | 6.7552 | 6.755207099390256e+000 | 2.3678e-07 |  | 6.755207099390256e+000 | 2.8672e-07 |  | 6.755207099390256e+000 | 2.711e-07 |  | 6.7599 | 4.5012e-06 | 20.6848 | 4.5012e-06
6.759891075300110e+000 | 2.1775e-07 | 6.7599 | 6.759891075300110e+000 | 2.3698e-07 |  | 6.759891075300110e+000 | 2.8704e-07 |  | 6.759891075300110e+000 | 2.7138e-07 |  | 6.7646 | 4.5008e-06 | 20.6696 | 4.5008e-06
6.764578299020133e+000 | 2.179e-07 | 6.7646 | 6.764578299020133e+000 | 2.3718e-07 |  | 6.764578299020133e+000 | 2.8736e-07 |  | 6.764578299020133e+000 | 2.7167e-07 |  | 6.7693 | 4.5005e-06 | 20.6543 | 4.5005e-06
6.769268772802318e+000 | 2.1804e-07 | 6.7693 | 6.769268772802318e+000 | 2.3737e-07 |  | 6.769268772802318e+000 | 2.8768e-07 |  | 6.769268772802318e+000 | 2.7195e-07 |  | 6.774 | 4.5002e-06 | 20.6391 | 4.5002e-06
6.773962498900219e+000 | 2.1819e-07 | 6.774 | 6.773962498900219e+000 | 2.3757e-07 |  | 6.773962498900219e+000 | 2.88e-07 |  | 6.773962498900219e+000 | 2.7223e-07 |  | 6.7787 | 4.4998e-06 | 20.6238 | 4.4998e-06
6.778659479568947e+000 | 2.1833e-07 | 6.7787 | 6.778659479568947e+000 | 2.3777e-07 |  | 6.778659479568947e+000 | 2.8832e-07 |  | 6.778659479568947e+000 | 2.7252e-07 |  | 6.7834 | 4.4995e-06 | 20.6085 | 4.4995e-06
6.783359717065184e+000 | 2.1848e-07 | 6.7834 | 6.783359717065184e+000 | 2.3797e-07 |  | 6.783359717065184e+000 | 2.8865e-07 |  | 6.783359717065184e+000 | 2.728e-07 |  | 6.7881 | 4.4992e-06 | 20.5933 | 4.4992e-06
6.788063213647171e+000 | 2.1862e-07 | 6.7881 | 6.788063213647171e+000 | 2.3817e-07 |  | 6.788063213647171e+000 | 2.8897e-07 |  | 6.788063213647171e+000 | 2.7309e-07 |  | 6.7928 | 4.4989e-06 | 20.578 | 4.4989e-06
6.792769971574719e+000 | 2.1877e-07 | 6.7928 | 6.792769971574719e+000 | 2.3836e-07 |  | 6.792769971574719e+000 | 2.8929e-07 |  | 6.792769971574719e+000 | 2.7337e-07 |  | 6.7975 | 4.4985e-06 | 20.5628 | 4.4985e-06
6.797479993109203e+000 | 2.1892e-07 | 6.7975 | 6.797479993109203e+000 | 2.3856e-07 |  | 6.797479993109203e+000 | 2.8962e-07 |  | 6.797479993109203e+000 | 2.7366e-07 |  | 6.8022 | 4.4982e-06 | 20.5475 | 4.4982e-06
6.802193280513568e+000 | 2.1906e-07 | 6.8022 | 6.802193280513568e+000 | 2.3876e-07 |  | 6.802193280513568e+000 | 2.8994e-07 |  | 6.802193280513568e+000 | 2.7395e-07 |  | 6.8069 | 4.4979e-06 | 20.5322 | 4.4979e-06
6.806909836052326e+000 | 2.1921e-07 | 6.8069 | 6.806909836052326e+000 | 2.3896e-07 |  | 6.806909836052326e+000 | 2.9027e-07 |  | 6.806909836052326e+000 | 2.7423e-07 |  | 6.8116 | 4.4976e-06 | 20.517 | 4.4976e-06
6.811629661991562e+000 | 2.1936e-07 | 6.8116 | 6.811629661991562e+000 | 2.3916e-07 |  | 6.811629661991562e+000 | 2.9059e-07 |  | 6.811629661991562e+000 | 2.7452e-07 |  | 6.8164 | 4.4972e-06 | 20.5017 | 4.4972e-06
6.816352760598929e+000 | 2.1951e-07 | 6.8164 | 6.816352760598929e+000 | 2.3936e-07 |  | 6.816352760598929e+000 | 2.9092e-07 |  | 6.816352760598929e+000 | 2.7481e-07 |  | 6.8211 | 4.4969e-06 | 20.4865 | 4.4969e-06
6.821079134143655e+000 | 2.1965e-07 | 6.8211 | 6.821079134143655e+000 | 2.3956e-07 |  | 6.821079134143655e+000 | 2.9125e-07 |  | 6.821079134143655e+000 | 2.751e-07 |  | 6.8258 | 4.4966e-06 | 20.4712 | 4.4966e-06
6.825808784896541e+000 | 2.198e-07 | 6.8258 | 6.825808784896541e+000 | 2.3977e-07 |  | 6.825808784896541e+000 | 2.9157e-07 |  | 6.825808784896541e+000 | 2.7539e-07 |  | 6.8305 | 4.4963e-06 | 20.456 | 4.4963e-06
6.830541715129961e+000 | 2.1995e-07 | 6.8305 | 6.830541715129961e+000 | 2.3997e-07 |  | 6.830541715129961e+000 | 2.919e-07 |  | 6.830541715129961e+000 | 2.7568e-07 |  | 6.8353 | 4.4959e-06 | 20.4407 | 4.4959e-06
6.835277927117866e+000 | 2.201e-07 | 6.8353 | 6.835277927117866e+000 | 2.4017e-07 |  | 6.835277927117866e+000 | 2.9223e-07 |  | 6.835277927117866e+000 | 2.7597e-07 |  | 6.84 | 4.4956e-06 | 20.4255 | 4.4956e-06
6.840017423135784e+000 | 2.2025e-07 | 6.84 | 6.840017423135784e+000 | 2.4037e-07 |  | 6.840017423135784e+000 | 2.9256e-07 |  | 6.840017423135784e+000 | 2.7626e-07 |  | 6.8448 | 4.4953e-06 | 20.4102 | 4.4953e-06
6.844760205460819e+000 | 2.204e-07 | 6.8448 | 6.844760205460819e+000 | 2.4058e-07 |  | 6.844760205460819e+000 | 2.9289e-07 |  | 6.844760205460819e+000 | 2.7656e-07 |  | 6.8495 | 4.495e-06 | 20.3949 | 4.495e-06
6.849506276371656e+000 | 2.2054e-07 | 6.8495 | 6.849506276371656e+000 | 2.4078e-07 |  | 6.849506276371656e+000 | 2.9323e-07 |  | 6.849506276371656e+000 | 2.7685e-07 |  | 6.8543 | 4.4946e-06 | 20.3797 | 4.4946e-06
6.854255638148560e+000 | 2.2069e-07 | 6.8543 | 6.854255638148560e+000 | 2.4098e-07 |  | 6.854255638148560e+000 | 2.9356e-07 |  | 6.854255638148560e+000 | 2.7714e-07 |  | 6.859 | 4.4943e-06 | 20.3644 | 4.4943e-06
6.859008293073375e+000 | 2.2084e-07 | 6.859 | 6.859008293073375e+000 | 2.4119e-07 |  | 6.859008293073375e+000 | 2.9389e-07 |  | 6.859008293073375e+000 | 2.7744e-07 |  | 6.8638 | 4.494e-06 | 20.3492 | 4.494e-06
6.863764243429528e+000 | 2.2099e-07 | 6.8638 | 6.863764243429528e+000 | 2.4139e-07 |  | 6.863764243429528e+000 | 2.9423e-07 |  | 6.863764243429528e+000 | 2.7773e-07 |  | 6.8685 | 4.4937e-06 | 20.3339 | 4.4937e-06
6.868523491502032e+000 | 2.2114e-07 | 6.8685 | 6.868523491502032e+000 | 2.416e-07 |  | 6.868523491502032e+000 | 2.9456e-07 |  | 6.868523491502032e+000 | 2.7803e-07 |  | 6.8733 | 4.4933e-06 | 20.3187 | 4.4933e-06
6.873286039577479e+000 | 2.2129e-07 | 6.8733 | 6.873286039577479e+000 | 2.418e-07 |  | 6.873286039577479e+000 | 2.949e-07 |  | 6.873286039577479e+000 | 2.7833e-07 |  | 6.8781 | 4.493e-06 | 20.3034 | 4.493e-06
6.878051889944053e+000 | 2.2144e-07 | 6.8781 | 6.878051889944053e+000 | 2.4201e-07 |  | 6.878051889944053e+000 | 2.9523e-07 |  | 6.878051889944053e+000 | 2.7862e-07 |  | 6.8828 | 4.4927e-06 | 20.2882 | 4.4927e-06
6.882821044891520e+000 | 2.2159e-07 | 6.8828 | 6.882821044891520e+000 | 2.4221e-07 |  | 6.882821044891520e+000 | 2.9557e-07 |  | 6.882821044891520e+000 | 2.7892e-07 |  | 6.8876 | 4.4924e-06 | 20.2729 | 4.4924e-06
6.887593506711233e+000 | 2.2175e-07 | 6.8876 | 6.887593506711233e+000 | 2.4242e-07 |  | 6.887593506711233e+000 | 2.9591e-07 |  | 6.887593506711233e+000 | 2.7922e-07 |  | 6.8924 | 4.4921e-06 | 20.2577 | 4.4921e-06
6.892369277696139e+000 | 2.219e-07 | 6.8924 | 6.892369277696139e+000 | 2.4263e-07 |  | 6.892369277696139e+000 | 2.9624e-07 |  | 6.892369277696139e+000 | 2.7952e-07 |  | 6.8971 | 4.4917e-06 | 20.2424 | 4.4917e-06
6.897148360140769e+000 | 2.2205e-07 | 6.8971 | 6.897148360140769e+000 | 2.4283e-07 |  | 6.897148360140769e+000 | 2.9658e-07 |  | 6.897148360140769e+000 | 2.7982e-07 |  | 6.9019 | 4.4914e-06 | 20.2272 | 4.4914e-06
6.901930756341249e+000 | 2.222e-07 | 6.9019 | 6.901930756341249e+000 | 2.4304e-07 |  | 6.901930756341249e+000 | 2.9692e-07 |  | 6.901930756341249e+000 | 2.8012e-07 |  | 6.9067 | 4.4911e-06 | 20.2119 | 4.4911e-06
6.906716468595296e+000 | 2.2235e-07 | 6.9067 | 6.906716468595296e+000 | 2.4325e-07 |  | 6.906716468595296e+000 | 2.9726e-07 |  | 6.906716468595296e+000 | 2.8042e-07 |  | 6.9115 | 4.4908e-06 | 20.1966 | 4.4908e-06
6.911505499202219e+000 | 2.225e-07 | 6.9115 | 6.911505499202219e+000 | 2.4346e-07 |  | 6.911505499202219e+000 | 2.976e-07 |  | 6.911505499202219e+000 | 2.8072e-07 |  | 6.9163 | 4.4904e-06 | 20.1814 | 4.4904e-06
6.916297850462922e+000 | 2.2266e-07 | 6.9163 | 6.916297850462922e+000 | 2.4367e-07 |  | 6.916297850462922e+000 | 2.9794e-07 |  | 6.916297850462922e+000 | 2.8102e-07 |  | 6.9211 | 4.4901e-06 | 20.1662 | 4.4901e-06
6.921093524679908e+000 | 2.2281e-07 | 6.9211 | 6.921093524679908e+000 | 2.4388e-07 |  | 6.921093524679908e+000 | 2.9829e-07 |  | 6.921093524679908e+000 | 2.8132e-07 |  | 6.9259 | 4.4898e-06 | 20.1509 | 4.4898e-06
6.925892524157268e+000 | 2.2296e-07 | 6.9259 | 6.925892524157268e+000 | 2.4409e-07 |  | 6.925892524157268e+000 | 2.9863e-07 |  | 6.925892524157268e+000 | 2.8162e-07 |  | 6.9307 | 4.4895e-06 | 20.1357 | 4.4895e-06
6.930694851200700e+000 | 2.2311e-07 | 6.9307 | 6.930694851200700e+000 | 2.443e-07 |  | 6.930694851200700e+000 | 2.9897e-07 |  | 6.930694851200700e+000 | 2.8193e-07 |  | 6.9355 | 4.4892e-06 | 20.1204 | 4.4892e-06
6.935500508117495e+000 | 2.2327e-07 | 6.9355 | 6.935500508117495e+000 | 2.4451e-07 |  | 6.935500508117495e+000 | 2.9932e-07 |  | 6.935500508117495e+000 | 2.8223e-07 |  | 6.9403 | 4.4888e-06 | 20.1052 | 4.4888e-06
6.940309497216544e+000 | 2.2342e-07 | 6.9403 | 6.940309497216544e+000 | 2.4472e-07 |  | 6.940309497216544e+000 | 2.9966e-07 |  | 6.940309497216544e+000 | 2.8254e-07 |  | 6.9451 | 4.4885e-06 | 20.0899 | 4.4885e-06
6.945121820808344e+000 | 2.2358e-07 | 6.9451 | 6.945121820808344e+000 | 2.4493e-07 |  | 6.945121820808344e+000 | 3.0001e-07 |  | 6.945121820808344e+000 | 2.8284e-07 |  | 6.9499 | 4.4882e-06 | 20.0747 | 4.4882e-06
6.949937481204988e+000 | 2.2373e-07 | 6.9499 | 6.949937481204988e+000 | 2.4514e-07 |  | 6.949937481204988e+000 | 3.0036e-07 |  | 6.949937481204988e+000 | 2.8315e-07 |  | 6.9548 | 4.4879e-06 | 20.0594 | 4.4879e-06
6.954756480720175e+000 | 2.2388e-07 | 6.9548 | 6.954756480720175e+000 | 2.4535e-07 |  | 6.954756480720175e+000 | 3.007e-07 |  | 6.954756480720175e+000 | 2.8346e-07 |  | 6.9596 | 4.4876e-06 | 20.0442 | 4.4876e-06
6.959578821669207e+000 | 2.2404e-07 | 6.9596 | 6.959578821669207e+000 | 2.4556e-07 |  | 6.959578821669207e+000 | 3.0105e-07 |  | 6.959578821669207e+000 | 2.8376e-07 |  | 6.9644 | 4.4872e-06 | 20.0289 | 4.4872e-06
6.964404506368995e+000 | 2.2419e-07 | 6.9644 | 6.964404506368995e+000 | 2.4578e-07 |  | 6.964404506368995e+000 | 3.014e-07 |  | 6.964404506368995e+000 | 2.8407e-07 |  | 6.9692 | 4.4869e-06 | 20.0137 | 4.4869e-06
6.969233537138051e+000 | 2.2435e-07 | 6.9692 | 6.969233537138051e+000 | 2.4599e-07 |  | 6.969233537138051e+000 | 3.0175e-07 |  | 6.969233537138051e+000 | 2.8438e-07 |  | 6.9741 | 4.4866e-06 | 19.9984 | 4.4866e-06
6.974065916296499e+000 | 2.245e-07 | 6.9741 | 6.974065916296499e+000 | 2.462e-07 |  | 6.974065916296499e+000 | 3.021e-07 |  | 6.974065916296499e+000 | 2.8469e-07 |  | 6.9789 | 4.4863e-06 | 19.9832 | 4.4863e-06
6.978901646166070e+000 | 2.2466e-07 | 6.9789 | 6.978901646166070e+000 | 2.4642e-07 |  | 6.978901646166070e+000 | 3.0245e-07 |  | 6.978901646166070e+000 | 2.85e-07 |  | 6.9837 | 4.486e-06 | 19.968 | 4.486e-06
6.983740729070105e+000 | 2.2481e-07 | 6.9837 | 6.983740729070105e+000 | 2.4663e-07 |  | 6.983740729070105e+000 | 3.028e-07 |  | 6.983740729070105e+000 | 2.8531e-07 |  | 6.9886 | 4.4856e-06 | 19.9527 | 4.4856e-06
6.988583167333555e+000 | 2.2497e-07 | 6.9886 | 6.988583167333555e+000 | 2.4685e-07 |  | 6.988583167333555e+000 | 3.0316e-07 |  | 6.988583167333555e+000 | 2.8562e-07 |  | 6.9934 | 4.4853e-06 | 19.9375 | 4.4853e-06
6.993428963282987e+000 | 2.2513e-07 | 6.9934 | 6.993428963282987e+000 | 2.4706e-07 |  | 6.993428963282987e+000 | 3.0351e-07 |  | 6.993428963282987e+000 | 2.8594e-07 |  | 6.9983 | 4.485e-06 | 19.9222 | 4.485e-06
6.998278119246575e+000 | 2.2528e-07 | 6.9983 | 6.998278119246575e+000 | 2.4728e-07 |  | 6.998278119246575e+000 | 3.0387e-07 |  | 6.998278119246575e+000 | 2.8625e-07 |  | 7.0031 | 4.4847e-06 | 19.907 | 4.4847e-06
7.003130637554113e+000 | 2.2544e-07 | 7.0031 | 7.003130637554113e+000 | 2.4749e-07 |  | 7.003130637554113e+000 | 3.0422e-07 |  | 7.003130637554113e+000 | 2.8656e-07 |  | 7.008 | 4.4844e-06 | 19.8917 | 4.4844e-06
7.007986520537008e+000 | 2.256e-07 | 7.008 | 7.007986520537008e+000 | 2.4771e-07 |  | 7.007986520537008e+000 | 3.0458e-07 |  | 7.007986520537008e+000 | 2.8688e-07 |  | 7.0128 | 4.4841e-06 | 19.8765 | 4.4841e-06
7.012845770528282e+000 | 2.2575e-07 | 7.0128 | 7.012845770528282e+000 | 2.4793e-07 |  | 7.012845770528282e+000 | 3.0493e-07 |  | 7.012845770528282e+000 | 2.8719e-07 |  | 7.0177 | 4.4837e-06 | 19.8613 | 4.4837e-06
7.017708389862578e+000 | 2.2591e-07 | 7.0177 | 7.017708389862578e+000 | 2.4815e-07 |  | 7.017708389862578e+000 | 3.0529e-07 |  | 7.017708389862578e+000 | 2.8751e-07 |  | 7.0226 | 4.4834e-06 | 19.846 | 4.4834e-06
7.022574380876155e+000 | 2.2607e-07 | 7.0226 | 7.022574380876155e+000 | 2.4836e-07 |  | 7.022574380876155e+000 | 3.0565e-07 |  | 7.022574380876155e+000 | 2.8782e-07 |  | 7.0274 | 4.4831e-06 | 19.8308 | 4.4831e-06
7.027443745906895e+000 | 2.2623e-07 | 7.0274 | 7.027443745906895e+000 | 2.4858e-07 |  | 7.027443745906895e+000 | 3.0601e-07 |  | 7.027443745906895e+000 | 2.8814e-07 |  | 7.0323 | 4.4828e-06 | 19.8156 | 4.4828e-06
7.032316487294297e+000 | 2.2638e-07 | 7.0323 | 7.032316487294297e+000 | 2.488e-07 |  | 7.032316487294297e+000 | 3.0637e-07 |  | 7.032316487294297e+000 | 2.8846e-07 |  | 7.0372 | 4.4825e-06 | 19.8003 | 4.4825e-06
7.037192607379486e+000 | 2.2654e-07 | 7.0372 | 7.037192607379486e+000 | 2.4902e-07 |  | 7.037192607379486e+000 | 3.0673e-07 |  | 7.037192607379486e+000 | 2.8877e-07 |  | 7.0421 | 4.4822e-06 | 19.7851 | 4.4822e-06
7.042072108505209e+000 | 2.267e-07 | 7.0421 | 7.042072108505209e+000 | 2.4924e-07 |  | 7.042072108505209e+000 | 3.0709e-07 |  | 7.042072108505209e+000 | 2.8909e-07 |  | 7.047 | 4.4818e-06 | 19.7699 | 4.4818e-06
7.046954993015835e+000 | 2.2686e-07 | 7.047 | 7.046954993015835e+000 | 2.4946e-07 |  | 7.046954993015835e+000 | 3.0745e-07 |  | 7.046954993015835e+000 | 2.8941e-07 |  | 7.0518 | 4.4815e-06 | 19.7546 | 4.4815e-06
7.051841263257362e+000 | 2.2702e-07 | 7.0518 | 7.051841263257362e+000 | 2.4968e-07 |  | 7.051841263257362e+000 | 3.0781e-07 |  | 7.051841263257362e+000 | 2.8973e-07 |  | 7.0567 | 4.4812e-06 | 19.7394 | 4.4812e-06
7.056730921577413e+000 | 2.2718e-07 | 7.0567 | 7.056730921577413e+000 | 2.499e-07 |  | 7.056730921577413e+000 | 3.0818e-07 |  | 7.056730921577413e+000 | 2.9005e-07 |  | 7.0616 | 4.4809e-06 | 19.7242 | 4.4809e-06
7.061623970325241e+000 | 2.2734e-07 | 7.0616 | 7.061623970325241e+000 | 2.5012e-07 |  | 7.061623970325241e+000 | 3.0854e-07 |  | 7.061623970325241e+000 | 2.9037e-07 |  | 7.0665 | 4.4806e-06 | 19.7089 | 4.4806e-06
7.066520411851723e+000 | 2.275e-07 | 7.0665 | 7.066520411851723e+000 | 2.5034e-07 |  | 7.066520411851723e+000 | 3.089e-07 |  | 7.066520411851723e+000 | 2.907e-07 |  | 7.0714 | 4.4803e-06 | 19.6937 | 4.4803e-06
7.071420248509371e+000 | 2.2766e-07 | 7.0714 | 7.071420248509371e+000 | 2.5056e-07 |  | 7.071420248509371e+000 | 3.0927e-07 |  | 7.071420248509371e+000 | 2.9102e-07 |  | 7.0763 | 4.4799e-06 | 19.6785 | 4.4799e-06
7.076323482652326e+000 | 2.2782e-07 | 7.0763 | 7.076323482652326e+000 | 2.5079e-07 |  | 7.076323482652326e+000 | 3.0964e-07 |  | 7.076323482652326e+000 | 2.9134e-07 |  | 7.0812 | 4.4796e-06 | 19.6633 | 4.4796e-06
7.081230116636363e+000 | 2.2798e-07 | 7.0812 | 7.081230116636363e+000 | 2.5101e-07 |  | 7.081230116636363e+000 | 3.1e-07 |  | 7.081230116636363e+000 | 2.9167e-07 |  | 7.0861 | 4.4793e-06 | 19.648 | 4.4793e-06
7.086140152818886e+000 | 2.2814e-07 | 7.0861 | 7.086140152818886e+000 | 2.5123e-07 |  | 7.086140152818886e+000 | 3.1037e-07 |  | 7.086140152818886e+000 | 2.9199e-07 |  | 7.0911 | 4.479e-06 | 19.6328 | 4.479e-06
7.091053593558940e+000 | 2.283e-07 | 7.0911 | 7.091053593558940e+000 | 2.5146e-07 |  | 7.091053593558940e+000 | 3.1074e-07 |  | 7.091053593558940e+000 | 2.9232e-07 |  | 7.096 | 4.4787e-06 | 19.6176 | 4.4787e-06
7.095970441217201e+000 | 2.2846e-07 | 7.096 | 7.095970441217201e+000 | 2.5168e-07 |  | 7.095970441217201e+000 | 3.1111e-07 |  | 7.095970441217201e+000 | 2.9264e-07 |  | 7.1009 | 4.4784e-06 | 19.6024 | 4.4784e-06
7.100890698155983e+000 | 2.2862e-07 | 7.1009 | 7.100890698155983e+000 | 2.519e-07 |  | 7.100890698155983e+000 | 3.1148e-07 |  | 7.100890698155983e+000 | 2.9297e-07 |  | 7.1058 | 4.4781e-06 | 19.5871 | 4.4781e-06
7.105814366739240e+000 | 2.2878e-07 | 7.1058 | 7.105814366739240e+000 | 2.5213e-07 |  | 7.105814366739240e+000 | 3.1185e-07 |  | 7.105814366739240e+000 | 2.933e-07 |  | 7.1107 | 4.4777e-06 | 19.5719 | 4.4777e-06
7.110741449332563e+000 | 2.2895e-07 | 7.1107 | 7.110741449332563e+000 | 2.5235e-07 |  | 7.110741449332563e+000 | 3.1222e-07 |  | 7.110741449332563e+000 | 2.9363e-07 |  | 7.1157 | 4.4774e-06 | 19.5567 | 4.4774e-06
7.115671948303183e+000 | 2.2911e-07 | 7.1157 | 7.115671948303183e+000 | 2.5258e-07 |  | 7.115671948303183e+000 | 3.126e-07 |  | 7.115671948303183e+000 | 2.9396e-07 |  | 7.1206 | 4.4771e-06 | 19.5415 | 4.4771e-06
7.120605866019973e+000 | 2.2927e-07 | 7.1206 | 7.120605866019973e+000 | 2.5281e-07 |  | 7.120605866019973e+000 | 3.1297e-07 |  | 7.120605866019973e+000 | 2.9429e-07 |  | 7.1255 | 4.4768e-06 | 19.5263 | 4.4768e-06
7.125543204853449e+000 | 2.2943e-07 | 7.1255 | 7.125543204853449e+000 | 2.5303e-07 |  | 7.125543204853449e+000 | 3.1334e-07 |  | 7.125543204853449e+000 | 2.9462e-07 |  | 7.1305 | 4.4765e-06 | 19.511 | 4.4765e-06
7.130483967175771e+000 | 2.296e-07 | 7.1305 | 7.130483967175771e+000 | 2.5326e-07 |  | 7.130483967175771e+000 | 3.1372e-07 |  | 7.130483967175771e+000 | 2.9495e-07 |  | 7.1354 | 4.4762e-06 | 19.4958 | 4.4762e-06
7.135428155360743e+000 | 2.2976e-07 | 7.1354 | 7.135428155360743e+000 | 2.5349e-07 |  | 7.135428155360743e+000 | 3.141e-07 |  | 7.135428155360743e+000 | 2.9528e-07 |  | 7.1404 | 4.4759e-06 | 19.4806 | 4.4759e-06
7.140375771783815e+000 | 2.2992e-07 | 7.1404 | 7.140375771783815e+000 | 2.5371e-07 |  | 7.140375771783815e+000 | 3.1447e-07 |  | 7.140375771783815e+000 | 2.9561e-07 |  | 7.1453 | 4.4756e-06 | 19.4654 | 4.4756e-06
7.145326818822085e+000 | 2.3009e-07 | 7.1453 | 7.145326818822085e+000 | 2.5394e-07 |  | 7.145326818822085e+000 | 3.1485e-07 |  | 7.145326818822085e+000 | 2.9594e-07 |  | 7.1503 | 4.4752e-06 | 19.4502 | 4.4752e-06
7.150281298854297e+000 | 2.3025e-07 | 7.1503 | 7.150281298854297e+000 | 2.5417e-07 |  | 7.150281298854297e+000 | 3.1523e-07 |  | 7.150281298854297e+000 | 2.9628e-07 |  | 7.1552 | 4.4749e-06 | 19.435 | 4.4749e-06
7.155239214260847e+000 | 2.3042e-07 | 7.1552 | 7.155239214260847e+000 | 2.544e-07 |  | 7.155239214260847e+000 | 3.1561e-07 |  | 7.155239214260847e+000 | 2.9661e-07 |  | 7.1602 | 4.4746e-06 | 19.4198 | 4.4746e-06
7.160200567423781e+000 | 2.3058e-07 | 7.1602 | 7.160200567423781e+000 | 2.5463e-07 |  | 7.160200567423781e+000 | 3.1599e-07 |  | 7.160200567423781e+000 | 2.9695e-07 |  | 7.1652 | 4.4743e-06 | 19.4045 | 4.4743e-06
7.165165360726795e+000 | 2.3075e-07 | 7.1652 | 7.165165360726795e+000 | 2.5486e-07 |  | 7.165165360726795e+000 | 3.1637e-07 |  | 7.165165360726795e+000 | 2.9728e-07 |  | 7.1701 | 4.474e-06 | 19.3893 | 4.474e-06
7.170133596555241e+000 | 2.3091e-07 | 7.1701 | 7.170133596555241e+000 | 2.5509e-07 |  | 7.170133596555241e+000 | 3.1675e-07 |  | 7.170133596555241e+000 | 2.9762e-07 |  | 7.1751 | 4.4737e-06 | 19.3741 | 4.4737e-06
7.175105277296120e+000 | 2.3108e-07 | 7.1751 | 7.175105277296120e+000 | 2.5532e-07 |  | 7.175105277296120e+000 | 3.1713e-07 |  | 7.175105277296120e+000 | 2.9796e-07 |  | 7.1801 | 4.4734e-06 | 19.3589 | 4.4734e-06
7.180080405338093e+000 | 2.3124e-07 | 7.1801 | 7.180080405338093e+000 | 2.5555e-07 |  | 7.180080405338093e+000 | 3.1752e-07 |  | 7.180080405338093e+000 | 2.983e-07 |  | 7.1851 | 4.4731e-06 | 19.3437 | 4.4731e-06
7.185058983071476e+000 | 2.3141e-07 | 7.1851 | 7.185058983071476e+000 | 2.5579e-07 |  | 7.185058983071476e+000 | 3.179e-07 |  | 7.185058983071476e+000 | 2.9863e-07 |  | 7.19 | 4.4728e-06 | 19.3285 | 4.4728e-06
7.190041012888240e+000 | 2.3157e-07 | 7.19 | 7.190041012888240e+000 | 2.5602e-07 |  | 7.190041012888240e+000 | 3.1828e-07 |  | 7.190041012888240e+000 | 2.9897e-07 |  | 7.195 | 4.4724e-06 | 19.3133 | 4.4724e-06
7.195026497182017e+000 | 2.3174e-07 | 7.195 | 7.195026497182017e+000 | 2.5625e-07 |  | 7.195026497182017e+000 | 3.1867e-07 |  | 7.195026497182017e+000 | 2.9931e-07 |  | 7.2 | 4.4721e-06 | 19.2981 | 4.4721e-06
7.200015438348098e+000 | 2.3191e-07 | 7.2 | 7.200015438348098e+000 | 2.5648e-07 |  | 7.200015438348098e+000 | 3.1906e-07 |  | 7.200015438348098e+000 | 2.9965e-07 |  | 7.205 | 4.4718e-06 | 19.2829 | 4.4718e-06
7.205007838783436e+000 | 2.3207e-07 | 7.205 | 7.205007838783436e+000 | 2.5672e-07 |  | 7.205007838783436e+000 | 3.1944e-07 |  | 7.205007838783436e+000 | 3e-07 |  | 7.21 | 4.4715e-06 | 19.2677 | 4.4715e-06
7.210003700886643e+000 | 2.3224e-07 | 7.21 | 7.210003700886643e+000 | 2.5695e-07 |  | 7.210003700886643e+000 | 3.1983e-07 |  | 7.210003700886643e+000 | 3.0034e-07 |  | 7.215 | 4.4712e-06 | 19.2525 | 4.4712e-06
7.215003027057998e+000 | 2.3241e-07 | 7.215 | 7.215003027057998e+000 | 2.5719e-07 |  | 7.215003027057998e+000 | 3.2022e-07 |  | 7.215003027057998e+000 | 3.0068e-07 |  | 7.22 | 4.4709e-06 | 19.2373 | 4.4709e-06
7.220005819699441e+000 | 2.3258e-07 | 7.22 | 7.220005819699441e+000 | 2.5742e-07 |  | 7.220005819699441e+000 | 3.2061e-07 |  | 7.220005819699441e+000 | 3.0103e-07 |  | 7.225 | 4.4706e-06 | 19.2221 | 4.4706e-06
7.225012081214580e+000 | 2.3274e-07 | 7.225 | 7.225012081214580e+000 | 2.5766e-07 |  | 7.225012081214580e+000 | 3.21e-07 |  | 7.225012081214580e+000 | 3.0137e-07 |  | 7.23 | 4.4703e-06 | 19.2069 | 4.4703e-06
7.230021814008688e+000 | 2.3291e-07 | 7.23 | 7.230021814008688e+000 | 2.5789e-07 |  | 7.230021814008688e+000 | 3.2139e-07 |  | 7.230021814008688e+000 | 3.0172e-07 |  | 7.235 | 4.47e-06 | 19.1917 | 4.47e-06
7.235035020488706e+000 | 2.3308e-07 | 7.235 | 7.235035020488706e+000 | 2.5813e-07 |  | 7.235035020488706e+000 | 3.2179e-07 |  | 7.235035020488706e+000 | 3.0206e-07 |  | 7.2401 | 4.4697e-06 | 19.1765 | 4.4697e-06
7.240051703063245e+000 | 2.3325e-07 | 7.2401 | 7.240051703063245e+000 | 2.5837e-07 |  | 7.240051703063245e+000 | 3.2218e-07 |  | 7.240051703063245e+000 | 3.0241e-07 |  | 7.2451 | 4.4694e-06 | 19.1613 | 4.4694e-06
7.245071864142584e+000 | 2.3342e-07 | 7.2451 | 7.245071864142584e+000 | 2.586e-07 |  | 7.245071864142584e+000 | 3.2257e-07 |  | 7.245071864142584e+000 | 3.0276e-07 |  | 7.2501 | 4.469e-06 | 19.1461 | 4.469e-06
7.250095506138677e+000 | 2.3359e-07 | 7.2501 | 7.250095506138677e+000 | 2.5884e-07 |  | 7.250095506138677e+000 | 3.2297e-07 |  | 7.250095506138677e+000 | 3.031e-07 |  | 7.2551 | 4.4687e-06 | 19.131 | 4.4687e-06
7.255122631465145e+000 | 2.3376e-07 | 7.2551 | 7.255122631465145e+000 | 2.5908e-07 |  | 7.255122631465145e+000 | 3.2336e-07 |  | 7.255122631465145e+000 | 3.0345e-07 |  | 7.2602 | 4.4684e-06 | 19.1158 | 4.4684e-06
7.260153242537288e+000 | 2.3393e-07 | 7.2602 | 7.260153242537288e+000 | 2.5932e-07 |  | 7.260153242537288e+000 | 3.2376e-07 |  | 7.260153242537288e+000 | 3.038e-07 |  | 7.2652 | 4.4681e-06 | 19.1006 | 4.4681e-06
7.265187341772077e+000 | 2.341e-07 | 7.2652 | 7.265187341772077e+000 | 2.5956e-07 |  | 7.265187341772077e+000 | 3.2416e-07 |  | 7.265187341772077e+000 | 3.0415e-07 |  | 7.2702 | 4.4678e-06 | 19.0854 | 4.4678e-06
7.270224931588162e+000 | 2.3427e-07 | 7.2702 | 7.270224931588162e+000 | 2.598e-07 |  | 7.270224931588162e+000 | 3.2456e-07 |  | 7.270224931588162e+000 | 3.045e-07 |  | 7.2753 | 4.4675e-06 | 19.0702 | 4.4675e-06
7.275266014405866e+000 | 2.3444e-07 | 7.2753 | 7.275266014405866e+000 | 2.6004e-07 |  | 7.275266014405866e+000 | 3.2496e-07 |  | 7.275266014405866e+000 | 3.0486e-07 |  | 7.2803 | 4.4672e-06 | 19.055 | 4.4672e-06
7.280310592647195e+000 | 2.3461e-07 | 7.2803 | 7.280310592647195e+000 | 2.6028e-07 |  | 7.280310592647195e+000 | 3.2536e-07 |  | 7.280310592647195e+000 | 3.0521e-07 |  | 7.2854 | 4.4669e-06 | 19.0399 | 4.4669e-06
7.285358668735829e+000 | 2.3478e-07 | 7.2854 | 7.285358668735829e+000 | 2.6052e-07 |  | 7.285358668735829e+000 | 3.2576e-07 |  | 7.285358668735829e+000 | 3.0556e-07 |  | 7.2904 | 4.4666e-06 | 19.0247 | 4.4666e-06
7.290410245097133e+000 | 2.3495e-07 | 7.2904 | 7.290410245097133e+000 | 2.6076e-07 |  | 7.290410245097133e+000 | 3.2616e-07 |  | 7.290410245097133e+000 | 3.0592e-07 |  | 7.2955 | 4.4663e-06 | 19.0095 | 4.4663e-06
7.295465324158153e+000 | 2.3512e-07 | 7.2955 | 7.295465324158153e+000 | 2.61e-07 |  | 7.295465324158153e+000 | 3.2656e-07 |  | 7.295465324158153e+000 | 3.0627e-07 |  | 7.3005 | 4.466e-06 | 18.9943 | 4.466e-06
7.300523908347616e+000 | 2.3529e-07 | 7.3005 | 7.300523908347616e+000 | 2.6124e-07 |  | 7.300523908347616e+000 | 3.2696e-07 |  | 7.300523908347616e+000 | 3.0663e-07 |  | 7.3056 | 4.4657e-06 | 18.9792 | 4.4657e-06
7.305586000095935e+000 | 2.3547e-07 | 7.3056 | 7.305586000095935e+000 | 2.6149e-07 |  | 7.305586000095935e+000 | 3.2737e-07 |  | 7.305586000095935e+000 | 3.0698e-07 |  | 7.3107 | 4.4654e-06 | 18.964 | 4.4654e-06
7.310651601835206e+000 | 2.3564e-07 | 7.3107 | 7.310651601835206e+000 | 2.6173e-07 |  | 7.310651601835206e+000 | 3.2777e-07 |  | 7.310651601835206e+000 | 3.0734e-07 |  | 7.3157 | 4.4651e-06 | 18.9488 | 4.4651e-06
7.315720715999214e+000 | 2.3581e-07 | 7.3157 | 7.315720715999214e+000 | 2.6197e-07 |  | 7.315720715999214e+000 | 3.2818e-07 |  | 7.315720715999214e+000 | 3.077e-07 |  | 7.3208 | 4.4647e-06 | 18.9336 | 4.4647e-06
7.320793345023429e+000 | 2.3598e-07 | 7.3208 | 7.320793345023429e+000 | 2.6222e-07 |  | 7.320793345023429e+000 | 3.2859e-07 |  | 7.320793345023429e+000 | 3.0806e-07 |  | 7.3259 | 4.4644e-06 | 18.9185 | 4.4644e-06
7.325869491345012e+000 | 2.3616e-07 | 7.3259 | 7.325869491345012e+000 | 2.6246e-07 |  | 7.325869491345012e+000 | 3.29e-07 |  | 7.325869491345012e+000 | 3.0842e-07 |  | 7.3309 | 4.4641e-06 | 18.9033 | 4.4641e-06
7.330949157402812e+000 | 2.3633e-07 | 7.3309 | 7.330949157402812e+000 | 2.6271e-07 |  | 7.330949157402812e+000 | 3.294e-07 |  | 7.330949157402812e+000 | 3.0878e-07 |  | 7.336 | 4.4638e-06 | 18.8881 | 4.4638e-06
7.336032345637372e+000 | 2.365e-07 | 7.336 | 7.336032345637372e+000 | 2.6295e-07 |  | 7.336032345637372e+000 | 3.2981e-07 |  | 7.336032345637372e+000 | 3.0914e-07 |  | 7.3411 | 4.4635e-06 | 18.873 | 4.4635e-06
7.341119058490922e+000 | 2.3668e-07 | 7.3411 | 7.341119058490922e+000 | 2.632e-07 |  | 7.341119058490922e+000 | 3.3022e-07 |  | 7.341119058490922e+000 | 3.095e-07 |  | 7.3462 | 4.4632e-06 | 18.8578 | 4.4632e-06
7.346209298407391e+000 | 2.3685e-07 | 7.3462 | 7.346209298407391e+000 | 2.6344e-07 |  | 7.346209298407391e+000 | 3.3064e-07 |  | 7.346209298407391e+000 | 3.0986e-07 |  | 7.3513 | 4.4629e-06 | 18.8427 | 4.4629e-06
7.351303067832401e+000 | 2.3703e-07 | 7.3513 | 7.351303067832401e+000 | 2.6369e-07 |  | 7.351303067832401e+000 | 3.3105e-07 |  | 7.351303067832401e+000 | 3.1023e-07 |  | 7.3564 | 4.4626e-06 | 18.8275 | 4.4626e-06
7.356400369213266e+000 | 2.372e-07 | 7.3564 | 7.356400369213266e+000 | 2.6394e-07 |  | 7.356400369213266e+000 | 3.3146e-07 |  | 7.356400369213266e+000 | 3.1059e-07 |  | 7.3615 | 4.4623e-06 | 18.8123 | 4.4623e-06
7.361501204999002e+000 | 2.3738e-07 | 7.3615 | 7.361501204999002e+000 | 2.6419e-07 |  | 7.361501204999002e+000 | 3.3188e-07 |  | 7.361501204999002e+000 | 3.1095e-07 |  | 7.3666 | 4.462e-06 | 18.7972 | 4.462e-06
7.366605577640320e+000 | 2.3755e-07 | 7.3666 | 7.366605577640320e+000 | 2.6444e-07 |  | 7.366605577640320e+000 | 3.3229e-07 |  | 7.366605577640320e+000 | 3.1132e-07 |  | 7.3717 | 4.4617e-06 | 18.782 | 4.4617e-06
7.371713489589633e+000 | 2.3773e-07 | 7.3717 | 7.371713489589633e+000 | 2.6468e-07 |  | 7.371713489589633e+000 | 3.3271e-07 |  | 7.371713489589633e+000 | 3.1169e-07 |  | 7.3768 | 4.4614e-06 | 18.7669 | 4.4614e-06
7.376824943301051e+000 | 2.379e-07 | 7.3768 | 7.376824943301051e+000 | 2.6493e-07 |  | 7.376824943301051e+000 | 3.3312e-07 |  | 7.376824943301051e+000 | 3.1205e-07 |  | 7.3819 | 4.4611e-06 | 18.7517 | 4.4611e-06
7.381939941230388e+000 | 2.3808e-07 | 7.3819 | 7.381939941230388e+000 | 2.6518e-07 |  | 7.381939941230388e+000 | 3.3354e-07 |  | 7.381939941230388e+000 | 3.1242e-07 |  | 7.3871 | 4.4608e-06 | 18.7366 | 4.4608e-06
7.387058485835160e+000 | 2.3826e-07 | 7.3871 | 7.387058485835160e+000 | 2.6543e-07 |  | 7.387058485835160e+000 | 3.3396e-07 |  | 7.387058485835160e+000 | 3.1279e-07 |  | 7.3922 | 4.4605e-06 | 18.7214 | 4.4605e-06
7.392180579574588e+000 | 2.3843e-07 | 7.3922 | 7.392180579574588e+000 | 2.6569e-07 |  | 7.392180579574588e+000 | 3.3438e-07 |  | 7.392180579574588e+000 | 3.1316e-07 |  | 7.3973 | 4.4602e-06 | 18.7063 | 4.4602e-06
7.397306224909597e+000 | 2.3861e-07 | 7.3973 | 7.397306224909597e+000 | 2.6594e-07 |  | 7.397306224909597e+000 | 3.348e-07 |  | 7.397306224909597e+000 | 3.1353e-07 |  | 7.4024 | 4.4599e-06 | 18.6911 | 4.4599e-06
7.402435424302819e+000 | 2.3879e-07 | 7.4024 | 7.402435424302819e+000 | 2.6619e-07 |  | 7.402435424302819e+000 | 3.3522e-07 |  | 7.402435424302819e+000 | 3.139e-07 |  | 7.4076 | 4.4596e-06 | 18.676 | 4.4596e-06
7.407568180218593e+000 | 2.3896e-07 | 7.4076 | 7.407568180218593e+000 | 2.6644e-07 |  | 7.407568180218593e+000 | 3.3564e-07 |  | 7.407568180218593e+000 | 3.1427e-07 |  | 7.4127 | 4.4593e-06 | 18.6609 | 4.4593e-06
7.412704495122968e+000 | 2.3914e-07 | 7.4127 | 7.412704495122968e+000 | 2.6669e-07 |  | 7.412704495122968e+000 | 3.3606e-07 |  | 7.412704495122968e+000 | 3.1465e-07 |  | 7.4178 | 4.459e-06 | 18.6457 | 4.459e-06
7.417844371483702e+000 | 2.3932e-07 | 7.4178 | 7.417844371483702e+000 | 2.6695e-07 |  | 7.417844371483702e+000 | 3.3649e-07 |  | 7.417844371483702e+000 | 3.1502e-07 |  | 7.423 | 4.4587e-06 | 18.6306 | 4.4587e-06
7.422987811770263e+000 | 2.395e-07 | 7.423 | 7.422987811770263e+000 | 2.672e-07 |  | 7.422987811770263e+000 | 3.3691e-07 |  | 7.422987811770263e+000 | 3.1539e-07 |  | 7.4281 | 4.4584e-06 | 18.6154 | 4.4584e-06
7.428134818453834e+000 | 2.3968e-07 | 7.4281 | 7.428134818453834e+000 | 2.6746e-07 |  | 7.428134818453834e+000 | 3.3734e-07 |  | 7.428134818453834e+000 | 3.1577e-07 |  | 7.4333 | 4.4581e-06 | 18.6003 | 4.4581e-06
7.433285394007308e+000 | 2.3986e-07 | 7.4333 | 7.433285394007308e+000 | 2.6771e-07 |  | 7.433285394007308e+000 | 3.3777e-07 |  | 7.433285394007308e+000 | 3.1614e-07 |  | 7.4384 | 4.4578e-06 | 18.5852 | 4.4578e-06
7.438439540905296e+000 | 2.4004e-07 | 7.4384 | 7.438439540905296e+000 | 2.6797e-07 |  | 7.438439540905296e+000 | 3.3819e-07 |  | 7.438439540905296e+000 | 3.1652e-07 |  | 7.4436 | 4.4575e-06 | 18.5701 | 4.4575e-06
7.443597261624124e+000 | 2.4022e-07 | 7.4436 | 7.443597261624124e+000 | 2.6822e-07 |  | 7.443597261624124e+000 | 3.3862e-07 |  | 7.443597261624124e+000 | 3.169e-07 |  | 7.4488 | 4.4572e-06 | 18.5549 | 4.4572e-06
7.448758558641834e+000 | 2.4039e-07 | 7.4488 | 7.448758558641834e+000 | 2.6848e-07 |  | 7.448758558641834e+000 | 3.3905e-07 |  | 7.448758558641834e+000 | 3.1728e-07 |  | 7.4539 | 4.4569e-06 | 18.5398 | 4.4569e-06
7.453923434438186e+000 | 2.4058e-07 | 7.4539 | 7.453923434438186e+000 | 2.6873e-07 |  | 7.453923434438186e+000 | 3.3948e-07 |  | 7.453923434438186e+000 | 3.1766e-07 |  | 7.4591 | 4.4566e-06 | 18.5247 | 4.4566e-06
7.459091891494661e+000 | 2.4076e-07 | 7.4591 | 7.459091891494661e+000 | 2.6899e-07 |  | 7.459091891494661e+000 | 3.3991e-07 |  | 7.459091891494661e+000 | 3.1804e-07 |  | 7.4643 | 4.4563e-06 | 18.5095 | 4.4563e-06
7.464263932294461e+000 | 2.4094e-07 | 7.4643 | 7.464263932294461e+000 | 2.6925e-07 |  | 7.464263932294461e+000 | 3.4035e-07 |  | 7.464263932294461e+000 | 3.1842e-07 |  | 7.4694 | 4.456e-06 | 18.4944 | 4.456e-06
7.469439559322507e+000 | 2.4112e-07 | 7.4694 | 7.469439559322507e+000 | 2.6951e-07 |  | 7.469439559322507e+000 | 3.4078e-07 |  | 7.469439559322507e+000 | 3.188e-07 |  | 7.4746 | 4.4557e-06 | 18.4793 | 4.4557e-06
7.474618775065444e+000 | 2.413e-07 | 7.4746 | 7.474618775065444e+000 | 2.6977e-07 |  | 7.474618775065444e+000 | 3.4121e-07 |  | 7.474618775065444e+000 | 3.1918e-07 |  | 7.4798 | 4.4554e-06 | 18.4642 | 4.4554e-06
7.479801582011645e+000 | 2.4148e-07 | 7.4798 | 7.479801582011645e+000 | 2.7003e-07 |  | 7.479801582011645e+000 | 3.4165e-07 |  | 7.479801582011645e+000 | 3.1956e-07 |  | 7.485 | 4.4551e-06 | 18.4491 | 4.4551e-06
7.484987982651203e+000 | 2.4166e-07 | 7.485 | 7.484987982651203e+000 | 2.7029e-07 |  | 7.484987982651203e+000 | 3.4208e-07 |  | 7.484987982651203e+000 | 3.1995e-07 |  | 7.4902 | 4.4548e-06 | 18.434 | 4.4548e-06
7.490177979475940e+000 | 2.4184e-07 | 7.4902 | 7.490177979475940e+000 | 2.7055e-07 |  | 7.490177979475940e+000 | 3.4252e-07 |  | 7.490177979475940e+000 | 3.2033e-07 |  | 7.4954 | 4.4545e-06 | 18.4188 | 4.4545e-06
7.495371574979406e+000 | 2.4203e-07 | 7.4954 | 7.495371574979406e+000 | 2.7081e-07 |  | 7.495371574979406e+000 | 3.4296e-07 |  | 7.495371574979406e+000 | 3.2072e-07 |  | 7.5006 | 4.4542e-06 | 18.4037 | 4.4542e-06
7.500568771656880e+000 | 2.4221e-07 | 7.5006 | 7.500568771656880e+000 | 2.7107e-07 |  | 7.500568771656880e+000 | 3.434e-07 |  | 7.500568771656880e+000 | 3.211e-07 |  | 7.5058 | 4.4539e-06 | 18.3886 | 4.4539e-06
7.505769572005370e+000 | 2.4239e-07 | 7.5058 | 7.505769572005370e+000 | 2.7133e-07 |  | 7.505769572005370e+000 | 3.4384e-07 |  | 7.505769572005370e+000 | 3.2149e-07 |  | 7.511 | 4.4536e-06 | 18.3735 | 4.4536e-06
7.510973978523619e+000 | 2.4257e-07 | 7.511 | 7.510973978523619e+000 | 2.7159e-07 |  | 7.510973978523619e+000 | 3.4428e-07 |  | 7.510973978523619e+000 | 3.2188e-07 |  | 7.5162 | 4.4533e-06 | 18.3584 | 4.4533e-06
7.516181993712095e+000 | 2.4276e-07 | 7.5162 | 7.516181993712095e+000 | 2.7186e-07 |  | 7.516181993712095e+000 | 3.4472e-07 |  | 7.516181993712095e+000 | 3.2227e-07 |  | 7.5214 | 4.453e-06 | 18.3433 | 4.453e-06
7.521393620073010e+000 | 2.4294e-07 | 7.5214 | 7.521393620073010e+000 | 2.7212e-07 |  | 7.521393620073010e+000 | 3.4516e-07 |  | 7.521393620073010e+000 | 3.2266e-07 |  | 7.5266 | 4.4527e-06 | 18.3282 | 4.4527e-06
7.526608860110303e+000 | 2.4313e-07 | 7.5266 | 7.526608860110303e+000 | 2.7238e-07 |  | 7.526608860110303e+000 | 3.4561e-07 |  | 7.526608860110303e+000 | 3.2305e-07 |  | 7.5318 | 4.4524e-06 | 18.3131 | 4.4524e-06
7.531827716329651e+000 | 2.4331e-07 | 7.5318 | 7.531827716329651e+000 | 2.7265e-07 |  | 7.531827716329651e+000 | 3.4605e-07 |  | 7.531827716329651e+000 | 3.2344e-07 |  | 7.5371 | 4.4521e-06 | 18.298 | 4.4521e-06
7.537050191238472e+000 | 2.4349e-07 | 7.5371 | 7.537050191238472e+000 | 2.7291e-07 |  | 7.537050191238472e+000 | 3.465e-07 |  | 7.537050191238472e+000 | 3.2383e-07 |  | 7.5423 | 4.4518e-06 | 18.2829 | 4.4518e-06
7.542276287345917e+000 | 2.4368e-07 | 7.5423 | 7.542276287345917e+000 | 2.7318e-07 |  | 7.542276287345917e+000 | 3.4694e-07 |  | 7.542276287345917e+000 | 3.2422e-07 |  | 7.5475 | 4.4515e-06 | 18.2678 | 4.4515e-06
7.547506007162882e+000 | 2.4386e-07 | 7.5475 | 7.547506007162882e+000 | 2.7344e-07 |  | 7.547506007162882e+000 | 3.4739e-07 |  | 7.547506007162882e+000 | 3.2462e-07 |  | 7.5527 | 4.4512e-06 | 18.2527 | 4.4512e-06
7.552739353202001e+000 | 2.4405e-07 | 7.5527 | 7.552739353202001e+000 | 2.7371e-07 |  | 7.552739353202001e+000 | 3.4784e-07 |  | 7.552739353202001e+000 | 3.2501e-07 |  | 7.558 | 4.4509e-06 | 18.2377 | 4.4509e-06
7.557976327977650e+000 | 2.4424e-07 | 7.558 | 7.557976327977650e+000 | 2.7398e-07 |  | 7.557976327977650e+000 | 3.4829e-07 |  | 7.557976327977650e+000 | 3.2541e-07 |  | 7.5632 | 4.4506e-06 | 18.2226 | 4.4506e-06
7.563216934005951e+000 | 2.4442e-07 | 7.5632 | 7.563216934005951e+000 | 2.7424e-07 |  | 7.563216934005951e+000 | 3.4874e-07 |  | 7.563216934005951e+000 | 3.2581e-07 |  | 7.5685 | 4.4503e-06 | 18.2075 | 4.4503e-06
7.568461173804769e+000 | 2.4461e-07 | 7.5685 | 7.568461173804769e+000 | 2.7451e-07 |  | 7.568461173804769e+000 | 3.4919e-07 |  | 7.568461173804769e+000 | 3.262e-07 |  | 7.5737 | 4.45e-06 | 18.1924 | 4.45e-06
7.573709049893713e+000 | 2.4479e-07 | 7.5737 | 7.573709049893713e+000 | 2.7478e-07 |  | 7.573709049893713e+000 | 3.4964e-07 |  | 7.573709049893713e+000 | 3.266e-07 |  | 7.579 | 4.4497e-06 | 18.1773 | 4.4497e-06
7.578960564794143e+000 | 2.4498e-07 | 7.579 | 7.578960564794143e+000 | 2.7505e-07 |  | 7.578960564794143e+000 | 3.501e-07 |  | 7.578960564794143e+000 | 3.27e-07 |  | 7.5842 | 4.4494e-06 | 18.1622 | 4.4494e-06
7.584215721029165e+000 | 2.4517e-07 | 7.5842 | 7.584215721029165e+000 | 2.7532e-07 |  | 7.584215721029165e+000 | 3.5055e-07 |  | 7.584215721029165e+000 | 3.274e-07 |  | 7.5895 | 4.4491e-06 | 18.1472 | 4.4491e-06
7.589474521123633e+000 | 2.4536e-07 | 7.5895 | 7.589474521123633e+000 | 2.7559e-07 |  | 7.589474521123633e+000 | 3.5101e-07 |  | 7.589474521123633e+000 | 3.278e-07 |  | 7.5947 | 4.4488e-06 | 18.1321 | 4.4488e-06
7.594736967604155e+000 | 2.4554e-07 | 7.5947 | 7.594736967604155e+000 | 2.7586e-07 |  | 7.594736967604155e+000 | 3.5146e-07 |  | 7.594736967604155e+000 | 3.282e-07 |  | 7.6 | 4.4485e-06 | 18.117 | 4.4485e-06
7.600003062999090e+000 | 2.4573e-07 | 7.6 | 7.600003062999090e+000 | 2.7613e-07 |  | 7.600003062999090e+000 | 3.5192e-07 |  | 7.600003062999090e+000 | 3.286e-07 |  | 7.6053 | 4.4482e-06 | 18.102 | 4.4482e-06
7.605272809838548e+000 | 2.4592e-07 | 7.6053 | 7.605272809838548e+000 | 2.764e-07 |  | 7.605272809838548e+000 | 3.5238e-07 |  | 7.605272809838548e+000 | 3.2901e-07 |  | 7.6105 | 4.4479e-06 | 18.0869 | 4.4479e-06
7.610546210654395e+000 | 2.4611e-07 | 7.6105 | 7.610546210654395e+000 | 2.7668e-07 |  | 7.610546210654395e+000 | 3.5284e-07 |  | 7.610546210654395e+000 | 3.2941e-07 |  | 7.6158 | 4.4476e-06 | 18.0718 | 4.4477e-06
7.615823267980253e+000 | 2.463e-07 | 7.6158 | 7.615823267980253e+000 | 2.7695e-07 |  | 7.615823267980253e+000 | 3.533e-07 |  | 7.615823267980253e+000 | 3.2982e-07 |  | 7.6211 | 4.4474e-06 | 18.0568 | 4.4474e-06
7.621103984351501e+000 | 2.4649e-07 | 7.6211 | 7.621103984351501e+000 | 2.7722e-07 |  | 7.621103984351501e+000 | 3.5376e-07 |  | 7.621103984351501e+000 | 3.3022e-07 |  | 7.6264 | 4.4471e-06 | 18.0417 | 4.4471e-06
7.626388362305273e+000 | 2.4668e-07 | 7.6264 | 7.626388362305273e+000 | 2.775e-07 |  | 7.626388362305273e+000 | 3.5422e-07 |  | 7.626388362305273e+000 | 3.3063e-07 |  | 7.6317 | 4.4468e-06 | 18.0266 | 4.4468e-06
7.631676404380467e+000 | 2.4687e-07 | 7.6317 | 7.631676404380467e+000 | 2.7777e-07 |  | 7.631676404380467e+000 | 3.5468e-07 |  | 7.631676404380467e+000 | 3.3104e-07 |  | 7.637 | 4.4465e-06 | 18.0116 | 4.4465e-06
7.636968113117736e+000 | 2.4706e-07 | 7.637 | 7.636968113117736e+000 | 2.7805e-07 |  | 7.636968113117736e+000 | 3.5515e-07 |  | 7.636968113117736e+000 | 3.3145e-07 |  | 7.6423 | 4.4462e-06 | 17.9965 | 4.4462e-06
7.642263491059500e+000 | 2.4725e-07 | 7.6423 | 7.642263491059500e+000 | 2.7832e-07 |  | 7.642263491059500e+000 | 3.5561e-07 |  | 7.642263491059500e+000 | 3.3186e-07 |  | 7.6476 | 4.4459e-06 | 17.9815 | 4.4459e-06
7.647562540749939e+000 | 2.4744e-07 | 7.6476 | 7.647562540749939e+000 | 2.786e-07 |  | 7.647562540749939e+000 | 3.5608e-07 |  | 7.647562540749939e+000 | 3.3227e-07 |  | 7.6529 | 4.4456e-06 | 17.9664 | 4.4456e-06
7.652865264734996e+000 | 2.4763e-07 | 7.6529 | 7.652865264734996e+000 | 2.7887e-07 |  | 7.652865264734996e+000 | 3.5655e-07 |  | 7.652865264734996e+000 | 3.3268e-07 |  | 7.6582 | 4.4453e-06 | 17.9514 | 4.4453e-06
7.658171665562382e+000 | 2.4782e-07 | 7.6582 | 7.658171665562382e+000 | 2.7915e-07 |  | 7.658171665562382e+000 | 3.5701e-07 |  | 7.658171665562382e+000 | 3.3309e-07 |  | 7.6635 | 4.445e-06 | 17.9364 | 4.445e-06
7.663481745781573e+000 | 2.4801e-07 | 7.6635 | 7.663481745781573e+000 | 2.7943e-07 |  | 7.663481745781573e+000 | 3.5748e-07 |  | 7.663481745781573e+000 | 3.335e-07 |  | 7.6688 | 4.4447e-06 | 17.9213 | 4.4447e-06
7.668795507943814e+000 | 2.482e-07 | 7.6688 | 7.668795507943814e+000 | 2.7971e-07 |  | 7.668795507943814e+000 | 3.5795e-07 |  | 7.668795507943814e+000 | 3.3392e-07 |  | 7.6741 | 4.4444e-06 | 17.9063 | 4.4444e-06
7.674112954602117e+000 | 2.484e-07 | 7.6741 | 7.674112954602117e+000 | 2.7999e-07 |  | 7.674112954602117e+000 | 3.5843e-07 |  | 7.674112954602117e+000 | 3.3433e-07 |  | 7.6794 | 4.4441e-06 | 17.8912 | 4.4441e-06
7.679434088311266e+000 | 2.4859e-07 | 7.6794 | 7.679434088311266e+000 | 2.8026e-07 |  | 7.679434088311266e+000 | 3.589e-07 |  | 7.679434088311266e+000 | 3.3475e-07 |  | 7.6848 | 4.4438e-06 | 17.8762 | 4.4438e-06
7.684758911627815e+000 | 2.4878e-07 | 7.6848 | 7.684758911627815e+000 | 2.8054e-07 |  | 7.684758911627815e+000 | 3.5937e-07 |  | 7.684758911627815e+000 | 3.3516e-07 |  | 7.6901 | 4.4435e-06 | 17.8612 | 4.4435e-06
7.690087427110092e+000 | 2.4898e-07 | 7.6901 | 7.690087427110092e+000 | 2.8082e-07 |  | 7.690087427110092e+000 | 3.5985e-07 |  | 7.690087427110092e+000 | 3.3558e-07 |  | 7.6954 | 4.4433e-06 | 17.8461 | 4.4433e-06
7.695419637318199e+000 | 2.4917e-07 | 7.6954 | 7.695419637318199e+000 | 2.8111e-07 |  | 7.695419637318199e+000 | 3.6032e-07 |  | 7.695419637318199e+000 | 3.36e-07 |  | 7.7008 | 4.443e-06 | 17.8311 | 4.443e-06
7.700755544814013e+000 | 2.4936e-07 | 7.7008 | 7.700755544814013e+000 | 2.8139e-07 |  | 7.700755544814013e+000 | 3.608e-07 |  | 7.700755544814013e+000 | 3.3642e-07 |  | 7.7061 | 4.4427e-06 | 17.8161 | 4.4427e-06
7.706095152161185e+000 | 2.4956e-07 | 7.7061 | 7.706095152161185e+000 | 2.8167e-07 |  | 7.706095152161185e+000 | 3.6128e-07 |  | 7.706095152161185e+000 | 3.3684e-07 |  | 7.7114 | 4.4424e-06 | 17.8011 | 4.4424e-06
7.711438461925147e+000 | 2.4975e-07 | 7.7114 | 7.711438461925147e+000 | 2.8195e-07 |  | 7.711438461925147e+000 | 3.6175e-07 |  | 7.711438461925147e+000 | 3.3726e-07 |  | 7.7168 | 4.4421e-06 | 17.786 | 4.4421e-06
7.716785476673108e+000 | 2.4995e-07 | 7.7168 | 7.716785476673108e+000 | 2.8224e-07 |  | 7.716785476673108e+000 | 3.6223e-07 |  | 7.716785476673108e+000 | 3.3768e-07 |  | 7.7221 | 4.4418e-06 | 17.771 | 4.4418e-06
7.722136198974058e+000 | 2.5014e-07 | 7.7221 | 7.722136198974058e+000 | 2.8252e-07 |  | 7.722136198974058e+000 | 3.6271e-07 |  | 7.722136198974058e+000 | 3.381e-07 |  | 7.7275 | 4.4415e-06 | 17.756 | 4.4415e-06
7.727490631398766e+000 | 2.5034e-07 | 7.7275 | 7.727490631398766e+000 | 2.828e-07 |  | 7.727490631398766e+000 | 3.632e-07 |  | 7.727490631398766e+000 | 3.3853e-07 |  | 7.7328 | 4.4412e-06 | 17.741 | 4.4412e-06
7.732848776519787e+000 | 2.5053e-07 | 7.7328 | 7.732848776519787e+000 | 2.8309e-07 |  | 7.732848776519787e+000 | 3.6368e-07 |  | 7.732848776519787e+000 | 3.3895e-07 |  | 7.7382 | 4.4409e-06 | 17.726 | 4.4409e-06
7.738210636911458e+000 | 2.5073e-07 | 7.7382 | 7.738210636911458e+000 | 2.8337e-07 |  | 7.738210636911458e+000 | 3.6416e-07 |  | 7.738210636911458e+000 | 3.3938e-07 |  | 7.7436 | 4.4406e-06 | 17.711 | 4.4406e-06
7.743576215149901e+000 | 2.5092e-07 | 7.7436 | 7.743576215149901e+000 | 2.8366e-07 |  | 7.743576215149901e+000 | 3.6465e-07 |  | 7.743576215149901e+000 | 3.398e-07 |  | 7.7489 | 4.4403e-06 | 17.696 | 4.4403e-06
7.748945513813023e+000 | 2.5112e-07 | 7.7489 | 7.748945513813023e+000 | 2.8395e-07 |  | 7.748945513813023e+000 | 3.6513e-07 |  | 7.748945513813023e+000 | 3.4023e-07 |  | 7.7543 | 4.4401e-06 | 17.681 | 4.4401e-06
7.754318535480522e+000 | 2.5132e-07 | 7.7543 | 7.754318535480522e+000 | 2.8423e-07 |  | 7.754318535480522e+000 | 3.6562e-07 |  | 7.754318535480522e+000 | 3.4066e-07 |  | 7.7597 | 4.4398e-06 | 17.666 | 4.4398e-06
7.759695282733881e+000 | 2.5151e-07 | 7.7597 | 7.759695282733881e+000 | 2.8452e-07 |  | 7.759695282733881e+000 | 3.6611e-07 |  | 7.759695282733881e+000 | 3.4109e-07 |  | 7.7651 | 4.4395e-06 | 17.6509 | 4.4395e-06
7.765075758156374e+000 | 2.5171e-07 | 7.7651 | 7.765075758156374e+000 | 2.8481e-07 |  | 7.765075758156374e+000 | 3.666e-07 |  | 7.765075758156374e+000 | 3.4152e-07 |  | 7.7705 | 4.4392e-06 | 17.636 | 4.4392e-06
7.770459964333068e+000 | 2.5191e-07 | 7.7705 | 7.770459964333068e+000 | 2.851e-07 |  | 7.770459964333068e+000 | 3.6709e-07 |  | 7.770459964333068e+000 | 3.4195e-07 |  | 7.7758 | 4.4389e-06 | 17.621 | 4.4389e-06
7.775847903850822e+000 | 2.5211e-07 | 7.7758 | 7.775847903850822e+000 | 2.8539e-07 |  | 7.775847903850822e+000 | 3.6758e-07 |  | 7.775847903850822e+000 | 3.4238e-07 |  | 7.7812 | 4.4386e-06 | 17.606 | 4.4386e-06
7.781239579298286e+000 | 2.5231e-07 | 7.7812 | 7.781239579298286e+000 | 2.8568e-07 |  | 7.781239579298286e+000 | 3.6807e-07 |  | 7.781239579298286e+000 | 3.4281e-07 |  | 7.7866 | 4.4383e-06 | 17.591 | 4.4383e-06
7.786634993265907e+000 | 2.525e-07 | 7.7866 | 7.786634993265907e+000 | 2.8597e-07 |  | 7.786634993265907e+000 | 3.6857e-07 |  | 7.786634993265907e+000 | 3.4325e-07 |  | 7.792 | 4.438e-06 | 17.576 | 4.438e-06
7.792034148345929e+000 | 2.527e-07 | 7.792 | 7.792034148345929e+000 | 2.8626e-07 |  | 7.792034148345929e+000 | 3.6906e-07 |  | 7.792034148345929e+000 | 3.4368e-07 |  | 7.7974 | 4.4377e-06 | 17.561 | 4.4377e-06
7.797437047132393e+000 | 2.529e-07 | 7.7974 | 7.797437047132393e+000 | 2.8655e-07 |  | 7.797437047132393e+000 | 3.6956e-07 |  | 7.797437047132393e+000 | 3.4412e-07 |  | 7.8028 | 4.4374e-06 | 17.546 | 4.4374e-06
7.802843692221136e+000 | 2.531e-07 | 7.8028 | 7.802843692221136e+000 | 2.8684e-07 |  | 7.802843692221136e+000 | 3.7005e-07 |  | 7.802843692221136e+000 | 3.4456e-07 |  | 7.8083 | 4.4372e-06 | 17.531 | 4.4372e-06
7.808254086209798e+000 | 2.533e-07 | 7.8083 | 7.808254086209798e+000 | 2.8714e-07 |  | 7.808254086209798e+000 | 3.7055e-07 |  | 7.808254086209798e+000 | 3.4499e-07 |  | 7.8137 | 4.4369e-06 | 17.5161 | 4.4369e-06
7.813668231697821e+000 | 2.535e-07 | 7.8137 | 7.813668231697821e+000 | 2.8743e-07 |  | 7.813668231697821e+000 | 3.7105e-07 |  | 7.813668231697821e+000 | 3.4543e-07 |  | 7.8191 | 4.4366e-06 | 17.5011 | 4.4366e-06
7.819086131286444e+000 | 2.537e-07 | 7.8191 | 7.819086131286444e+000 | 2.8772e-07 |  | 7.819086131286444e+000 | 3.7155e-07 |  | 7.819086131286444e+000 | 3.4587e-07 |  | 7.8245 | 4.4363e-06 | 17.4861 | 4.4363e-06
7.824507787578717e+000 | 2.539e-07 | 7.8245 | 7.824507787578717e+000 | 2.8802e-07 |  | 7.824507787578717e+000 | 3.7205e-07 |  | 7.824507787578717e+000 | 3.4631e-07 |  | 7.8299 | 4.436e-06 | 17.4712 | 4.436e-06
7.829933203179488e+000 | 2.5411e-07 | 7.8299 | 7.829933203179488e+000 | 2.8831e-07 |  | 7.829933203179488e+000 | 3.7255e-07 |  | 7.829933203179488e+000 | 3.4675e-07 |  | 7.8354 | 4.4357e-06 | 17.4562 | 4.4357e-06
7.835362380695417e+000 | 2.5431e-07 | 7.8354 | 7.835362380695417e+000 | 2.8861e-07 |  | 7.835362380695417e+000 | 3.7306e-07 |  | 7.835362380695417e+000 | 3.472e-07 |  | 7.8408 | 4.4354e-06 | 17.4412 | 4.4354e-06
7.840795322734967e+000 | 2.5451e-07 | 7.8408 | 7.840795322734967e+000 | 2.8891e-07 |  | 7.840795322734967e+000 | 3.7356e-07 |  | 7.840795322734967e+000 | 3.4764e-07 |  | 7.8462 | 4.4351e-06 | 17.4263 | 4.4351e-06
7.846232031908412e+000 | 2.5471e-07 | 7.8462 | 7.846232031908412e+000 | 2.892e-07 |  | 7.846232031908412e+000 | 3.7407e-07 |  | 7.846232031908412e+000 | 3.4808e-07 |  | 7.8517 | 4.4349e-06 | 17.4113 | 4.4349e-06
7.851672510827836e+000 | 2.5491e-07 | 7.8517 | 7.851672510827836e+000 | 2.895e-07 |  | 7.851672510827836e+000 | 3.7457e-07 |  | 7.851672510827836e+000 | 3.4853e-07 |  | 7.8571 | 4.4346e-06 | 17.3964 | 4.4346e-06
7.857116762107133e+000 | 2.5512e-07 | 7.8571 | 7.857116762107133e+000 | 2.898e-07 |  | 7.857116762107133e+000 | 3.7508e-07 |  | 7.857116762107133e+000 | 3.4898e-07 |  | 7.8626 | 4.4343e-06 | 17.3814 | 4.4343e-06
7.862564788362010e+000 | 2.5532e-07 | 7.8626 | 7.862564788362010e+000 | 2.901e-07 |  | 7.862564788362010e+000 | 3.7559e-07 |  | 7.862564788362010e+000 | 3.4942e-07 |  | 7.868 | 4.434e-06 | 17.3665 | 4.434e-06
7.868016592209989e+000 | 2.5552e-07 | 7.868 | 7.868016592209989e+000 | 2.904e-07 |  | 7.868016592209989e+000 | 3.761e-07 |  | 7.868016592209989e+000 | 3.4987e-07 |  | 7.8735 | 4.4337e-06 | 17.3515 | 4.4337e-06
7.873472176270403e+000 | 2.5573e-07 | 7.8735 | 7.873472176270403e+000 | 2.907e-07 |  | 7.873472176270403e+000 | 3.7661e-07 |  | 7.873472176270403e+000 | 3.5032e-07 |  | 7.8789 | 4.4334e-06 | 17.3366 | 4.4334e-06
7.878931543164407e+000 | 2.5593e-07 | 7.8789 | 7.878931543164407e+000 | 2.91e-07 |  | 7.878931543164407e+000 | 3.7712e-07 |  | 7.878931543164407e+000 | 3.5077e-07 |  | 7.8844 | 4.4331e-06 | 17.3216 | 4.4331e-06
7.884394695514968e+000 | 2.5614e-07 | 7.8844 | 7.884394695514968e+000 | 2.913e-07 |  | 7.884394695514968e+000 | 3.7763e-07 |  | 7.884394695514968e+000 | 3.5122e-07 |  | 7.8899 | 4.4329e-06 | 17.3067 | 4.4329e-06
7.889861635946875e+000 | 2.5634e-07 | 7.8899 | 7.889861635946875e+000 | 2.916e-07 |  | 7.889861635946875e+000 | 3.7815e-07 |  | 7.889861635946875e+000 | 3.5167e-07 |  | 7.8953 | 4.4326e-06 | 17.2918 | 4.4326e-06
7.895332367086737e+000 | 2.5655e-07 | 7.8953 | 7.895332367086737e+000 | 2.919e-07 |  | 7.895332367086737e+000 | 3.7866e-07 |  | 7.895332367086737e+000 | 3.5213e-07 |  | 7.9008 | 4.4323e-06 | 17.2768 | 4.4323e-06
7.900806891562982e+000 | 2.5675e-07 | 7.9008 | 7.900806891562982e+000 | 2.9221e-07 |  | 7.900806891562982e+000 | 3.7918e-07 |  | 7.900806891562982e+000 | 3.5258e-07 |  | 7.9063 | 4.432e-06 | 17.2619 | 4.432e-06
7.906285212005862e+000 | 2.5696e-07 | 7.9063 | 7.906285212005862e+000 | 2.9251e-07 |  | 7.906285212005862e+000 | 3.797e-07 |  | 7.906285212005862e+000 | 3.5304e-07 |  | 7.9118 | 4.4317e-06 | 17.247 | 4.4317e-06
7.911767331047454e+000 | 2.5716e-07 | 7.9118 | 7.911767331047454e+000 | 2.9281e-07 |  | 7.911767331047454e+000 | 3.8022e-07 |  | 7.911767331047454e+000 | 3.5349e-07 |  | 7.9173 | 4.4314e-06 | 17.232 | 4.4314e-06
7.917253251321657e+000 | 2.5737e-07 | 7.9173 | 7.917253251321657e+000 | 2.9312e-07 |  | 7.917253251321657e+000 | 3.8074e-07 |  | 7.917253251321657e+000 | 3.5395e-07 |  | 7.9227 | 4.4312e-06 | 17.2171 | 4.4312e-06
7.922742975464199e+000 | 2.5758e-07 | 7.9227 | 7.922742975464199e+000 | 2.9342e-07 |  | 7.922742975464199e+000 | 3.8126e-07 |  | 7.922742975464199e+000 | 3.5441e-07 |  | 7.9282 | 4.4309e-06 | 17.2022 | 4.4309e-06
7.928236506112635e+000 | 2.5778e-07 | 7.9282 | 7.928236506112635e+000 | 2.9373e-07 |  | 7.928236506112635e+000 | 3.8178e-07 |  | 7.928236506112635e+000 | 3.5487e-07 |  | 7.9337 | 4.4306e-06 | 17.1873 | 4.4306e-06
7.933733845906347e+000 | 2.5799e-07 | 7.9337 | 7.933733845906347e+000 | 2.9404e-07 |  | 7.933733845906347e+000 | 3.8231e-07 |  | 7.933733845906347e+000 | 3.5533e-07 |  | 7.9392 | 4.4303e-06 | 17.1724 | 4.4303e-06
7.939234997486550e+000 | 2.582e-07 | 7.9392 | 7.939234997486550e+000 | 2.9434e-07 |  | 7.939234997486550e+000 | 3.8283e-07 |  | 7.939234997486550e+000 | 3.5579e-07 |  | 7.9447 | 4.43e-06 | 17.1575 | 4.43e-06
7.944739963496289e+000 | 2.5841e-07 | 7.9447 | 7.944739963496289e+000 | 2.9465e-07 |  | 7.944739963496289e+000 | 3.8336e-07 |  | 7.944739963496289e+000 | 3.5625e-07 |  | 7.9502 | 4.4297e-06 | 17.1426 | 4.4297e-06
7.950248746580440e+000 | 2.5861e-07 | 7.9502 | 7.950248746580440e+000 | 2.9496e-07 |  | 7.950248746580440e+000 | 3.8388e-07 |  | 7.950248746580440e+000 | 3.5671e-07 |  | 7.9558 | 4.4294e-06 | 17.1277 | 4.4294e-06
7.955761349385717e+000 | 2.5882e-07 | 7.9558 | 7.955761349385717e+000 | 2.9527e-07 |  | 7.955761349385717e+000 | 3.8441e-07 |  | 7.955761349385717e+000 | 3.5718e-07 |  | 7.9613 | 4.4292e-06 | 17.1128 | 4.4292e-06
7.961277774560664e+000 | 2.5903e-07 | 7.9613 | 7.961277774560664e+000 | 2.9558e-07 |  | 7.961277774560664e+000 | 3.8494e-07 |  | 7.961277774560664e+000 | 3.5764e-07 |  | 7.9668 | 4.4289e-06 | 17.0979 | 4.4289e-06
7.966798024755667e+000 | 2.5924e-07 | 7.9668 | 7.966798024755667e+000 | 2.9589e-07 |  | 7.966798024755667e+000 | 3.8547e-07 |  | 7.966798024755667e+000 | 3.5811e-07 |  | 7.9723 | 4.4286e-06 | 17.083 | 4.4286e-06
7.972322102622944e+000 | 2.5945e-07 | 7.9723 | 7.972322102622944e+000 | 2.962e-07 |  | 7.972322102622944e+000 | 3.86e-07 |  | 7.972322102622944e+000 | 3.5858e-07 |  | 7.9779 | 4.4283e-06 | 17.0681 | 4.4283e-06
7.977850010816558e+000 | 2.5966e-07 | 7.9779 | 7.977850010816558e+000 | 2.9651e-07 |  | 7.977850010816558e+000 | 3.8653e-07 |  | 7.977850010816558e+000 | 3.5904e-07 |  | 7.9834 | 4.428e-06 | 17.0532 | 4.428e-06
7.983381751992407e+000 | 2.5987e-07 | 7.9834 | 7.983381751992407e+000 | 2.9682e-07 |  | 7.983381751992407e+000 | 3.8707e-07 |  | 7.983381751992407e+000 | 3.5951e-07 |  | 7.9889 | 4.4278e-06 | 17.0383 | 4.4278e-06
7.988917328808233e+000 | 2.6008e-07 | 7.9889 | 7.988917328808233e+000 | 2.9714e-07 |  | 7.988917328808233e+000 | 3.876e-07 |  | 7.988917328808233e+000 | 3.5998e-07 |  | 7.9945 | 4.4275e-06 | 17.0234 | 4.4275e-06
7.994456743923622e+000 | 2.6029e-07 | 7.9945 | 7.994456743923622e+000 | 2.9745e-07 |  | 7.994456743923622e+000 | 3.8814e-07 |  | 7.994456743923622e+000 | 3.6045e-07 |  | 8 | 4.4272e-06 | 17.0085 | 4.4272e-06
8.000000000000002e+000 | 2.605e-07 | 8 | 8.000000000000002e+000 | 2.9776e-07 |  | 8.000000000000002e+000 | 3.8868e-07 |  | 8.000000000000002e+000 | 3.6093e-07 |  | 8.0055 | 4.4269e-06 | 16.9936 | 4.4269e-06
8.005547099700646e+000 | 2.6072e-07 | 8.0055 | 8.005547099700646e+000 | 2.9808e-07 |  | 8.005547099700646e+000 | 3.8922e-07 |  | 8.005547099700646e+000 | 3.614e-07 |  | 8.0111 | 4.4266e-06 | 16.9788 | 4.4266e-06
8.011098045690678e+000 | 2.6093e-07 | 8.0111 | 8.011098045690678e+000 | 2.9839e-07 |  | 8.011098045690678e+000 | 3.8976e-07 |  | 8.011098045690678e+000 | 3.6187e-07 |  | 8.0167 | 4.4263e-06 | 16.9639 | 4.4263e-06
8.016652840637065e+000 | 2.6114e-07 | 8.0167 | 8.016652840637065e+000 | 2.9871e-07 |  | 8.016652840637065e+000 | 3.903e-07 |  | 8.016652840637065e+000 | 3.6235e-07 |  | 8.0222 | 4.4261e-06 | 16.949 | 4.4261e-06
8.022211487208622e+000 | 2.6135e-07 | 8.0222 | 8.022211487208622e+000 | 2.9902e-07 |  | 8.022211487208622e+000 | 3.9084e-07 |  | 8.022211487208622e+000 | 3.6283e-07 |  | 8.0278 | 4.4258e-06 | 16.9342 | 4.4258e-06
8.027773988076024e+000 | 2.6157e-07 | 8.0278 | 8.027773988076024e+000 | 2.9934e-07 |  | 8.027773988076024e+000 | 3.9138e-07 |  | 8.027773988076024e+000 | 3.633e-07 |  | 8.0333 | 4.4255e-06 | 16.9193 | 4.4255e-06
8.033340345911787e+000 | 2.6178e-07 | 8.0333 | 8.033340345911787e+000 | 2.9966e-07 |  | 8.033340345911787e+000 | 3.9193e-07 |  | 8.033340345911787e+000 | 3.6378e-07 |  | 8.0389 | 4.4252e-06 | 16.9044 | 4.4252e-06
8.038910563390285e+000 | 2.6199e-07 | 8.0389 | 8.038910563390285e+000 | 2.9998e-07 |  | 8.038910563390285e+000 | 3.9247e-07 |  | 8.038910563390285e+000 | 3.6426e-07 |  | 8.0445 | 4.4249e-06 | 16.8896 | 4.4249e-06
8.044484643187747e+000 | 2.6221e-07 | 8.0445 | 8.044484643187747e+000 | 3.003e-07 |  | 8.044484643187747e+000 | 3.9302e-07 |  | 8.044484643187747e+000 | 3.6474e-07 |  | 8.0501 | 4.4247e-06 | 16.8747 | 4.4247e-06
8.050062587982255e+000 | 2.6242e-07 | 8.0501 | 8.050062587982255e+000 | 3.0062e-07 |  | 8.050062587982255e+000 | 3.9357e-07 |  | 8.050062587982255e+000 | 3.6522e-07 |  | 8.0556 | 4.4244e-06 | 16.8599 | 4.4244e-06
8.055644400453753e+000 | 2.6264e-07 | 8.0556 | 8.055644400453753e+000 | 3.0094e-07 |  | 8.055644400453753e+000 | 3.9412e-07 |  | 8.055644400453753e+000 | 3.6571e-07 |  | 8.0612 | 4.4241e-06 | 16.845 | 4.4241e-06
8.061230083284034e+000 | 2.6285e-07 | 8.0612 | 8.061230083284034e+000 | 3.0126e-07 |  | 8.061230083284034e+000 | 3.9467e-07 |  | 8.061230083284034e+000 | 3.6619e-07 |  | 8.0668 | 4.4238e-06 | 16.8302 | 4.4238e-06
8.066819639156762e+000 | 2.6307e-07 | 8.0668 | 8.066819639156762e+000 | 3.0158e-07 |  | 8.066819639156762e+000 | 3.9522e-07 |  | 8.066819639156762e+000 | 3.6667e-07 |  | 8.0724 | 4.4235e-06 | 16.8154 | 4.4235e-06
8.072413070757452e+000 | 2.6328e-07 | 8.0724 | 8.072413070757452e+000 | 3.019e-07 |  | 8.072413070757452e+000 | 3.9577e-07 |  | 8.072413070757452e+000 | 3.6716e-07 |  | 8.078 | 4.4233e-06 | 16.8005 | 4.4233e-06
8.078010380773488e+000 | 2.635e-07 | 8.078 | 8.078010380773488e+000 | 3.0223e-07 |  | 8.078010380773488e+000 | 3.9633e-07 |  | 8.078010380773488e+000 | 3.6765e-07 |  | 8.0836 | 4.423e-06 | 16.7857 | 4.423e-06
8.083611571894112e+000 | 2.6371e-07 | 8.0836 | 8.083611571894112e+000 | 3.0255e-07 |  | 8.083611571894112e+000 | 3.9688e-07 |  | 8.083611571894112e+000 | 3.6813e-07 |  | 8.0892 | 4.4227e-06 | 16.7708 | 4.4227e-06
8.089216646810435e+000 | 2.6393e-07 | 8.0892 | 8.089216646810435e+000 | 3.0287e-07 |  | 8.089216646810435e+000 | 3.9744e-07 |  | 8.089216646810435e+000 | 3.6862e-07 |  | 8.0948 | 4.4224e-06 | 16.756 | 4.4224e-06
8.094825608215432e+000 | 2.6415e-07 | 8.0948 | 8.094825608215432e+000 | 3.032e-07 |  | 8.094825608215432e+000 | 3.98e-07 |  | 8.094825608215432e+000 | 3.6911e-07 |  | 8.1004 | 4.4221e-06 | 16.7412 | 4.4221e-06
8.100438458803945e+000 | 2.6436e-07 | 8.1004 | 8.100438458803945e+000 | 3.0352e-07 |  | 8.100438458803945e+000 | 3.9856e-07 |  | 8.100438458803945e+000 | 3.696e-07 |  | 8.1061 | 4.4219e-06 | 16.7264 | 4.4219e-06
8.106055201272685e+000 | 2.6458e-07 | 8.1061 | 8.106055201272685e+000 | 3.0385e-07 |  | 8.106055201272685e+000 | 3.9912e-07 |  | 8.106055201272685e+000 | 3.701e-07 |  | 8.1117 | 4.4216e-06 | 16.7116 | 4.4216e-06
8.111675838320235e+000 | 2.648e-07 | 8.1117 | 8.111675838320235e+000 | 3.0418e-07 |  | 8.111675838320235e+000 | 3.9968e-07 |  | 8.111675838320235e+000 | 3.7059e-07 |  | 8.1173 | 4.4213e-06 | 16.6967 | 4.4213e-06
8.117300372647044e+000 | 2.6502e-07 | 8.1173 | 8.117300372647044e+000 | 3.045e-07 |  | 8.117300372647044e+000 | 4.0024e-07 |  | 8.117300372647044e+000 | 3.7108e-07 |  | 8.1229 | 4.421e-06 | 16.6819 | 4.421e-06
8.122928806955439e+000 | 2.6524e-07 | 8.1229 | 8.122928806955439e+000 | 3.0483e-07 |  | 8.122928806955439e+000 | 4.0081e-07 |  | 8.122928806955439e+000 | 3.7158e-07 |  | 8.1286 | 4.4208e-06 | 16.6671 | 4.4208e-06
8.128561143949616e+000 | 2.6546e-07 | 8.1286 | 8.128561143949616e+000 | 3.0516e-07 |  | 8.128561143949616e+000 | 4.0137e-07 |  | 8.128561143949616e+000 | 3.7208e-07 |  | 8.1342 | 4.4205e-06 | 16.6523 | 4.4205e-06
8.134197386335652e+000 | 2.6568e-07 | 8.1342 | 8.134197386335652e+000 | 3.0549e-07 |  | 8.134197386335652e+000 | 4.0194e-07 |  | 8.134197386335652e+000 | 3.7257e-07 |  | 8.1398 | 4.4202e-06 | 16.6375 | 4.4202e-06
8.139837536821492e+000 | 2.659e-07 | 8.1398 | 8.139837536821492e+000 | 3.0582e-07 |  | 8.139837536821492e+000 | 4.0251e-07 |  | 8.139837536821492e+000 | 3.7307e-07 |  | 8.1455 | 4.4199e-06 | 16.6227 | 4.4199e-06
8.145481598116968e+000 | 2.6612e-07 | 8.1455 | 8.145481598116968e+000 | 3.0615e-07 |  | 8.145481598116968e+000 | 4.0308e-07 |  | 8.145481598116968e+000 | 3.7357e-07 |  | 8.1511 | 4.4196e-06 | 16.6079 | 4.4196e-06
8.151129572933783e+000 | 2.6634e-07 | 8.1511 | 8.151129572933783e+000 | 3.0648e-07 |  | 8.151129572933783e+000 | 4.0365e-07 |  | 8.151129572933783e+000 | 3.7407e-07 |  | 8.1568 | 4.4194e-06 | 16.5931 | 4.4194e-06
8.156781463985526e+000 | 2.6656e-07 | 8.1568 | 8.156781463985526e+000 | 3.0682e-07 |  | 8.156781463985526e+000 | 4.0422e-07 |  | 8.156781463985526e+000 | 3.7458e-07 |  | 8.1624 | 4.4191e-06 | 16.5783 | 4.4191e-06
8.162437273987663e+000 | 2.6678e-07 | 8.1624 | 8.162437273987663e+000 | 3.0715e-07 |  | 8.162437273987663e+000 | 4.0479e-07 |  | 8.162437273987663e+000 | 3.7508e-07 |  | 8.1681 | 4.4188e-06 | 16.5636 | 4.4188e-06
8.168097005657547e+000 | 2.67e-07 | 8.1681 | 8.168097005657547e+000 | 3.0748e-07 |  | 8.168097005657547e+000 | 4.0537e-07 |  | 8.168097005657547e+000 | 3.7558e-07 |  | 8.1738 | 4.4185e-06 | 16.5488 | 4.4185e-06
8.173760661714413e+000 | 2.6722e-07 | 8.1738 | 8.173760661714413e+000 | 3.0782e-07 |  | 8.173760661714413e+000 | 4.0594e-07 |  | 8.173760661714413e+000 | 3.7609e-07 |  | 8.1794 | 4.4183e-06 | 16.534 | 4.4183e-06
8.179428244879381e+000 | 2.6745e-07 | 8.1794 | 8.179428244879381e+000 | 3.0815e-07 |  | 8.179428244879381e+000 | 4.0652e-07 |  | 8.179428244879381e+000 | 3.7659e-07 |  | 8.1851 | 4.418e-06 | 16.5192 | 4.418e-06
8.185099757875458e+000 | 2.6767e-07 | 8.1851 | 8.185099757875458e+000 | 3.0849e-07 |  | 8.185099757875458e+000 | 4.071e-07 |  | 8.185099757875458e+000 | 3.771e-07 |  | 8.1908 | 4.4177e-06 | 16.5044 | 4.4177e-06
8.190775203427540e+000 | 2.6789e-07 | 8.1908 | 8.190775203427540e+000 | 3.0882e-07 |  | 8.190775203427540e+000 | 4.0767e-07 |  | 8.190775203427540e+000 | 3.7761e-07 |  | 8.1965 | 4.4174e-06 | 16.4897 | 4.4174e-06
8.196454584262414e+000 | 2.6811e-07 | 8.1965 | 8.196454584262414e+000 | 3.0916e-07 |  | 8.196454584262414e+000 | 4.0826e-07 |  | 8.196454584262414e+000 | 3.7812e-07 |  | 8.2021 | 4.4172e-06 | 16.4749 | 4.4172e-06
8.202137903108753e+000 | 2.6834e-07 | 8.2021 | 8.202137903108753e+000 | 3.095e-07 |  | 8.202137903108753e+000 | 4.0884e-07 |  | 8.202137903108753e+000 | 3.7863e-07 |  | 8.2078 | 4.4169e-06 | 16.4601 | 4.4169e-06
8.207825162697125e+000 | 2.6856e-07 | 8.2078 | 8.207825162697125e+000 | 3.0984e-07 |  | 8.207825162697125e+000 | 4.0942e-07 |  | 8.207825162697125e+000 | 3.7914e-07 |  | 8.2135 | 4.4166e-06 | 16.4454 | 4.4166e-06
8.213516365759993e+000 | 2.6879e-07 | 8.2135 | 8.213516365759993e+000 | 3.1018e-07 |  | 8.213516365759993e+000 | 4.1001e-07 |  | 8.213516365759993e+000 | 3.7966e-07 |  | 8.2192 | 4.4163e-06 | 16.4306 | 4.4163e-06
8.219211515031713e+000 | 2.6901e-07 | 8.2192 | 8.219211515031713e+000 | 3.1052e-07 |  | 8.219211515031713e+000 | 4.1059e-07 |  | 8.219211515031713e+000 | 3.8017e-07 |  | 8.2249 | 4.4161e-06 | 16.4159 | 4.4161e-06
8.224910613248534e+000 | 2.6924e-07 | 8.2249 | 8.224910613248534e+000 | 3.1086e-07 |  | 8.224910613248534e+000 | 4.1118e-07 |  | 8.224910613248534e+000 | 3.8069e-07 |  | 8.2306 | 4.4158e-06 | 16.4011 | 4.4158e-06
8.230613663148606e+000 | 2.6946e-07 | 8.2306 | 8.230613663148606e+000 | 3.112e-07 |  | 8.230613663148606e+000 | 4.1177e-07 |  | 8.230613663148606e+000 | 3.812e-07 |  | 8.2363 | 4.4155e-06 | 16.3864 | 4.4155e-06
8.236320667471979e+000 | 2.6969e-07 | 8.2363 | 8.236320667471979e+000 | 3.1154e-07 |  | 8.236320667471979e+000 | 4.1236e-07 |  | 8.236320667471979e+000 | 3.8172e-07 |  | 8.242 | 4.4152e-06 | 16.3716 | 4.4152e-06
8.242031628960598e+000 | 2.6991e-07 | 8.242 | 8.242031628960598e+000 | 3.1188e-07 |  | 8.242031628960598e+000 | 4.1295e-07 |  | 8.242031628960598e+000 | 3.8224e-07 |  | 8.2477 | 4.415e-06 | 16.3569 | 4.415e-06
8.247746550358311e+000 | 2.7014e-07 | 8.2477 | 8.247746550358311e+000 | 3.1222e-07 |  | 8.247746550358311e+000 | 4.1354e-07 |  | 8.247746550358311e+000 | 3.8276e-07 |  | 8.2535 | 4.4147e-06 | 16.3422 | 4.4147e-06
8.253465434410874e+000 | 2.7037e-07 | 8.2535 | 8.253465434410874e+000 | 3.1257e-07 |  | 8.253465434410874e+000 | 4.1413e-07 |  | 8.253465434410874e+000 | 3.8328e-07 |  | 8.2592 | 4.4144e-06 | 16.3274 | 4.4144e-06
8.259188283865937e+000 | 2.7059e-07 | 8.2592 | 8.259188283865937e+000 | 3.1291e-07 |  | 8.259188283865937e+000 | 4.1473e-07 |  | 8.259188283865937e+000 | 3.838e-07 |  | 8.2649 | 4.4141e-06 | 16.3127 | 4.4141e-06
8.264915101473061e+000 | 2.7082e-07 | 8.2649 | 8.264915101473061e+000 | 3.1326e-07 |  | 8.264915101473061e+000 | 4.1532e-07 |  | 8.264915101473061e+000 | 3.8433e-07 |  | 8.2706 | 4.4139e-06 | 16.298 | 4.4139e-06
8.270645889983717e+000 | 2.7105e-07 | 8.2706 | 8.270645889983717e+000 | 3.136e-07 |  | 8.270645889983717e+000 | 4.1592e-07 |  | 8.270645889983717e+000 | 3.8485e-07 |  | 8.2764 | 4.4136e-06 | 16.2833 | 4.4136e-06
8.276380652151275e+000 | 2.7128e-07 | 8.2764 | 8.276380652151275e+000 | 3.1395e-07 |  | 8.276380652151275e+000 | 4.1652e-07 |  | 8.276380652151275e+000 | 3.8538e-07 |  | 8.2821 | 4.4133e-06 | 16.2685 | 4.4133e-06
8.282119390731022e+000 | 2.7151e-07 | 8.2821 | 8.282119390731022e+000 | 3.143e-07 |  | 8.282119390731022e+000 | 4.1712e-07 |  | 8.282119390731022e+000 | 3.859e-07 |  | 8.2879 | 4.413e-06 | 16.2538 | 4.413e-06
8.287862108480150e+000 | 2.7174e-07 | 8.2879 | 8.287862108480150e+000 | 3.1465e-07 |  | 8.287862108480150e+000 | 4.1772e-07 |  | 8.287862108480150e+000 | 3.8643e-07 |  | 8.2936 | 4.4128e-06 | 16.2391 | 4.4128e-06
8.293608808157767e+000 | 2.7197e-07 | 8.2936 | 8.293608808157767e+000 | 3.1499e-07 |  | 8.293608808157767e+000 | 4.1833e-07 |  | 8.293608808157767e+000 | 3.8696e-07 |  | 8.2994 | 4.4125e-06 | 16.2244 | 4.4125e-06
8.299359492524893e+000 | 2.722e-07 | 8.2994 | 8.299359492524893e+000 | 3.1534e-07 |  | 8.299359492524893e+000 | 4.1893e-07 |  | 8.299359492524893e+000 | 3.8749e-07 |  | 8.3051 | 4.4122e-06 | 16.2097 | 4.4122e-06
8.305114164344460e+000 | 2.7243e-07 | 8.3051 | 8.305114164344460e+000 | 3.1569e-07 |  | 8.305114164344460e+000 | 4.1954e-07 |  | 8.305114164344460e+000 | 3.8802e-07 |  | 8.3109 | 4.412e-06 | 16.195 | 4.412e-06
8.310872826381317e+000 | 2.7266e-07 | 8.3109 | 8.310872826381317e+000 | 3.1605e-07 |  | 8.310872826381317e+000 | 4.2014e-07 |  | 8.310872826381317e+000 | 3.8856e-07 |  | 8.3166 | 4.4117e-06 | 16.1803 | 4.4117e-06
8.316635481402232e+000 | 2.7289e-07 | 8.3166 | 8.316635481402232e+000 | 3.164e-07 |  | 8.316635481402232e+000 | 4.2075e-07 |  | 8.316635481402232e+000 | 3.8909e-07 |  | 8.3224 | 4.4114e-06 | 16.1656 | 4.4114e-06
8.322402132175888e+000 | 2.7312e-07 | 8.3224 | 8.322402132175888e+000 | 3.1675e-07 |  | 8.322402132175888e+000 | 4.2136e-07 |  | 8.322402132175888e+000 | 3.8962e-07 |  | 8.3282 | 4.4111e-06 | 16.1509 | 4.4111e-06
8.328172781472894e+000 | 2.7335e-07 | 8.3282 | 8.328172781472894e+000 | 3.171e-07 |  | 8.328172781472894e+000 | 4.2197e-07 |  | 8.328172781472894e+000 | 3.9016e-07 |  | 8.3339 | 4.4109e-06 | 16.1362 | 4.4109e-06
8.333947432065772e+000 | 2.7358e-07 | 8.3339 | 8.333947432065772e+000 | 3.1746e-07 |  | 8.333947432065772e+000 | 4.2259e-07 |  | 8.333947432065772e+000 | 3.907e-07 |  | 8.3397 | 4.4106e-06 | 16.1216 | 4.4106e-06
8.339726086728973e+000 | 2.7382e-07 | 8.3397 | 8.339726086728973e+000 | 3.1781e-07 |  | 8.339726086728973e+000 | 4.232e-07 |  | 8.339726086728973e+000 | 3.9124e-07 |  | 8.3455 | 4.4103e-06 | 16.1069 | 4.4103e-06
8.345508748238867e+000 | 2.7405e-07 | 8.3455 | 8.345508748238867e+000 | 3.1817e-07 |  | 8.345508748238867e+000 | 4.2381e-07 |  | 8.345508748238867e+000 | 3.9178e-07 |  | 8.3513 | 4.4101e-06 | 16.0922 | 4.4101e-06
8.351295419373754e+000 | 2.7428e-07 | 8.3513 | 8.351295419373754e+000 | 3.1852e-07 |  | 8.351295419373754e+000 | 4.2443e-07 |  | 8.351295419373754e+000 | 3.9232e-07 |  | 8.3571 | 4.4098e-06 | 16.0775 | 4.4098e-06
8.357086102913854e+000 | 2.7452e-07 | 8.3571 | 8.357086102913854e+000 | 3.1888e-07 |  | 8.357086102913854e+000 | 4.2505e-07 |  | 8.357086102913854e+000 | 3.9286e-07 |  | 8.3629 | 4.4095e-06 | 16.0629 | 4.4095e-06
8.362880801641321e+000 | 2.7475e-07 | 8.3629 | 8.362880801641321e+000 | 3.1924e-07 |  | 8.362880801641321e+000 | 4.2567e-07 |  | 8.362880801641321e+000 | 3.934e-07 |  | 8.3687 | 4.4092e-06 | 16.0482 | 4.4092e-06
8.368679518340235e+000 | 2.7498e-07 | 8.3687 | 8.368679518340235e+000 | 3.1959e-07 |  | 8.368679518340235e+000 | 4.2629e-07 |  | 8.368679518340235e+000 | 3.9395e-07 |  | 8.3745 | 4.409e-06 | 16.0336 | 4.409e-06
8.374482255796607e+000 | 2.7522e-07 | 8.3745 | 8.374482255796607e+000 | 3.1995e-07 |  | 8.374482255796607e+000 | 4.2691e-07 |  | 8.374482255796607e+000 | 3.9449e-07 |  | 8.3803 | 4.4087e-06 | 16.0189 | 4.4087e-06
8.380289016798381e+000 | 2.7545e-07 | 8.3803 | 8.380289016798381e+000 | 3.2031e-07 |  | 8.380289016798381e+000 | 4.2753e-07 |  | 8.380289016798381e+000 | 3.9504e-07 |  | 8.3861 | 4.4084e-06 | 16.0042 | 4.4084e-06
8.386099804135432e+000 | 2.7569e-07 | 8.3861 | 8.386099804135432e+000 | 3.2067e-07 |  | 8.386099804135432e+000 | 4.2816e-07 |  | 8.386099804135432e+000 | 3.9559e-07 |  | 8.3919 | 4.4082e-06 | 15.9896 | 4.4082e-06
8.391914620599570e+000 | 2.7592e-07 | 8.3919 | 8.391914620599570e+000 | 3.2103e-07 |  | 8.391914620599570e+000 | 4.2879e-07 |  | 8.391914620599570e+000 | 3.9614e-07 |  | 8.3977 | 4.4079e-06 | 15.975 | 4.4079e-06
8.397733468984541e+000 | 2.7616e-07 | 8.3977 | 8.397733468984541e+000 | 3.214e-07 |  | 8.397733468984541e+000 | 4.2941e-07 |  | 8.397733468984541e+000 | 3.9669e-07 |  | 8.4036 | 4.4076e-06 | 15.9603 | 4.4076e-06
8.403556352086028e+000 | 2.764e-07 | 8.4036 | 8.403556352086028e+000 | 3.2176e-07 |  | 8.403556352086028e+000 | 4.3004e-07 |  | 8.403556352086028e+000 | 3.9724e-07 |  | 8.4094 | 4.4074e-06 | 15.9457 | 4.4074e-06
8.409383272701653e+000 | 2.7663e-07 | 8.4094 | 8.409383272701653e+000 | 3.2212e-07 |  | 8.409383272701653e+000 | 4.3067e-07 |  | 8.409383272701653e+000 | 3.9779e-07 |  | 8.4152 | 4.4071e-06 | 15.931 | 4.4071e-06
8.415214233630980e+000 | 2.7687e-07 | 8.4152 | 8.415214233630980e+000 | 3.2249e-07 |  | 8.415214233630980e+000 | 4.313e-07 |  | 8.415214233630980e+000 | 3.9835e-07 |  | 8.421 | 4.4068e-06 | 15.9164 | 4.4068e-06
8.421049237675510e+000 | 2.7711e-07 | 8.421 | 8.421049237675510e+000 | 3.2285e-07 |  | 8.421049237675510e+000 | 4.3194e-07 |  | 8.421049237675510e+000 | 3.989e-07 |  | 8.4269 | 4.4065e-06 | 15.9018 | 4.4065e-06
8.426888287638688e+000 | 2.7735e-07 | 8.4269 | 8.426888287638688e+000 | 3.2322e-07 |  | 8.426888287638688e+000 | 4.3257e-07 |  | 8.426888287638688e+000 | 3.9946e-07 |  | 8.4327 | 4.4063e-06 | 15.8872 | 4.4063e-06
8.432731386325905e+000 | 2.7759e-07 | 8.4327 | 8.432731386325905e+000 | 3.2358e-07 |  | 8.432731386325905e+000 | 4.3321e-07 |  | 8.432731386325905e+000 | 4.0002e-07 |  | 8.4386 | 4.406e-06 | 15.8725 | 4.406e-06
8.438578536544494e+000 | 2.7783e-07 | 8.4386 | 8.438578536544494e+000 | 3.2395e-07 |  | 8.438578536544494e+000 | 4.3385e-07 |  | 8.438578536544494e+000 | 4.0058e-07 |  | 8.4444 | 4.4057e-06 | 15.8579 | 4.4057e-06
8.444429741103736e+000 | 2.7806e-07 | 8.4444 | 8.444429741103736e+000 | 3.2432e-07 |  | 8.444429741103736e+000 | 4.3449e-07 |  | 8.444429741103736e+000 | 4.0114e-07 |  | 8.4503 | 4.4055e-06 | 15.8433 | 4.4055e-06
8.450285002814860e+000 | 2.783e-07 | 8.4503 | 8.450285002814860e+000 | 3.2469e-07 |  | 8.450285002814860e+000 | 4.3513e-07 |  | 8.450285002814860e+000 | 4.017e-07 |  | 8.4561 | 4.4052e-06 | 15.8287 | 4.4052e-06
8.456144324491044e+000 | 2.7854e-07 | 8.4561 | 8.456144324491044e+000 | 3.2506e-07 |  | 8.456144324491044e+000 | 4.3577e-07 |  | 8.456144324491044e+000 | 4.0226e-07 |  | 8.462 | 4.4049e-06 | 15.8141 | 4.4049e-06
8.462007708947420e+000 | 2.7878e-07 | 8.462 | 8.462007708947420e+000 | 3.2543e-07 |  | 8.462007708947420e+000 | 4.3641e-07 |  | 8.462007708947420e+000 | 4.0283e-07 |  | 8.4679 | 4.4047e-06 | 15.7995 | 4.4047e-06
8.467875159001064e+000 | 2.7903e-07 | 8.4679 | 8.467875159001064e+000 | 3.258e-07 |  | 8.467875159001064e+000 | 4.3706e-07 |  | 8.467875159001064e+000 | 4.0339e-07 |  | 8.4737 | 4.4044e-06 | 15.7849 | 4.4044e-06
8.473746677471013e+000 | 2.7927e-07 | 8.4737 | 8.473746677471013e+000 | 3.2617e-07 |  | 8.473746677471013e+000 | 4.377e-07 |  | 8.473746677471013e+000 | 4.0396e-07 |  | 8.4796 | 4.4041e-06 | 15.7703 | 4.4041e-06
8.479622267178256e+000 | 2.7951e-07 | 8.4796 | 8.479622267178256e+000 | 3.2654e-07 |  | 8.479622267178256e+000 | 4.3835e-07 |  | 8.479622267178256e+000 | 4.0453e-07 |  | 8.4855 | 4.4039e-06 | 15.7557 | 4.4039e-06
8.485501930945738e+000 | 2.7975e-07 | 8.4855 | 8.485501930945738e+000 | 3.2691e-07 |  | 8.485501930945738e+000 | 4.39e-07 |  | 8.485501930945738e+000 | 4.051e-07 |  | 8.4914 | 4.4036e-06 | 15.7411 | 4.4036e-06
8.491385671598358e+000 | 2.7999e-07 | 8.4914 | 8.491385671598358e+000 | 3.2729e-07 |  | 8.491385671598358e+000 | 4.3965e-07 |  | 8.491385671598358e+000 | 4.0567e-07 |  | 8.4973 | 4.4033e-06 | 15.7266 | 4.4033e-06
8.497273491962982e+000 | 2.8024e-07 | 8.4973 | 8.497273491962982e+000 | 3.2766e-07 |  | 8.497273491962982e+000 | 4.403e-07 |  | 8.497273491962982e+000 | 4.0624e-07 |  | 8.5032 | 4.4031e-06 | 15.712 | 4.4031e-06
8.503165394868427e+000 | 2.8048e-07 | 8.5032 | 8.503165394868427e+000 | 3.2804e-07 |  | 8.503165394868427e+000 | 4.4095e-07 |  | 8.503165394868427e+000 | 4.0681e-07 |  | 8.5091 | 4.4028e-06 | 15.6974 | 4.4028e-06
8.509061383145479e+000 | 2.8072e-07 | 8.5091 | 8.509061383145479e+000 | 3.2841e-07 |  | 8.509061383145479e+000 | 4.4161e-07 |  | 8.509061383145479e+000 | 4.0739e-07 |  | 8.515 | 4.4025e-06 | 15.6829 | 4.4025e-06
8.514961459626880e+000 | 2.8097e-07 | 8.515 | 8.514961459626880e+000 | 3.2879e-07 |  | 8.514961459626880e+000 | 4.4227e-07 |  | 8.514961459626880e+000 | 4.0796e-07 |  | 8.5209 | 4.4023e-06 | 15.6683 | 4.4023e-06
8.520865627147343e+000 | 2.8121e-07 | 8.5209 | 8.520865627147343e+000 | 3.2917e-07 |  | 8.520865627147343e+000 | 4.4292e-07 |  | 8.520865627147343e+000 | 4.0854e-07 |  | 8.5268 | 4.402e-06 | 15.6537 | 4.402e-06
8.526773888543541e+000 | 2.8146e-07 | 8.5268 | 8.526773888543541e+000 | 3.2955e-07 |  | 8.526773888543541e+000 | 4.4358e-07 |  | 8.526773888543541e+000 | 4.0912e-07 |  | 8.5327 | 4.4017e-06 | 15.6392 | 4.4017e-06
8.532686246654118e+000 | 2.817e-07 | 8.5327 | 8.532686246654118e+000 | 3.2993e-07 |  | 8.532686246654118e+000 | 4.4424e-07 |  | 8.532686246654118e+000 | 4.097e-07 |  | 8.5386 | 4.4015e-06 | 15.6246 | 4.4015e-06
8.538602704319683e+000 | 2.8195e-07 | 8.5386 | 8.538602704319683e+000 | 3.3031e-07 |  | 8.538602704319683e+000 | 4.4491e-07 |  | 8.538602704319683e+000 | 4.1028e-07 |  | 8.5445 | 4.4012e-06 | 15.6101 | 4.4012e-06
8.544523264382814e+000 | 2.8219e-07 | 8.5445 | 8.544523264382814e+000 | 3.3069e-07 |  | 8.544523264382814e+000 | 4.4557e-07 |  | 8.544523264382814e+000 | 4.1086e-07 |  | 8.5504 | 4.4009e-06 | 15.5955 | 4.4009e-06
8.550447929688065e+000 | 2.8244e-07 | 8.5504 | 8.550447929688065e+000 | 3.3107e-07 |  | 8.550447929688065e+000 | 4.4623e-07 |  | 8.550447929688065e+000 | 4.1144e-07 |  | 8.5564 | 4.4007e-06 | 15.581 | 4.4007e-06
8.556376703081961e+000 | 2.8269e-07 | 8.5564 | 8.556376703081961e+000 | 3.3145e-07 |  | 8.556376703081961e+000 | 4.469e-07 |  | 8.556376703081961e+000 | 4.1203e-07 |  | 8.5623 | 4.4004e-06 | 15.5664 | 4.4004e-06
8.562309587412994e+000 | 2.8293e-07 | 8.5623 | 8.562309587412994e+000 | 3.3184e-07 |  | 8.562309587412994e+000 | 4.4757e-07 |  | 8.562309587412994e+000 | 4.1262e-07 |  | 8.5682 | 4.4001e-06 | 15.5519 | 4.4001e-06
8.568246585531639e+000 | 2.8318e-07 | 8.5682 | 8.568246585531639e+000 | 3.3222e-07 |  | 8.568246585531639e+000 | 4.4824e-07 |  | 8.568246585531639e+000 | 4.132e-07 |  | 8.5742 | 4.3999e-06 | 15.5374 | 4.3999e-06
8.574187700290347e+000 | 2.8343e-07 | 8.5742 | 8.574187700290347e+000 | 3.3261e-07 |  | 8.574187700290347e+000 | 4.4891e-07 |  | 8.574187700290347e+000 | 4.1379e-07 |  | 8.5801 | 4.3996e-06 | 15.5229 | 4.3996e-06
8.580132934543542e+000 | 2.8368e-07 | 8.5801 | 8.580132934543542e+000 | 3.3299e-07 |  | 8.580132934543542e+000 | 4.4958e-07 |  | 8.580132934543542e+000 | 4.1438e-07 |  | 8.5861 | 4.3993e-06 | 15.5083 | 4.3993e-06
8.586082291147630e+000 | 2.8392e-07 | 8.5861 | 8.586082291147630e+000 | 3.3338e-07 |  | 8.586082291147630e+000 | 4.5026e-07 |  | 8.586082291147630e+000 | 4.1497e-07 |  | 8.592 | 4.3991e-06 | 15.4938 | 4.3991e-06
8.592035772960996e+000 | 2.8417e-07 | 8.592 | 8.592035772960996e+000 | 3.3377e-07 |  | 8.592035772960996e+000 | 4.5093e-07 |  | 8.592035772960996e+000 | 4.1556e-07 |  | 8.598 | 4.3988e-06 | 15.4793 | 4.3988e-06
8.597993382844011e+000 | 2.8442e-07 | 8.598 | 8.597993382844011e+000 | 3.3415e-07 |  | 8.597993382844011e+000 | 4.5161e-07 |  | 8.597993382844011e+000 | 4.1616e-07 |  | 8.604 | 4.3986e-06 | 15.4648 | 4.3986e-06
8.603955123659027e+000 | 2.8467e-07 | 8.604 | 8.603955123659027e+000 | 3.3454e-07 |  | 8.603955123659027e+000 | 4.5229e-07 |  | 8.603955123659027e+000 | 4.1675e-07 |  | 8.6099 | 4.3983e-06 | 15.4503 | 4.3983e-06
8.609920998270379e+000 | 2.8492e-07 | 8.6099 | 8.609920998270379e+000 | 3.3493e-07 |  | 8.609920998270379e+000 | 4.5297e-07 |  | 8.609920998270379e+000 | 4.1735e-07 |  | 8.6159 | 4.398e-06 | 15.4358 | 4.398e-06
8.615891009544390e+000 | 2.8517e-07 | 8.6159 | 8.615891009544390e+000 | 3.3532e-07 |  | 8.615891009544390e+000 | 4.5365e-07 |  | 8.615891009544390e+000 | 4.1795e-07 |  | 8.6219 | 4.3978e-06 | 15.4213 | 4.3978e-06
8.621865160349369e+000 | 2.8543e-07 | 8.6219 | 8.621865160349369e+000 | 3.3571e-07 |  | 8.621865160349369e+000 | 4.5434e-07 |  | 8.621865160349369e+000 | 4.1855e-07 |  | 8.6278 | 4.3975e-06 | 15.4068 | 4.3975e-06
8.627843453555615e+000 | 2.8568e-07 | 8.6278 | 8.627843453555615e+000 | 3.3611e-07 |  | 8.627843453555615e+000 | 4.5502e-07 |  | 8.627843453555615e+000 | 4.1915e-07 |  | 8.6338 | 4.3972e-06 | 15.3923 | 4.3972e-06
8.633825892035420e+000 | 2.8593e-07 | 8.6338 | 8.633825892035420e+000 | 3.365e-07 |  | 8.633825892035420e+000 | 4.5571e-07 |  | 8.633825892035420e+000 | 4.1975e-07 |  | 8.6398 | 4.397e-06 | 15.3778 | 4.397e-06
8.639812478663060e+000 | 2.8618e-07 | 8.6398 | 8.639812478663060e+000 | 3.3689e-07 |  | 8.639812478663060e+000 | 4.564e-07 |  | 8.639812478663060e+000 | 4.2035e-07 |  | 8.6458 | 4.3967e-06 | 15.3634 | 4.3967e-06
8.645803216314814e+000 | 2.8643e-07 | 8.6458 | 8.645803216314814e+000 | 3.3729e-07 |  | 8.645803216314814e+000 | 4.5709e-07 |  | 8.645803216314814e+000 | 4.2096e-07 |  | 8.6518 | 4.3965e-06 | 15.3489 | 4.3965e-06
8.651798107868945e+000 | 2.8669e-07 | 8.6518 | 8.651798107868945e+000 | 3.3768e-07 |  | 8.651798107868945e+000 | 4.5778e-07 |  | 8.651798107868945e+000 | 4.2156e-07 |  | 8.6578 | 4.3962e-06 | 15.3344 | 4.3962e-06
8.657797156205721e+000 | 2.8694e-07 | 8.6578 | 8.657797156205721e+000 | 3.3808e-07 |  | 8.657797156205721e+000 | 4.5847e-07 |  | 8.657797156205721e+000 | 4.2217e-07 |  | 8.6638 | 4.3959e-06 | 15.3199 | 4.3959e-06
8.663800364207400e+000 | 2.872e-07 | 8.6638 | 8.663800364207400e+000 | 3.3848e-07 |  | 8.663800364207400e+000 | 4.5916e-07 |  | 8.663800364207400e+000 | 4.2278e-07 |  | 8.6698 | 4.3957e-06 | 15.3055 | 4.3957e-06
8.669807734758242e+000 | 2.8745e-07 | 8.6698 | 8.669807734758242e+000 | 3.3887e-07 |  | 8.669807734758242e+000 | 4.5986e-07 |  | 8.669807734758242e+000 | 4.2339e-07 |  | 8.6758 | 4.3954e-06 | 15.291 | 4.3954e-06
8.675819270744508e+000 | 2.877e-07 | 8.6758 | 8.675819270744508e+000 | 3.3927e-07 |  | 8.675819270744508e+000 | 4.6056e-07 |  | 8.675819270744508e+000 | 4.24e-07 |  | 8.6818 | 4.3951e-06 | 15.2766 | 4.3951e-06
8.681834975054459e+000 | 2.8796e-07 | 8.6818 | 8.681834975054459e+000 | 3.3967e-07 |  | 8.681834975054459e+000 | 4.6126e-07 |  | 8.681834975054459e+000 | 4.2461e-07 |  | 8.6879 | 4.3949e-06 | 15.2621 | 4.3949e-06
8.687854850578356e+000 | 2.8822e-07 | 8.6879 | 8.687854850578356e+000 | 3.4007e-07 |  | 8.687854850578356e+000 | 4.6196e-07 |  | 8.687854850578356e+000 | 4.2523e-07 |  | 8.6939 | 4.3946e-06 | 15.2477 | 4.3946e-06
8.693878900208468e+000 | 2.8847e-07 | 8.6939 | 8.693878900208468e+000 | 3.4047e-07 |  | 8.693878900208468e+000 | 4.6266e-07 |  | 8.693878900208468e+000 | 4.2584e-07 |  | 8.6999 | 4.3944e-06 | 15.2332 | 4.3944e-06
8.699907126839065e+000 | 2.8873e-07 | 8.6999 | 8.699907126839065e+000 | 3.4088e-07 |  | 8.699907126839065e+000 | 4.6336e-07 |  | 8.699907126839065e+000 | 4.2646e-07 |  | 8.7059 | 4.3941e-06 | 15.2188 | 4.3941e-06
8.705939533366431e+000 | 2.8899e-07 | 8.7059 | 8.705939533366431e+000 | 3.4128e-07 |  | 8.705939533366431e+000 | 4.6407e-07 |  | 8.705939533366431e+000 | 4.2708e-07 |  | 8.712 | 4.3938e-06 | 15.2044 | 4.3938e-06
8.711976122688853e+000 | 2.8924e-07 | 8.712 | 8.711976122688853e+000 | 3.4168e-07 |  | 8.711976122688853e+000 | 4.6478e-07 |  | 8.711976122688853e+000 | 4.277e-07 |  | 8.718 | 4.3936e-06 | 15.1899 | 4.3936e-06
8.718016897706628e+000 | 2.895e-07 | 8.718 | 8.718016897706628e+000 | 3.4209e-07 |  | 8.718016897706628e+000 | 4.6548e-07 |  | 8.718016897706628e+000 | 4.2832e-07 |  | 8.7241 | 4.3933e-06 | 15.1755 | 4.3933e-06
8.724061861322063e+000 | 2.8976e-07 | 8.7241 | 8.724061861322063e+000 | 3.4249e-07 |  | 8.724061861322063e+000 | 4.6619e-07 |  | 8.724061861322063e+000 | 4.2894e-07 |  | 8.7301 | 4.3931e-06 | 15.1611 | 4.3931e-06
8.730111016439482e+000 | 2.9002e-07 | 8.7301 | 8.730111016439482e+000 | 3.429e-07 |  | 8.730111016439482e+000 | 4.6691e-07 |  | 8.730111016439482e+000 | 4.2957e-07 |  | 8.7362 | 4.3928e-06 | 15.1467 | 4.3928e-06
8.736164365965218e+000 | 2.9028e-07 | 8.7362 | 8.736164365965218e+000 | 3.4331e-07 |  | 8.736164365965218e+000 | 4.6762e-07 |  | 8.736164365965218e+000 | 4.3019e-07 |  | 8.7422 | 4.3925e-06 | 15.1323 | 4.3925e-06
8.742221912807622e+000 | 2.9054e-07 | 8.7422 | 8.742221912807622e+000 | 3.4371e-07 |  | 8.742221912807622e+000 | 4.6833e-07 |  | 8.742221912807622e+000 | 4.3082e-07 |  | 8.7483 | 4.3923e-06 | 15.1179 | 4.3923e-06
8.748283659877060e+000 | 2.908e-07 | 8.7483 | 8.748283659877060e+000 | 3.4412e-07 |  | 8.748283659877060e+000 | 4.6905e-07 |  | 8.748283659877060e+000 | 4.3145e-07 |  | 8.7543 | 4.392e-06 | 15.1034 | 4.392e-06
8.754349610085917e+000 | 2.9106e-07 | 8.7543 | 8.754349610085917e+000 | 3.4453e-07 |  | 8.754349610085917e+000 | 4.6977e-07 |  | 8.754349610085917e+000 | 4.3208e-07 |  | 8.7604 | 4.3918e-06 | 15.089 | 4.3918e-06
8.760419766348599e+000 | 2.9132e-07 | 8.7604 | 8.760419766348599e+000 | 3.4494e-07 |  | 8.760419766348599e+000 | 4.7049e-07 |  | 8.760419766348599e+000 | 4.3271e-07 |  | 8.7665 | 4.3915e-06 | 15.0746 | 4.3915e-06
8.766494131581530e+000 | 2.9158e-07 | 8.7665 | 8.766494131581530e+000 | 3.4536e-07 |  | 8.766494131581530e+000 | 4.7121e-07 |  | 8.766494131581530e+000 | 4.3334e-07 |  | 8.7726 | 4.3912e-06 | 15.0603 | 4.3912e-06
8.772572708703155e+000 | 2.9184e-07 | 8.7726 | 8.772572708703155e+000 | 3.4577e-07 |  | 8.772572708703155e+000 | 4.7193e-07 |  | 8.772572708703155e+000 | 4.3397e-07 |  | 8.7787 | 4.391e-06 | 15.0459 | 4.391e-06
8.778655500633946e+000 | 2.921e-07 | 8.7787 | 8.778655500633946e+000 | 3.4618e-07 |  | 8.778655500633946e+000 | 4.7266e-07 |  | 8.778655500633946e+000 | 4.3461e-07 |  | 8.7847 | 4.3907e-06 | 15.0315 | 4.3907e-06
8.784742510296400e+000 | 2.9236e-07 | 8.7847 | 8.784742510296400e+000 | 3.466e-07 |  | 8.784742510296400e+000 | 4.7339e-07 |  | 8.784742510296400e+000 | 4.3525e-07 |  | 8.7908 | 4.3905e-06 | 15.0171 | 4.3905e-06
8.790833740615039e+000 | 2.9263e-07 | 8.7908 | 8.790833740615039e+000 | 3.4701e-07 |  | 8.790833740615039e+000 | 4.7411e-07 |  | 8.790833740615039e+000 | 4.3588e-07 |  | 8.7969 | 4.3902e-06 | 15.0027 | 4.3902e-06
8.796929194516412e+000 | 2.9289e-07 | 8.7969 | 8.796929194516412e+000 | 3.4743e-07 |  | 8.796929194516412e+000 | 4.7484e-07 |  | 8.796929194516412e+000 | 4.3652e-07 |  | 8.803 | 4.3899e-06 | 14.9884 | 4.3899e-06
8.803028874929099e+000 | 2.9315e-07 | 8.803 | 8.803028874929099e+000 | 3.4784e-07 |  | 8.803028874929099e+000 | 4.7557e-07 |  | 8.803028874929099e+000 | 4.3716e-07 |  | 8.8091 | 4.3897e-06 | 14.974 | 4.3897e-06
8.809132784783710e+000 | 2.9342e-07 | 8.8091 | 8.809132784783710e+000 | 3.4826e-07 |  | 8.809132784783710e+000 | 4.7631e-07 |  | 8.809132784783710e+000 | 4.3781e-07 |  | 8.8152 | 4.3894e-06 | 14.9596 | 4.3894e-06
8.815240927012887e+000 | 2.9368e-07 | 8.8152 | 8.815240927012887e+000 | 3.4868e-07 |  | 8.815240927012887e+000 | 4.7704e-07 |  | 8.815240927012887e+000 | 4.3845e-07 |  | 8.8214 | 4.3892e-06 | 14.9453 | 4.3892e-06
8.821353304551305e+000 | 2.9395e-07 | 8.8214 | 8.821353304551305e+000 | 3.491e-07 |  | 8.821353304551305e+000 | 4.7778e-07 |  | 8.821353304551305e+000 | 4.391e-07 |  | 8.8275 | 4.3889e-06 | 14.9309 | 4.3889e-06
8.827469920335677e+000 | 2.9421e-07 | 8.8275 | 8.827469920335677e+000 | 3.4952e-07 |  | 8.827469920335677e+000 | 4.7852e-07 |  | 8.827469920335677e+000 | 4.3974e-07 |  | 8.8336 | 4.3887e-06 | 14.9166 | 4.3887e-06
8.833590777304744e+000 | 2.9448e-07 | 8.8336 | 8.833590777304744e+000 | 3.4994e-07 |  | 8.833590777304744e+000 | 4.7926e-07 |  | 8.833590777304744e+000 | 4.4039e-07 |  | 8.8397 | 4.3884e-06 | 14.9023 | 4.3884e-06
8.839715878399295e+000 | 2.9474e-07 | 8.8397 | 8.839715878399295e+000 | 3.5036e-07 |  | 8.839715878399295e+000 | 4.8e-07 |  | 8.839715878399295e+000 | 4.4104e-07 |  | 8.8458 | 4.3881e-06 | 14.8879 | 4.3881e-06
8.845845226562153e+000 | 2.9501e-07 | 8.8458 | 8.845845226562153e+000 | 3.5078e-07 |  | 8.845845226562153e+000 | 4.8074e-07 |  | 8.845845226562153e+000 | 4.4169e-07 |  | 8.852 | 4.3879e-06 | 14.8736 | 4.3879e-06
8.851978824738179e+000 | 2.9528e-07 | 8.852 | 8.851978824738179e+000 | 3.5121e-07 |  | 8.851978824738179e+000 | 4.8149e-07 |  | 8.851978824738179e+000 | 4.4234e-07 |  | 8.8581 | 4.3876e-06 | 14.8592 | 4.3876e-06
8.858116675874282e+000 | 2.9555e-07 | 8.8581 | 8.858116675874282e+000 | 3.5163e-07 |  | 8.858116675874282e+000 | 4.8223e-07 |  | 8.858116675874282e+000 | 4.43e-07 |  | 8.8643 | 4.3874e-06 | 14.8449 | 4.3874e-06
8.864258782919411e+000 | 2.9581e-07 | 8.8643 | 8.864258782919411e+000 | 3.5206e-07 |  | 8.864258782919411e+000 | 4.8298e-07 |  | 8.864258782919411e+000 | 4.4365e-07 |  | 8.8704 | 4.3871e-06 | 14.8306 | 4.3871e-06
8.870405148824556e+000 | 2.9608e-07 | 8.8704 | 8.870405148824556e+000 | 3.5248e-07 |  | 8.870405148824556e+000 | 4.8373e-07 |  | 8.870405148824556e+000 | 4.4431e-07 |  | 8.8766 | 4.3869e-06 | 14.8163 | 4.3869e-06
8.876555776542762e+000 | 2.9635e-07 | 8.8766 | 8.876555776542762e+000 | 3.5291e-07 |  | 8.876555776542762e+000 | 4.8448e-07 |  | 8.876555776542762e+000 | 4.4497e-07 |  | 8.8827 | 4.3866e-06 | 14.802 | 4.3866e-06
8.882710669029114e+000 | 2.9662e-07 | 8.8827 | 8.882710669029114e+000 | 3.5334e-07 |  | 8.882710669029114e+000 | 4.8524e-07 |  | 8.882710669029114e+000 | 4.4563e-07 |  | 8.8889 | 4.3863e-06 | 14.7877 | 4.3863e-06
8.888869829240750e+000 | 2.9689e-07 | 8.8889 | 8.888869829240750e+000 | 3.5377e-07 |  | 8.888869829240750e+000 | 4.8599e-07 |  | 8.888869829240750e+000 | 4.4629e-07 |  | 8.895 | 4.3861e-06 | 14.7734 | 4.3861e-06
8.895033260136858e+000 | 2.9716e-07 | 8.895 | 8.895033260136858e+000 | 3.542e-07 |  | 8.895033260136858e+000 | 4.8675e-07 |  | 8.895033260136858e+000 | 4.4695e-07 |  | 8.9012 | 4.3858e-06 | 14.7591 | 4.3858e-06
8.901200964678674e+000 | 2.9743e-07 | 8.9012 | 8.901200964678674e+000 | 3.5463e-07 |  | 8.901200964678674e+000 | 4.8751e-07 |  | 8.901200964678674e+000 | 4.4762e-07 |  | 8.9074 | 4.3856e-06 | 14.7448 | 4.3856e-06
8.907372945829494e+000 | 2.977e-07 | 8.9074 | 8.907372945829494e+000 | 3.5506e-07 |  | 8.907372945829494e+000 | 4.8827e-07 |  | 8.907372945829494e+000 | 4.4828e-07 |  | 8.9135 | 4.3853e-06 | 14.7305 | 4.3853e-06
8.913549206554661e+000 | 2.9798e-07 | 8.9135 | 8.913549206554661e+000 | 3.5549e-07 |  | 8.913549206554661e+000 | 4.8903e-07 |  | 8.913549206554661e+000 | 4.4895e-07 |  | 8.9197 | 4.3851e-06 | 14.7162 | 4.3851e-06
8.919729749821581e+000 | 2.9825e-07 | 8.9197 | 8.919729749821581e+000 | 3.5593e-07 |  | 8.919729749821581e+000 | 4.8979e-07 |  | 8.919729749821581e+000 | 4.4962e-07 |  | 8.9259 | 4.3848e-06 | 14.7019 | 4.3848e-06
8.925914578599715e+000 | 2.9852e-07 | 8.9259 | 8.925914578599715e+000 | 3.5636e-07 |  | 8.925914578599715e+000 | 4.9056e-07 |  | 8.925914578599715e+000 | 4.5029e-07 |  | 8.9321 | 4.3846e-06 | 14.6876 | 4.3846e-06
8.932103695860581e+000 | 2.9879e-07 | 8.9321 | 8.932103695860581e+000 | 3.568e-07 |  | 8.932103695860581e+000 | 4.9133e-07 |  | 8.932103695860581e+000 | 4.5096e-07 |  | 8.9383 | 4.3843e-06 | 14.6734 | 4.3843e-06
8.938297104577762e+000 | 2.9907e-07 | 8.9383 | 8.938297104577762e+000 | 3.5723e-07 |  | 8.938297104577762e+000 | 4.9209e-07 |  | 8.938297104577762e+000 | 4.5164e-07 |  | 8.9445 | 4.384e-06 | 14.6591 | 4.384e-06
8.944494807726898e+000 | 2.9934e-07 | 8.9445 | 8.944494807726898e+000 | 3.5767e-07 |  | 8.944494807726898e+000 | 4.9286e-07 |  | 8.944494807726898e+000 | 4.5231e-07 |  | 8.9507 | 4.3838e-06 | 14.6449 | 4.3838e-06
8.950696808285692e+000 | 2.9961e-07 | 8.9507 | 8.950696808285692e+000 | 3.5811e-07 |  | 8.950696808285692e+000 | 4.9364e-07 |  | 8.950696808285692e+000 | 4.5299e-07 |  | 8.9569 | 4.3835e-06 | 14.6306 | 4.3835e-06
8.956903109233918e+000 | 2.9989e-07 | 8.9569 | 8.956903109233918e+000 | 3.5855e-07 |  | 8.956903109233918e+000 | 4.9441e-07 |  | 8.956903109233918e+000 | 4.5367e-07 |  | 8.9631 | 4.3833e-06 | 14.6163 | 4.3833e-06
8.963113713553410e+000 | 3.0016e-07 | 8.9631 | 8.963113713553410e+000 | 3.5899e-07 |  | 8.963113713553410e+000 | 4.9519e-07 |  | 8.963113713553410e+000 | 4.5435e-07 |  | 8.9693 | 4.383e-06 | 14.6021 | 4.383e-06
8.969328624228073e+000 | 3.0044e-07 | 8.9693 | 8.969328624228073e+000 | 3.5943e-07 |  | 8.969328624228073e+000 | 4.9597e-07 |  | 8.969328624228073e+000 | 4.5503e-07 |  | 8.9755 | 4.3828e-06 | 14.5879 | 4.3828e-06
8.975547844243877e+000 | 3.0072e-07 | 8.9755 | 8.975547844243877e+000 | 3.5987e-07 |  | 8.975547844243877e+000 | 4.9674e-07 |  | 8.975547844243877e+000 | 4.5571e-07 |  | 8.9818 | 4.3825e-06 | 14.5736 | 4.3825e-06
8.981771376588869e+000 | 3.0099e-07 | 8.9818 | 8.981771376588869e+000 | 3.6032e-07 |  | 8.981771376588869e+000 | 4.9753e-07 |  | 8.981771376588869e+000 | 4.564e-07 |  | 8.988 | 4.3823e-06 | 14.5594 | 4.3823e-06
8.987999224253162e+000 | 3.0127e-07 | 8.988 | 8.987999224253162e+000 | 3.6076e-07 |  | 8.987999224253162e+000 | 4.9831e-07 |  | 8.987999224253162e+000 | 4.5708e-07 |  | 8.9942 | 4.382e-06 | 14.5452 | 4.382e-06
8.994231390228944e+000 | 3.0155e-07 | 8.9942 | 8.994231390228944e+000 | 3.612e-07 |  | 8.994231390228944e+000 | 4.9909e-07 |  | 8.994231390228944e+000 | 4.5777e-07 |  | 9.0005 | 4.3818e-06 | 14.5309 | 4.3818e-06
9.000467877510477e+000 | 3.0183e-07 | 9.0005 | 9.000467877510477e+000 | 3.6165e-07 |  | 9.000467877510477e+000 | 4.9988e-07 |  | 9.000467877510477e+000 | 4.5846e-07 |  | 9.0067 | 4.3815e-06 | 14.5167 | 4.3815e-06
9.006708689094102e+000 | 3.021e-07 | 9.0067 | 9.006708689094102e+000 | 3.621e-07 |  | 9.006708689094102e+000 | 5.0067e-07 |  | 9.006708689094102e+000 | 4.5915e-07 |  | 9.013 | 4.3813e-06 | 14.5025 | 4.3813e-06
9.012953827978237e+000 | 3.0238e-07 | 9.013 | 9.012953827978237e+000 | 3.6254e-07 |  | 9.012953827978237e+000 | 5.0146e-07 |  | 9.012953827978237e+000 | 4.5984e-07 |  | 9.0192 | 4.381e-06 | 14.4883 | 4.381e-06
9.019203297163374e+000 | 3.0266e-07 | 9.0192 | 9.019203297163374e+000 | 3.6299e-07 |  | 9.019203297163374e+000 | 5.0225e-07 |  | 9.019203297163374e+000 | 4.6054e-07 |  | 9.0255 | 4.3807e-06 | 14.4741 | 4.3807e-06
9.025457099652094e+000 | 3.0294e-07 | 9.0255 | 9.025457099652094e+000 | 3.6344e-07 |  | 9.025457099652094e+000 | 5.0305e-07 |  | 9.025457099652094e+000 | 4.6123e-07 |  | 9.0317 | 4.3805e-06 | 14.4599 | 4.3805e-06
9.031715238449053e+000 | 3.0322e-07 | 9.0317 | 9.031715238449053e+000 | 3.6389e-07 |  | 9.031715238449053e+000 | 5.0384e-07 |  | 9.031715238449053e+000 | 4.6193e-07 |  | 9.038 | 4.3802e-06 | 14.4457 | 4.3802e-06
9.037977716560992e+000 | 3.035e-07 | 9.038 | 9.037977716560992e+000 | 3.6435e-07 |  | 9.037977716560992e+000 | 5.0464e-07 |  | 9.037977716560992e+000 | 4.6263e-07 |  | 9.0442 | 4.38e-06 | 14.4315 | 4.38e-06
9.044244536996738e+000 | 3.0378e-07 | 9.0442 | 9.044244536996738e+000 | 3.648e-07 |  | 9.044244536996738e+000 | 5.0544e-07 |  | 9.044244536996738e+000 | 4.6333e-07 |  | 9.0505 | 4.3797e-06 | 14.4173 | 4.3797e-06
9.050515702767203e+000 | 3.0407e-07 | 9.0505 | 9.050515702767203e+000 | 3.6525e-07 |  | 9.050515702767203e+000 | 5.0624e-07 |  | 9.050515702767203e+000 | 4.6403e-07 |  | 9.0568 | 4.3795e-06 | 14.4031 | 4.3795e-06
9.056791216885392e+000 | 3.0435e-07 | 9.0568 | 9.056791216885392e+000 | 3.6571e-07 |  | 9.056791216885392e+000 | 5.0704e-07 |  | 9.056791216885392e+000 | 4.6473e-07 |  | 9.0631 | 4.3792e-06 | 14.3889 | 4.3792e-06
9.063071082366390e+000 | 3.0463e-07 | 9.0631 | 9.063071082366390e+000 | 3.6616e-07 |  | 9.063071082366390e+000 | 5.0785e-07 |  | 9.063071082366390e+000 | 4.6544e-07 |  | 9.0694 | 4.379e-06 | 14.3748 | 4.379e-06
9.069355302227381e+000 | 3.0491e-07 | 9.0694 | 9.069355302227381e+000 | 3.6662e-07 |  | 9.069355302227381e+000 | 5.0865e-07 |  | 9.069355302227381e+000 | 4.6614e-07 |  | 9.0756 | 4.3787e-06 | 14.3606 | 4.3787e-06
9.075643879487634e+000 | 3.052e-07 | 9.0756 | 9.075643879487634e+000 | 3.6707e-07 |  | 9.075643879487634e+000 | 5.0946e-07 |  | 9.075643879487634e+000 | 4.6685e-07 |  | 9.0819 | 4.3785e-06 | 14.3464 | 4.3785e-06
9.081936817168518e+000 | 3.0548e-07 | 9.0819 | 9.081936817168518e+000 | 3.6753e-07 |  | 9.081936817168518e+000 | 5.1027e-07 |  | 9.081936817168518e+000 | 4.6756e-07 |  | 9.0882 | 4.3782e-06 | 14.3323 | 4.3782e-06
9.088234118293492e+000 | 3.0576e-07 | 9.0882 | 9.088234118293492e+000 | 3.6799e-07 |  | 9.088234118293492e+000 | 5.1109e-07 |  | 9.088234118293492e+000 | 4.6827e-07 |  | 9.0945 | 4.378e-06 | 14.3181 | 4.378e-06
9.094535785888114e+000 | 3.0605e-07 | 9.0945 | 9.094535785888114e+000 | 3.6845e-07 |  | 9.094535785888114e+000 | 5.119e-07 |  | 9.094535785888114e+000 | 4.6898e-07 |  | 9.1008 | 4.3777e-06 | 14.304 | 4.3777e-06
9.100841822980041e+000 | 3.0634e-07 | 9.1008 | 9.100841822980041e+000 | 3.6891e-07 |  | 9.100841822980041e+000 | 5.1272e-07 |  | 9.100841822980041e+000 | 4.697e-07 |  | 9.1072 | 4.3775e-06 | 14.2898 | 4.3775e-06
9.107152232599024e+000 | 3.0662e-07 | 9.1072 | 9.107152232599024e+000 | 3.6938e-07 |  | 9.107152232599024e+000 | 5.1353e-07 |  | 9.107152232599024e+000 | 4.7042e-07 |  | 9.1135 | 4.3772e-06 | 14.2757 | 4.3772e-06
9.113467017776921e+000 | 3.0691e-07 | 9.1135 | 9.113467017776921e+000 | 3.6984e-07 |  | 9.113467017776921e+000 | 5.1435e-07 |  | 9.113467017776921e+000 | 4.7113e-07 |  | 9.1198 | 4.377e-06 | 14.2616 | 4.377e-06
9.119786181547690e+000 | 3.0719e-07 | 9.1198 | 9.119786181547690e+000 | 3.703e-07 |  | 9.119786181547690e+000 | 5.1518e-07 |  | 9.119786181547690e+000 | 4.7185e-07 |  | 9.1261 | 4.3767e-06 | 14.2474 | 4.3767e-06
9.126109726947391e+000 | 3.0748e-07 | 9.1261 | 9.126109726947391e+000 | 3.7077e-07 |  | 9.126109726947391e+000 | 5.16e-07 |  | 9.126109726947391e+000 | 4.7257e-07 |  | 9.1324 | 4.3765e-06 | 14.2333 | 4.3765e-06
9.132437657014192e+000 | 3.0777e-07 | 9.1324 | 9.132437657014192e+000 | 3.7123e-07 |  | 9.132437657014192e+000 | 5.1682e-07 |  | 9.132437657014192e+000 | 4.733e-07 |  | 9.1388 | 4.3762e-06 | 14.2192 | 4.3762e-06
9.138769974788364e+000 | 3.0806e-07 | 9.1388 | 9.138769974788364e+000 | 3.717e-07 |  | 9.138769974788364e+000 | 5.1765e-07 |  | 9.138769974788364e+000 | 4.7402e-07 |  | 9.1451 | 4.376e-06 | 14.2051 | 4.376e-06
9.145106683312291e+000 | 3.0835e-07 | 9.1451 | 9.145106683312291e+000 | 3.7217e-07 |  | 9.145106683312291e+000 | 5.1848e-07 |  | 9.145106683312291e+000 | 4.7475e-07 |  | 9.1514 | 4.3757e-06 | 14.191 | 4.3757e-06
9.151447785630461e+000 | 3.0864e-07 | 9.1514 | 9.151447785630461e+000 | 3.7264e-07 |  | 9.151447785630461e+000 | 5.1931e-07 |  | 9.151447785630461e+000 | 4.7548e-07 |  | 9.1578 | 4.3755e-06 | 14.1769 | 4.3755e-06
9.157793284789479e+000 | 3.0893e-07 | 9.1578 | 9.157793284789479e+000 | 3.7311e-07 |  | 9.157793284789479e+000 | 5.2015e-07 |  | 9.157793284789479e+000 | 4.7621e-07 |  | 9.1641 | 4.3752e-06 | 14.1628 | 4.3752e-06
9.164143183838057e+000 | 3.0922e-07 | 9.1641 | 9.164143183838057e+000 | 3.7358e-07 |  | 9.164143183838057e+000 | 5.2098e-07 |  | 9.164143183838057e+000 | 4.7694e-07 |  | 9.1705 | 4.375e-06 | 14.1487 | 4.375e-06
9.170497485827024e+000 | 3.0951e-07 | 9.1705 | 9.170497485827024e+000 | 3.7405e-07 |  | 9.170497485827024e+000 | 5.2182e-07 |  | 9.170497485827024e+000 | 4.7767e-07 |  | 9.1769 | 4.3747e-06 | 14.1346 | 4.3747e-06
9.176856193809325e+000 | 3.098e-07 | 9.1769 | 9.176856193809325e+000 | 3.7453e-07 |  | 9.176856193809325e+000 | 5.2266e-07 |  | 9.176856193809325e+000 | 4.784e-07 |  | 9.1832 | 4.3745e-06 | 14.1205 | 4.3745e-06
9.183219310840018e+000 | 3.1009e-07 | 9.1832 | 9.183219310840018e+000 | 3.75e-07 |  | 9.183219310840018e+000 | 5.235e-07 |  | 9.183219310840018e+000 | 4.7914e-07 |  | 9.1896 | 4.3742e-06 | 14.1064 | 4.3742e-06
9.189586839976283e+000 | 3.1038e-07 | 9.1896 | 9.189586839976283e+000 | 3.7548e-07 |  | 9.189586839976283e+000 | 5.2434e-07 |  | 9.189586839976283e+000 | 4.7988e-07 |  | 9.196 | 4.374e-06 | 14.0923 | 4.374e-06
9.195958784277417e+000 | 3.1067e-07 | 9.196 | 9.195958784277417e+000 | 3.7595e-07 |  | 9.195958784277417e+000 | 5.2518e-07 |  | 9.195958784277417e+000 | 4.8062e-07 |  | 9.2023 | 4.3737e-06 | 14.0783 | 4.3737e-06
9.202335146804844e+000 | 3.1097e-07 | 9.2023 | 9.202335146804844e+000 | 3.7643e-07 |  | 9.202335146804844e+000 | 5.2603e-07 |  | 9.202335146804844e+000 | 4.8136e-07 |  | 9.2087 | 4.3735e-06 | 14.0642 | 4.3735e-06
9.208715930622104e+000 | 3.1126e-07 | 9.2087 | 9.208715930622104e+000 | 3.7691e-07 |  | 9.208715930622104e+000 | 5.2688e-07 |  | 9.208715930622104e+000 | 4.821e-07 |  | 9.2151 | 4.3732e-06 | 14.0501 | 4.3732e-06
9.215101138794863e+000 | 3.1155e-07 | 9.2151 | 9.215101138794863e+000 | 3.7739e-07 |  | 9.215101138794863e+000 | 5.2773e-07 |  | 9.215101138794863e+000 | 4.8285e-07 |  | 9.2215 | 4.373e-06 | 14.0361 | 4.373e-06
9.221490774390917e+000 | 3.1185e-07 | 9.2215 | 9.221490774390917e+000 | 3.7787e-07 |  | 9.221490774390917e+000 | 5.2858e-07 |  | 9.221490774390917e+000 | 4.8359e-07 |  | 9.2279 | 4.3728e-06 | 14.022 | 4.3728e-06
9.227884840480181e+000 | 3.1214e-07 | 9.2279 | 9.227884840480181e+000 | 3.7835e-07 |  | 9.227884840480181e+000 | 5.2944e-07 |  | 9.227884840480181e+000 | 4.8434e-07 |  | 9.2343 | 4.3725e-06 | 14.008 | 4.3725e-06
9.234283340134709e+000 | 3.1244e-07 | 9.2343 | 9.234283340134709e+000 | 3.7883e-07 |  | 9.234283340134709e+000 | 5.3029e-07 |  | 9.234283340134709e+000 | 4.8509e-07 |  | 9.2407 | 4.3723e-06 | 13.994 | 4.3723e-06
9.240686276428676e+000 | 3.1274e-07 | 9.2407 | 9.240686276428676e+000 | 3.7931e-07 |  | 9.240686276428676e+000 | 5.3115e-07 |  | 9.240686276428676e+000 | 4.8584e-07 |  | 9.2471 | 4.372e-06 | 13.9799 | 4.372e-06
9.247093652438393e+000 | 3.1303e-07 | 9.2471 | 9.247093652438393e+000 | 3.798e-07 |  | 9.247093652438393e+000 | 5.3201e-07 |  | 9.247093652438393e+000 | 4.8659e-07 |  | 9.2535 | 4.3718e-06 | 13.9659 | 4.3718e-06
9.253505471242301e+000 | 3.1333e-07 | 9.2535 | 9.253505471242301e+000 | 3.8028e-07 |  | 9.253505471242301e+000 | 5.3288e-07 |  | 9.253505471242301e+000 | 4.8735e-07 |  | 9.2599 | 4.3715e-06 | 13.9519 | 4.3715e-06
9.259921735920981e+000 | 3.1363e-07 | 9.2599 | 9.259921735920981e+000 | 3.8077e-07 |  | 9.259921735920981e+000 | 5.3374e-07 |  | 9.259921735920981e+000 | 4.8811e-07 |  | 9.2663 | 4.3713e-06 | 13.9378 | 4.3713e-06
9.266342449557147e+000 | 3.1392e-07 | 9.2663 | 9.266342449557147e+000 | 3.8126e-07 |  | 9.266342449557147e+000 | 5.3461e-07 |  | 9.266342449557147e+000 | 4.8886e-07 |  | 9.2728 | 4.371e-06 | 13.9238 | 4.371e-06
9.272767615235649e+000 | 3.1422e-07 | 9.2728 | 9.272767615235649e+000 | 3.8175e-07 |  | 9.272767615235649e+000 | 5.3547e-07 |  | 9.272767615235649e+000 | 4.8962e-07 |  | 9.2792 | 4.3708e-06 | 13.9098 | 4.3708e-06
9.279197236043478e+000 | 3.1452e-07 | 9.2792 | 9.279197236043478e+000 | 3.8224e-07 |  | 9.279197236043478e+000 | 5.3634e-07 |  | 9.279197236043478e+000 | 4.9039e-07 |  | 9.2856 | 4.3705e-06 | 13.8958 | 4.3705e-06
9.285631315069763e+000 | 3.1482e-07 | 9.2856 | 9.285631315069763e+000 | 3.8273e-07 |  | 9.285631315069763e+000 | 5.3722e-07 |  | 9.285631315069763e+000 | 4.9115e-07 |  | 9.2921 | 4.3703e-06 | 13.8818 | 4.3703e-06
9.292069855405778e+000 | 3.1512e-07 | 9.2921 | 9.292069855405778e+000 | 3.8322e-07 |  | 9.292069855405778e+000 | 5.3809e-07 |  | 9.292069855405778e+000 | 4.9192e-07 |  | 9.2985 | 4.37e-06 | 13.8678 | 4.37e-06
9.298512860144941e+000 | 3.1542e-07 | 9.2985 | 9.298512860144941e+000 | 3.8371e-07 |  | 9.298512860144941e+000 | 5.3897e-07 |  | 9.298512860144941e+000 | 4.9268e-07 |  | 9.305 | 4.3698e-06 | 13.8538 | 4.3698e-06
9.304960332382809e+000 | 3.1572e-07 | 9.305 | 9.304960332382809e+000 | 3.8421e-07 |  | 9.304960332382809e+000 | 5.3985e-07 |  | 9.304960332382809e+000 | 4.9345e-07 |  | 9.3114 | 4.3696e-06 | 13.8398 | 4.3696e-06
9.311412275217094e+000 | 3.1602e-07 | 9.3114 | 9.311412275217094e+000 | 3.847e-07 |  | 9.311412275217094e+000 | 5.4073e-07 |  | 9.311412275217094e+000 | 4.9422e-07 |  | 9.3179 | 4.3693e-06 | 13.8259 | 4.3693e-06
9.317868691747648e+000 | 3.1633e-07 | 9.3179 | 9.317868691747648e+000 | 3.852e-07 |  | 9.317868691747648e+000 | 5.4161e-07 |  | 9.317868691747648e+000 | 4.95e-07 |  | 9.3243 | 4.3691e-06 | 13.8119 | 4.3691e-06
9.324329585076479e+000 | 3.1663e-07 | 9.3243 | 9.324329585076479e+000 | 3.857e-07 |  | 9.324329585076479e+000 | 5.4249e-07 |  | 9.324329585076479e+000 | 4.9577e-07 |  | 9.3308 | 4.3688e-06 | 13.7979 | 4.3688e-06
9.330794958307742e+000 | 3.1693e-07 | 9.3308 | 9.330794958307742e+000 | 3.8619e-07 |  | 9.330794958307742e+000 | 5.4338e-07 |  | 9.330794958307742e+000 | 4.9655e-07 |  | 9.3373 | 4.3686e-06 | 13.7839 | 4.3686e-06
9.337264814547742e+000 | 3.1724e-07 | 9.3373 | 9.337264814547742e+000 | 3.8669e-07 |  | 9.337264814547742e+000 | 5.4427e-07 |  | 9.337264814547742e+000 | 4.9732e-07 |  | 9.3437 | 4.3683e-06 | 13.77 | 4.3683e-06
9.343739156904945e+000 | 3.1754e-07 | 9.3437 | 9.343739156904945e+000 | 3.8719e-07 |  | 9.343739156904945e+000 | 5.4516e-07 |  | 9.343739156904945e+000 | 4.981e-07 |  | 9.3502 | 4.3681e-06 | 13.756 | 4.3681e-06
9.350217988489966e+000 | 3.1784e-07 | 9.3502 | 9.350217988489966e+000 | 3.877e-07 |  | 9.350217988489966e+000 | 5.4605e-07 |  | 9.350217988489966e+000 | 4.9888e-07 |  | 9.3567 | 4.3678e-06 | 13.7421 | 4.3678e-06
9.356701312415581e+000 | 3.1815e-07 | 9.3567 | 9.356701312415581e+000 | 3.882e-07 |  | 9.356701312415581e+000 | 5.4695e-07 |  | 9.356701312415581e+000 | 4.9967e-07 |  | 9.3632 | 4.3676e-06 | 13.7281 | 4.3676e-06
9.363189131796721e+000 | 3.1845e-07 | 9.3632 | 9.363189131796721e+000 | 3.887e-07 |  | 9.363189131796721e+000 | 5.4785e-07 |  | 9.363189131796721e+000 | 5.0045e-07 |  | 9.3697 | 4.3673e-06 | 13.7142 | 4.3673e-06
9.369681449750480e+000 | 3.1876e-07 | 9.3697 | 9.369681449750480e+000 | 3.8921e-07 |  | 9.369681449750480e+000 | 5.4874e-07 |  | 9.369681449750480e+000 | 5.0124e-07 |  | 9.3762 | 4.3671e-06 | 13.7003 | 4.3671e-06
9.376178269396112e+000 | 3.1907e-07 | 9.3762 | 9.376178269396112e+000 | 3.8971e-07 |  | 9.376178269396112e+000 | 5.4965e-07 |  | 9.376178269396112e+000 | 5.0203e-07 |  | 9.3827 | 4.3669e-06 | 13.6863 | 4.3669e-06
9.382679593855032e+000 | 3.1937e-07 | 9.3827 | 9.382679593855032e+000 | 3.9022e-07 |  | 9.382679593855032e+000 | 5.5055e-07 |  | 9.382679593855032e+000 | 5.0282e-07 |  | 9.3892 | 4.3666e-06 | 13.6724 | 4.3666e-06
9.389185426250823e+000 | 3.1968e-07 | 9.3892 | 9.389185426250823e+000 | 3.9073e-07 |  | 9.389185426250823e+000 | 5.5145e-07 |  | 9.389185426250823e+000 | 5.0361e-07 |  | 9.3957 | 4.3664e-06 | 13.6585 | 4.3664e-06
9.395695769709230e+000 | 3.1999e-07 | 9.3957 | 9.395695769709230e+000 | 3.9124e-07 |  | 9.395695769709230e+000 | 5.5236e-07 |  | 9.395695769709230e+000 | 5.0441e-07 |  | 9.4022 | 4.3661e-06 | 13.6446 | 4.3661e-06
9.402210627358167e+000 | 3.203e-07 | 9.4022 | 9.402210627358167e+000 | 3.9175e-07 |  | 9.402210627358167e+000 | 5.5327e-07 |  | 9.402210627358167e+000 | 5.052e-07 |  | 9.4087 | 4.3659e-06 | 13.6307 | 4.3659e-06
9.408730002327721e+000 | 3.2061e-07 | 9.4087 | 9.408730002327721e+000 | 3.9226e-07 |  | 9.408730002327721e+000 | 5.5418e-07 |  | 9.408730002327721e+000 | 5.06e-07 |  | 9.4153 | 4.3656e-06 | 13.6168 | 4.3656e-06
9.415253897750141e+000 | 3.2092e-07 | 9.4153 | 9.415253897750141e+000 | 3.9277e-07 |  | 9.415253897750141e+000 | 5.551e-07 |  | 9.415253897750141e+000 | 5.068e-07 |  | 9.4218 | 4.3654e-06 | 13.6029 | 4.3654e-06
9.421782316759854e+000 | 3.2123e-07 | 9.4218 | 9.421782316759854e+000 | 3.9329e-07 |  | 9.421782316759854e+000 | 5.5601e-07 |  | 9.421782316759854e+000 | 5.076e-07 |  | 9.4283 | 4.3652e-06 | 13.589 | 4.3652e-06
9.428315262493459e+000 | 3.2154e-07 | 9.4283 | 9.428315262493459e+000 | 3.938e-07 |  | 9.428315262493459e+000 | 5.5693e-07 |  | 9.428315262493459e+000 | 5.084e-07 |  | 9.4349 | 4.3649e-06 | 13.5751 | 4.3649e-06
9.434852738089731e+000 | 3.2185e-07 | 9.4349 | 9.434852738089731e+000 | 3.9432e-07 |  | 9.434852738089731e+000 | 5.5785e-07 |  | 9.434852738089731e+000 | 5.0921e-07 |  | 9.4414 | 4.3647e-06 | 13.5612 | 4.3647e-06
9.441394746689616e+000 | 3.2216e-07 | 9.4414 | 9.441394746689616e+000 | 3.9483e-07 |  | 9.441394746689616e+000 | 5.5877e-07 |  | 9.441394746689616e+000 | 5.1002e-07 |  | 9.4479 | 4.3644e-06 | 13.5473 | 4.3644e-06
9.447941291436246e+000 | 3.2247e-07 | 9.4479 | 9.447941291436246e+000 | 3.9535e-07 |  | 9.447941291436246e+000 | 5.597e-07 |  | 9.447941291436246e+000 | 5.1083e-07 |  | 9.4545 | 4.3642e-06 | 13.5335 | 4.3642e-06
9.454492375474926e+000 | 3.2279e-07 | 9.4545 | 9.454492375474926e+000 | 3.9587e-07 |  | 9.454492375474926e+000 | 5.6062e-07 |  | 9.454492375474926e+000 | 5.1164e-07 |  | 9.461 | 4.3639e-06 | 13.5196 | 4.3639e-06
9.461048001953143e+000 | 3.231e-07 | 9.461 | 9.461048001953143e+000 | 3.9639e-07 |  | 9.461048001953143e+000 | 5.6155e-07 |  | 9.461048001953143e+000 | 5.1245e-07 |  | 9.4676 | 4.3637e-06 | 13.5057 | 4.3637e-06
9.467608174020571e+000 | 3.2341e-07 | 9.4676 | 9.467608174020571e+000 | 3.9691e-07 |  | 9.467608174020571e+000 | 5.6248e-07 |  | 9.467608174020571e+000 | 5.1326e-07 |  | 9.4742 | 4.3635e-06 | 13.4919 | 4.3635e-06
9.474172894829064e+000 | 3.2373e-07 | 9.4742 | 9.474172894829064e+000 | 3.9744e-07 |  | 9.474172894829064e+000 | 5.6342e-07 |  | 9.474172894829064e+000 | 5.1408e-07 |  | 9.4807 | 4.3632e-06 | 13.478 | 4.3632e-06
9.480742167532659e+000 | 3.2404e-07 | 9.4807 | 9.480742167532659e+000 | 3.9796e-07 |  | 9.480742167532659e+000 | 5.6435e-07 |  | 9.480742167532659e+000 | 5.149e-07 |  | 9.4873 | 4.363e-06 | 13.4642 | 4.363e-06
9.487315995287586e+000 | 3.2436e-07 | 9.4873 | 9.487315995287586e+000 | 3.9849e-07 |  | 9.487315995287586e+000 | 5.6529e-07 |  | 9.487315995287586e+000 | 5.1572e-07 |  | 9.4939 | 4.3627e-06 | 13.4503 | 4.3627e-06
9.493894381252259e+000 | 3.2468e-07 | 9.4939 | 9.493894381252259e+000 | 3.9901e-07 |  | 9.493894381252259e+000 | 5.6623e-07 |  | 9.493894381252259e+000 | 5.1654e-07 |  | 9.5005 | 4.3625e-06 | 13.4365 | 4.3625e-06
9.500477328587284e+000 | 3.2499e-07 | 9.5005 | 9.500477328587284e+000 | 3.9954e-07 |  | 9.500477328587284e+000 | 5.6717e-07 |  | 9.500477328587284e+000 | 5.1737e-07 |  | 9.5071 | 4.3623e-06 | 13.4227 | 4.3623e-06
9.507064840455458e+000 | 3.2531e-07 | 9.5071 | 9.507064840455458e+000 | 4.0007e-07 |  | 9.507064840455458e+000 | 5.6812e-07 |  | 9.507064840455458e+000 | 5.1819e-07 |  | 9.5137 | 4.362e-06 | 13.4088 | 4.362e-06
9.513656920021770e+000 | 3.2563e-07 | 9.5137 | 9.513656920021770e+000 | 4.006e-07 |  | 9.513656920021770e+000 | 5.6906e-07 |  | 9.513656920021770e+000 | 5.1902e-07 |  | 9.5203 | 4.3618e-06 | 13.395 | 4.3618e-06
9.520253570453408e+000 | 3.2595e-07 | 9.5203 | 9.520253570453408e+000 | 4.0113e-07 |  | 9.520253570453408e+000 | 5.7001e-07 |  | 9.520253570453408e+000 | 5.1985e-07 |  | 9.5269 | 4.3615e-06 | 13.3812 | 4.3615e-06
9.526854794919748e+000 | 3.2626e-07 | 9.5269 | 9.526854794919748e+000 | 4.0166e-07 |  | 9.526854794919748e+000 | 5.7096e-07 |  | 9.526854794919748e+000 | 5.2068e-07 |  | 9.5335 | 4.3613e-06 | 13.3674 | 4.3613e-06
9.533460596592372e+000 | 3.2658e-07 | 9.5335 | 9.533460596592372e+000 | 4.0219e-07 |  | 9.533460596592372e+000 | 5.7191e-07 |  | 9.533460596592372e+000 | 5.2151e-07 |  | 9.5401 | 4.3611e-06 | 13.3536 | 4.3611e-06
9.540070978645055e+000 | 3.269e-07 | 9.5401 | 9.540070978645055e+000 | 4.0273e-07 |  | 9.540070978645055e+000 | 5.7287e-07 |  | 9.540070978645055e+000 | 5.2235e-07 |  | 9.5467 | 4.3608e-06 | 13.3398 | 4.3608e-06
9.546685944253778e+000 | 3.2722e-07 | 9.5467 | 9.546685944253778e+000 | 4.0326e-07 |  | 9.546685944253778e+000 | 5.7383e-07 |  | 9.546685944253778e+000 | 5.2319e-07 |  | 9.5533 | 4.3606e-06 | 13.326 | 4.3606e-06
9.553305496596718e+000 | 3.2754e-07 | 9.5533 | 9.553305496596718e+000 | 4.038e-07 |  | 9.553305496596718e+000 | 5.7479e-07 |  | 9.553305496596718e+000 | 5.2403e-07 |  | 9.5599 | 4.3603e-06 | 13.3122 | 4.3603e-06
9.559929638854261e+000 | 3.2787e-07 | 9.5599 | 9.559929638854261e+000 | 4.0434e-07 |  | 9.559929638854261e+000 | 5.7575e-07 |  | 9.559929638854261e+000 | 5.2487e-07 |  | 9.5666 | 4.3601e-06 | 13.2984 | 4.3601e-06
9.566558374208995e+000 | 3.2819e-07 | 9.5666 | 9.566558374208995e+000 | 4.0488e-07 |  | 9.566558374208995e+000 | 5.7671e-07 |  | 9.566558374208995e+000 | 5.2571e-07 |  | 9.5732 | 4.3599e-06 | 13.2847 | 4.3599e-06
9.573191705845717e+000 | 3.2851e-07 | 9.5732 | 9.573191705845717e+000 | 4.0542e-07 |  | 9.573191705845717e+000 | 5.7768e-07 |  | 9.573191705845717e+000 | 5.2656e-07 |  | 9.5798 | 4.3596e-06 | 13.2709 | 4.3596e-06
9.579829636951432e+000 | 3.2883e-07 | 9.5798 | 9.579829636951432e+000 | 4.0596e-07 |  | 9.579829636951432e+000 | 5.7865e-07 |  | 9.579829636951432e+000 | 5.2741e-07 |  | 9.5865 | 4.3594e-06 | 13.2571 | 4.3594e-06
9.586472170715352e+000 | 3.2916e-07 | 9.5865 | 9.586472170715352e+000 | 4.065e-07 |  | 9.586472170715352e+000 | 5.7962e-07 |  | 9.586472170715352e+000 | 5.2826e-07 |  | 9.5931 | 4.3591e-06 | 13.2434 | 4.3591e-06
9.593119310328904e+000 | 3.2948e-07 | 9.5931 | 9.593119310328904e+000 | 4.0705e-07 |  | 9.593119310328904e+000 | 5.8059e-07 |  | 9.593119310328904e+000 | 5.2911e-07 |  | 9.5998 | 4.3589e-06 | 13.2296 | 4.3589e-06
9.599771058985727e+000 | 3.2981e-07 | 9.5998 | 9.599771058985727e+000 | 4.0759e-07 |  | 9.599771058985727e+000 | 5.8157e-07 |  | 9.599771058985727e+000 | 5.2996e-07 |  | 9.6064 | 4.3587e-06 | 13.2159 | 4.3587e-06
9.606427419881671e+000 | 3.3013e-07 | 9.6064 | 9.606427419881671e+000 | 4.0814e-07 |  | 9.606427419881671e+000 | 5.8255e-07 |  | 9.606427419881671e+000 | 5.3082e-07 |  | 9.6131 | 4.3584e-06 | 13.2021 | 4.3584e-06
9.613088396214808e+000 | 3.3046e-07 | 9.6131 | 9.613088396214808e+000 | 4.0868e-07 |  | 9.613088396214808e+000 | 5.8353e-07 |  | 9.613088396214808e+000 | 5.3167e-07 |  | 9.6198 | 4.3582e-06 | 13.1884 | 4.3582e-06
9.619753991185423e+000 | 3.3078e-07 | 9.6198 | 9.619753991185423e+000 | 4.0923e-07 |  | 9.619753991185423e+000 | 5.8451e-07 |  | 9.619753991185423e+000 | 5.3253e-07 |  | 9.6264 | 4.358e-06 | 13.1746 | 4.358e-06
9.626424207996021e+000 | 3.3111e-07 | 9.6264 | 9.626424207996021e+000 | 4.0978e-07 |  | 9.626424207996021e+000 | 5.8549e-07 |  | 9.626424207996021e+000 | 5.3339e-07 |  | 9.6331 | 4.3577e-06 | 13.1609 | 4.3577e-06
9.633099049851328e+000 | 3.3144e-07 | 9.6331 | 9.633099049851328e+000 | 4.1033e-07 |  | 9.633099049851328e+000 | 5.8648e-07 |  | 9.633099049851328e+000 | 5.3426e-07 |  | 9.6398 | 4.3575e-06 | 13.1472 | 4.3575e-06
9.639778519958293e+000 | 3.3177e-07 | 9.6398 | 9.639778519958293e+000 | 4.1089e-07 |  | 9.639778519958293e+000 | 5.8747e-07 |  | 9.639778519958293e+000 | 5.3512e-07 |  | 9.6465 | 4.3572e-06 | 13.1335 | 4.3572e-06
9.646462621526085e+000 | 3.3209e-07 | 9.6465 | 9.646462621526085e+000 | 4.1144e-07 |  | 9.646462621526085e+000 | 5.8846e-07 |  | 9.646462621526085e+000 | 5.3599e-07 |  | 9.6532 | 4.357e-06 | 13.1198 | 4.357e-06
9.653151357766104e+000 | 3.3242e-07 | 9.6532 | 9.653151357766104e+000 | 4.1199e-07 |  | 9.653151357766104e+000 | 5.8945e-07 |  | 9.653151357766104e+000 | 5.3686e-07 |  | 9.6598 | 4.3568e-06 | 13.1061 | 4.3568e-06
9.659844731891973e+000 | 3.3275e-07 | 9.6598 | 9.659844731891973e+000 | 4.1255e-07 |  | 9.659844731891973e+000 | 5.9045e-07 |  | 9.659844731891973e+000 | 5.3773e-07 |  | 9.6665 | 4.3565e-06 | 13.0924 | 4.3565e-06
9.666542747119543e+000 | 3.3308e-07 | 9.6665 | 9.666542747119543e+000 | 4.1311e-07 |  | 9.666542747119543e+000 | 5.9145e-07 |  | 9.666542747119543e+000 | 5.386e-07 |  | 9.6732 | 4.3563e-06 | 13.0787 | 4.3563e-06
9.673245406666894e+000 | 3.3341e-07 | 9.6732 | 9.673245406666894e+000 | 4.1367e-07 |  | 9.673245406666894e+000 | 5.9245e-07 |  | 9.673245406666894e+000 | 5.3948e-07 |  | 9.68 | 4.3561e-06 | 13.065 | 4.3561e-06
9.679952713754343e+000 | 3.3375e-07 | 9.68 | 9.679952713754343e+000 | 4.1422e-07 |  | 9.679952713754343e+000 | 5.9345e-07 |  | 9.679952713754343e+000 | 5.4036e-07 |  | 9.6867 | 4.3558e-06 | 13.0513 | 4.3558e-06
9.686664671604433e+000 | 3.3408e-07 | 9.6867 | 9.686664671604433e+000 | 4.1479e-07 |  | 9.686664671604433e+000 | 5.9446e-07 |  | 9.686664671604433e+000 | 5.4124e-07 |  | 9.6934 | 4.3556e-06 | 13.0376 | 4.3556e-06
9.693381283441948e+000 | 3.3441e-07 | 9.6934 | 9.693381283441948e+000 | 4.1535e-07 |  | 9.693381283441948e+000 | 5.9547e-07 |  | 9.693381283441948e+000 | 5.4212e-07 |  | 9.7001 | 4.3553e-06 | 13.0239 | 4.3553e-06
9.700102552493899e+000 | 3.3474e-07 | 9.7001 | 9.700102552493899e+000 | 4.1591e-07 |  | 9.700102552493899e+000 | 5.9648e-07 |  | 9.700102552493899e+000 | 5.43e-07 |  | 9.7068 | 4.3551e-06 | 13.0103 | 4.3551e-06
9.706828481989545e+000 | 3.3508e-07 | 9.7068 | 9.706828481989545e+000 | 4.1648e-07 |  | 9.706828481989545e+000 | 5.9749e-07 |  | 9.706828481989545e+000 | 5.4389e-07 |  | 9.7136 | 4.3549e-06 | 12.9966 | 4.3549e-06
9.713559075160378e+000 | 3.3541e-07 | 9.7136 | 9.713559075160378e+000 | 4.1704e-07 |  | 9.713559075160378e+000 | 5.9851e-07 |  | 9.713559075160378e+000 | 5.4478e-07 |  | 9.7203 | 4.3546e-06 | 12.983 | 4.3546e-06
9.720294335240130e+000 | 3.3575e-07 | 9.7203 | 9.720294335240130e+000 | 4.1761e-07 |  | 9.720294335240130e+000 | 5.9952e-07 |  | 9.720294335240130e+000 | 5.4567e-07 |  | 9.727 | 4.3544e-06 | 12.9693 | 4.3544e-06
9.727034265464779e+000 | 3.3608e-07 | 9.727 | 9.727034265464779e+000 | 4.1818e-07 |  | 9.727034265464779e+000 | 6.0054e-07 |  | 9.727034265464779e+000 | 5.4656e-07 |  | 9.7338 | 4.3542e-06 | 12.9557 | 4.3542e-06
9.733778869072545e+000 | 3.3642e-07 | 9.7338 | 9.733778869072545e+000 | 4.1875e-07 |  | 9.733778869072545e+000 | 6.0157e-07 |  | 9.733778869072545e+000 | 5.4745e-07 |  | 9.7405 | 4.3539e-06 | 12.942 | 4.3539e-06
9.740528149303891e+000 | 3.3675e-07 | 9.7405 | 9.740528149303891e+000 | 4.1932e-07 |  | 9.740528149303891e+000 | 6.0259e-07 |  | 9.740528149303891e+000 | 5.4835e-07 |  | 9.7473 | 4.3537e-06 | 12.9284 | 4.3537e-06
9.747282109401532e+000 | 3.3709e-07 | 9.7473 | 9.747282109401532e+000 | 4.1989e-07 |  | 9.747282109401532e+000 | 6.0362e-07 |  | 9.747282109401532e+000 | 5.4925e-07 |  | 9.754 | 4.3535e-06 | 12.9148 | 4.3535e-06
9.754040752610427e+000 | 3.3743e-07 | 9.754 | 9.754040752610427e+000 | 4.2046e-07 |  | 9.754040752610427e+000 | 6.0465e-07 |  | 9.754040752610427e+000 | 5.5015e-07 |  | 9.7608 | 4.3532e-06 | 12.9011 | 4.3532e-06
9.760804082177788e+000 | 3.3777e-07 | 9.7608 | 9.760804082177788e+000 | 4.2104e-07 |  | 9.760804082177788e+000 | 6.0568e-07 |  | 9.760804082177788e+000 | 5.5105e-07 |  | 9.7676 | 4.353e-06 | 12.8875 | 4.353e-06
9.767572101353077e+000 | 3.3811e-07 | 9.7676 | 9.767572101353077e+000 | 4.2161e-07 |  | 9.767572101353077e+000 | 6.0671e-07 |  | 9.767572101353077e+000 | 5.5195e-07 |  | 9.7743 | 4.3528e-06 | 12.8739 | 4.3528e-06
9.774344813388007e+000 | 3.3845e-07 | 9.7743 | 9.774344813388007e+000 | 4.2219e-07 |  | 9.774344813388007e+000 | 6.0775e-07 |  | 9.774344813388007e+000 | 5.5286e-07 |  | 9.7811 | 4.3525e-06 | 12.8603 | 4.3525e-06
9.781122221536551e+000 | 3.3879e-07 | 9.7811 | 9.781122221536551e+000 | 4.2277e-07 |  | 9.781122221536551e+000 | 6.0879e-07 |  | 9.781122221536551e+000 | 5.5377e-07 |  | 9.7879 | 4.3523e-06 | 12.8467 | 4.3523e-06
9.787904329054932e+000 | 3.3913e-07 | 9.7879 | 9.787904329054932e+000 | 4.2335e-07 |  | 9.787904329054932e+000 | 6.0983e-07 |  | 9.787904329054932e+000 | 5.5468e-07 |  | 9.7947 | 4.3521e-06 | 12.8331 | 4.3521e-06
9.794691139201637e+000 | 3.3947e-07 | 9.7947 | 9.794691139201637e+000 | 4.2393e-07 |  | 9.794691139201637e+000 | 6.1088e-07 |  | 9.794691139201637e+000 | 5.556e-07 |  | 9.8015 | 4.3518e-06 | 12.8195 | 4.3518e-06
9.801482655237409e+000 | 3.3981e-07 | 9.8015 | 9.801482655237409e+000 | 4.2451e-07 |  | 9.801482655237409e+000 | 6.1192e-07 |  | 9.801482655237409e+000 | 5.5651e-07 |  | 9.8083 | 4.3516e-06 | 12.8059 | 4.3516e-06
9.808278880425252e+000 | 3.4015e-07 | 9.8083 | 9.808278880425252e+000 | 4.251e-07 |  | 9.808278880425252e+000 | 6.1297e-07 |  | 9.808278880425252e+000 | 5.5743e-07 |  | 9.8151 | 4.3514e-06 | 12.7924 | 4.3514e-06
9.815079818030435e+000 | 3.405e-07 | 9.8151 | 9.815079818030435e+000 | 4.2568e-07 |  | 9.815079818030435e+000 | 6.1402e-07 |  | 9.815079818030435e+000 | 5.5835e-07 |  | 9.8219 | 4.3511e-06 | 12.7788 | 4.3511e-06
9.821885471320485e+000 | 3.4084e-07 | 9.8219 | 9.821885471320485e+000 | 4.2627e-07 |  | 9.821885471320485e+000 | 6.1508e-07 |  | 9.821885471320485e+000 | 5.5927e-07 |  | 9.8287 | 4.3509e-06 | 12.7652 | 4.3509e-06
9.828695843565201e+000 | 3.4118e-07 | 9.8287 | 9.828695843565201e+000 | 4.2686e-07 |  | 9.828695843565201e+000 | 6.1614e-07 |  | 9.828695843565201e+000 | 5.6019e-07 |  | 9.8355 | 4.3506e-06 | 12.7517 | 4.3507e-06
9.835510938036649e+000 | 3.4153e-07 | 9.8355 | 9.835510938036649e+000 | 4.2744e-07 |  | 9.835510938036649e+000 | 6.1719e-07 |  | 9.835510938036649e+000 | 5.6112e-07 |  | 9.8423 | 4.3504e-06 | 12.7381 | 4.3504e-06
9.842330758009156e+000 | 3.4187e-07 | 9.8423 | 9.842330758009156e+000 | 4.2803e-07 |  | 9.842330758009156e+000 | 6.1826e-07 |  | 9.842330758009156e+000 | 5.6205e-07 |  | 9.8492 | 4.3502e-06 | 12.7246 | 4.3502e-06
9.849155306759332e+000 | 3.4222e-07 | 9.8492 | 9.849155306759332e+000 | 4.2863e-07 |  | 9.849155306759332e+000 | 6.1932e-07 |  | 9.849155306759332e+000 | 5.6298e-07 |  | 9.856 | 4.35e-06 | 12.711 | 4.35e-06
9.855984587566049e+000 | 3.4257e-07 | 9.856 | 9.855984587566049e+000 | 4.2922e-07 |  | 9.855984587566049e+000 | 6.2039e-07 |  | 9.855984587566049e+000 | 5.6391e-07 |  | 9.8628 | 4.3497e-06 | 12.6975 | 4.3497e-06
9.862818603710455e+000 | 3.4291e-07 | 9.8628 | 9.862818603710455e+000 | 4.2981e-07 |  | 9.862818603710455e+000 | 6.2146e-07 |  | 9.862818603710455e+000 | 5.6485e-07 |  | 9.8697 | 4.3495e-06 | 12.6839 | 4.3495e-06
9.869657358475974e+000 | 3.4326e-07 | 9.8697 | 9.869657358475974e+000 | 4.3041e-07 |  | 9.869657358475974e+000 | 6.2253e-07 |  | 9.869657358475974e+000 | 5.6578e-07 |  | 9.8765 | 4.3493e-06 | 12.6704 | 4.3493e-06
9.876500855148310e+000 | 3.4361e-07 | 9.8765 | 9.876500855148310e+000 | 4.3101e-07 |  | 9.876500855148310e+000 | 6.236e-07 |  | 9.876500855148310e+000 | 5.6672e-07 |  | 9.8833 | 4.349e-06 | 12.6569 | 4.349e-06
9.883349097015437e+000 | 3.4396e-07 | 9.8833 | 9.883349097015437e+000 | 4.316e-07 |  | 9.883349097015437e+000 | 6.2468e-07 |  | 9.883349097015437e+000 | 5.6767e-07 |  | 9.8902 | 4.3488e-06 | 12.6434 | 4.3488e-06
9.890202087367614e+000 | 3.4431e-07 | 9.8902 | 9.890202087367614e+000 | 4.322e-07 |  | 9.890202087367614e+000 | 6.2576e-07 |  | 9.890202087367614e+000 | 5.6861e-07 |  | 9.8971 | 4.3486e-06 | 12.6299 | 4.3486e-06
9.897059829497383e+000 | 3.4466e-07 | 9.8971 | 9.897059829497383e+000 | 4.328e-07 |  | 9.897059829497383e+000 | 6.2684e-07 |  | 9.897059829497383e+000 | 5.6956e-07 |  | 9.9039 | 4.3483e-06 | 12.6164 | 4.3483e-06
9.903922326699567e+000 | 3.4501e-07 | 9.9039 | 9.903922326699567e+000 | 4.3341e-07 |  | 9.903922326699567e+000 | 6.2793e-07 |  | 9.903922326699567e+000 | 5.705e-07 |  | 9.9108 | 4.3481e-06 | 12.6029 | 4.3481e-06
9.910789582271272e+000 | 3.4536e-07 | 9.9108 | 9.910789582271272e+000 | 4.3401e-07 |  | 9.910789582271272e+000 | 6.2901e-07 |  | 9.910789582271272e+000 | 5.7145e-07 |  | 9.9177 | 4.3479e-06 | 12.5894 | 4.3479e-06
9.917661599511895e+000 | 3.4571e-07 | 9.9177 | 9.917661599511895e+000 | 4.3461e-07 |  | 9.917661599511895e+000 | 6.301e-07 |  | 9.917661599511895e+000 | 5.7241e-07 |  | 9.9245 | 4.3476e-06 | 12.5759 | 4.3476e-06
9.924538381723114e+000 | 3.4606e-07 | 9.9245 | 9.924538381723114e+000 | 4.3522e-07 |  | 9.924538381723114e+000 | 6.312e-07 |  | 9.924538381723114e+000 | 5.7336e-07 |  | 9.9314 | 4.3474e-06 | 12.5624 | 4.3474e-06
9.931419932208900e+000 | 3.4642e-07 | 9.9314 | 9.931419932208900e+000 | 4.3583e-07 |  | 9.931419932208900e+000 | 6.3229e-07 |  | 9.931419932208900e+000 | 5.7432e-07 |  | 9.9383 | 4.3472e-06 | 12.5489 | 4.3472e-06
9.938306254275517e+000 | 3.4677e-07 | 9.9383 | 9.938306254275517e+000 | 4.3644e-07 |  | 9.938306254275517e+000 | 6.3339e-07 |  | 9.938306254275517e+000 | 5.7528e-07 |  | 9.9452 | 4.3469e-06 | 12.5355 | 4.3469e-06
9.945197351231519e+000 | 3.4713e-07 | 9.9452 | 9.945197351231519e+000 | 4.3705e-07 |  | 9.945197351231519e+000 | 6.3449e-07 |  | 9.945197351231519e+000 | 5.7624e-07 |  | 9.9521 | 4.3467e-06 | 12.522 | 4.3467e-06
9.952093226387753e+000 | 3.4748e-07 | 9.9521 | 9.952093226387753e+000 | 4.3766e-07 |  | 9.952093226387753e+000 | 6.3559e-07 |  | 9.952093226387753e+000 | 5.7721e-07 |  | 9.959 | 4.3465e-06 | 12.5085 | 4.3465e-06
9.958993883057364e+000 | 3.4784e-07 | 9.959 | 9.958993883057364e+000 | 4.3827e-07 |  | 9.958993883057364e+000 | 6.367e-07 |  | 9.958993883057364e+000 | 5.7817e-07 |  | 9.9659 | 4.3462e-06 | 12.4951 | 4.3462e-06
9.965899324555794e+000 | 3.4819e-07 | 9.9659 | 9.965899324555794e+000 | 4.3889e-07 |  | 9.965899324555794e+000 | 6.378e-07 |  | 9.965899324555794e+000 | 5.7914e-07 |  | 9.9728 | 4.346e-06 | 12.4816 | 4.346e-06
9.972809554200781e+000 | 3.4855e-07 | 9.9728 | 9.972809554200781e+000 | 4.395e-07 |  | 9.972809554200781e+000 | 6.3891e-07 |  | 9.972809554200781e+000 | 5.8011e-07 |  | 9.9797 | 4.3458e-06 | 12.4682 | 4.3458e-06
9.979724575312368e+000 | 3.4891e-07 | 9.9797 | 9.979724575312368e+000 | 4.4012e-07 |  | 9.979724575312368e+000 | 6.4003e-07 |  | 9.979724575312368e+000 | 5.8108e-07 |  | 9.9866 | 4.3456e-06 | 12.4548 | 4.3456e-06
9.986644391212897e+000 | 3.4927e-07 | 9.9866 | 9.986644391212897e+000 | 4.4074e-07 |  | 9.986644391212897e+000 | 6.4114e-07 |  | 9.986644391212897e+000 | 5.8206e-07 |  | 9.9936 | 4.3453e-06 | 12.4413 | 4.3453e-06
9.993569005227016e+000 | 3.4962e-07 | 9.9936 | 9.993569005227016e+000 | 4.4136e-07 |  | 9.993569005227016e+000 | 6.4226e-07 |  | 9.993569005227016e+000 | 5.8304e-07 |  | 10.0005 | 4.3451e-06 | 12.4279 | 4.3451e-06
1.000049842068168e+001 | 3.4998e-07 | 10.0005 | 1.000049842068168e+001 | 4.4198e-07 |  | 1.000049842068168e+001 | 6.4338e-07 |  | 1.000049842068168e+001 | 5.8402e-07 |  | 10.0074 | 4.3449e-06 | 12.4145 | 4.3449e-06
1.000743264090613e+001 | 3.5034e-07 | 10.0074 | 1.000743264090613e+001 | 4.426e-07 |  | 1.000743264090613e+001 | 6.4451e-07 |  | 1.000743264090613e+001 | 5.85e-07 |  | 10.0144 | 4.3446e-06 | 12.4011 | 4.3446e-06
1.001437166923196e+001 | 3.507e-07 | 10.0144 | 1.001437166923196e+001 | 4.4323e-07 |  | 1.001437166923196e+001 | 6.4563e-07 |  | 1.001437166923196e+001 | 5.8599e-07 |  | 10.0213 | 4.3444e-06 | 12.3877 | 4.3444e-06
1.002131550899303e+001 | 3.5107e-07 | 10.0213 | 1.002131550899303e+001 | 4.4385e-07 |  | 1.002131550899303e+001 | 6.4676e-07 |  | 1.002131550899303e+001 | 5.8697e-07 |  | 10.0283 | 4.3442e-06 | 12.3743 | 4.3442e-06
1.002826416352553e+001 | 3.5143e-07 | 10.0283 | 1.002826416352553e+001 | 4.4448e-07 |  | 1.002826416352553e+001 | 6.479e-07 |  | 1.002826416352553e+001 | 5.8796e-07 |  | 10.0352 | 4.3439e-06 | 12.3609 | 4.3439e-06
1.003521763616796e+001 | 3.5179e-07 | 10.0352 | 1.003521763616796e+001 | 4.4511e-07 |  | 1.003521763616796e+001 | 6.4903e-07 |  | 1.003521763616796e+001 | 5.8895e-07 |  | 10.0422 | 4.3437e-06 | 12.3475 | 4.3437e-06
1.004217593026115e+001 | 3.5215e-07 | 10.0422 | 1.004217593026115e+001 | 4.4574e-07 |  | 1.004217593026115e+001 | 6.5017e-07 |  | 1.004217593026115e+001 | 5.8995e-07 |  | 10.0491 | 4.3435e-06 | 12.3341 | 4.3435e-06
1.004913904914822e+001 | 3.5252e-07 | 10.0491 | 1.004913904914822e+001 | 4.4637e-07 |  | 1.004913904914822e+001 | 6.5131e-07 |  | 1.004913904914822e+001 | 5.9095e-07 |  | 10.0561 | 4.3433e-06 | 12.3207 | 4.3433e-06
1.005610699617463e+001 | 3.5288e-07 | 10.0561 | 1.005610699617463e+001 | 4.47e-07 |  | 1.005610699617463e+001 | 6.5245e-07 |  | 1.005610699617463e+001 | 5.9194e-07 |  | 10.0631 | 4.343e-06 | 12.3074 | 4.343e-06
1.006307977468815e+001 | 3.5325e-07 | 10.0631 | 1.006307977468815e+001 | 4.4764e-07 |  | 1.006307977468815e+001 | 6.536e-07 |  | 1.006307977468815e+001 | 5.9295e-07 |  | 10.0701 | 4.3428e-06 | 12.294 | 4.3428e-06
1.007005738803886e+001 | 3.5361e-07 | 10.0701 | 1.007005738803886e+001 | 4.4827e-07 |  | 1.007005738803886e+001 | 6.5475e-07 |  | 1.007005738803886e+001 | 5.9395e-07 |  | 10.077 | 4.3426e-06 | 12.2806 | 4.3426e-06
1.007703983957920e+001 | 3.5398e-07 | 10.077 | 1.007703983957920e+001 | 4.4891e-07 |  | 1.007703983957920e+001 | 6.559e-07 |  | 1.007703983957920e+001 | 5.9496e-07 |  | 10.084 | 4.3423e-06 | 12.2673 | 4.3423e-06
1.008402713266389e+001 | 3.5435e-07 | 10.084 | 1.008402713266389e+001 | 4.4955e-07 |  | 1.008402713266389e+001 | 6.5705e-07 |  | 1.008402713266389e+001 | 5.9596e-07 |  | 10.091 | 4.3421e-06 | 12.2539 | 4.3421e-06
1.009101927065000e+001 | 3.5471e-07 | 10.091 | 1.009101927065000e+001 | 4.5019e-07 |  | 1.009101927065000e+001 | 6.5821e-07 |  | 1.009101927065000e+001 | 5.9698e-07 |  | 10.098 | 4.3419e-06 | 12.2406 | 4.3419e-06
1.009801625689693e+001 | 3.5508e-07 | 10.098 | 1.009801625689693e+001 | 4.5083e-07 |  | 1.009801625689693e+001 | 6.5937e-07 |  | 1.009801625689693e+001 | 5.9799e-07 |  | 10.105 | 4.3417e-06 | 12.2273 | 4.3417e-06
1.010501809476640e+001 | 3.5545e-07 | 10.105 | 1.010501809476640e+001 | 4.5147e-07 |  | 1.010501809476640e+001 | 6.6053e-07 |  | 1.010501809476640e+001 | 5.9901e-07 |  | 10.112 | 4.3414e-06 | 12.2139 | 4.3414e-06
1.011202478762246e+001 | 3.5582e-07 | 10.112 | 1.011202478762246e+001 | 4.5212e-07 |  | 1.011202478762246e+001 | 6.6169e-07 |  | 1.011202478762246e+001 | 6.0002e-07 |  | 10.119 | 4.3412e-06 | 12.2006 | 4.3412e-06
1.011903633883150e+001 | 3.5619e-07 | 10.119 | 1.011903633883150e+001 | 4.5276e-07 |  | 1.011903633883150e+001 | 6.6286e-07 |  | 1.011903633883150e+001 | 6.0104e-07 |  | 10.1261 | 4.341e-06 | 12.1873 | 4.341e-06
1.012605275176224e+001 | 3.5656e-07 | 10.1261 | 1.012605275176224e+001 | 4.5341e-07 |  | 1.012605275176224e+001 | 6.6403e-07 |  | 1.012605275176224e+001 | 6.0207e-07 |  | 10.1331 | 4.3408e-06 | 12.174 | 4.3408e-06
1.013307402978574e+001 | 3.5693e-07 | 10.1331 | 1.013307402978574e+001 | 4.5406e-07 |  | 1.013307402978574e+001 | 6.652e-07 |  | 1.013307402978574e+001 | 6.0309e-07 |  | 10.1401 | 4.3405e-06 | 12.1607 | 4.3405e-06
1.014010017627540e+001 | 3.573e-07 | 10.1401 | 1.014010017627540e+001 | 4.5471e-07 |  | 1.014010017627540e+001 | 6.6638e-07 |  | 1.014010017627540e+001 | 6.0412e-07 |  | 10.1471 | 4.3403e-06 | 12.1474 | 4.3403e-06
1.014713119460694e+001 | 3.5768e-07 | 10.1471 | 1.014713119460694e+001 | 4.5536e-07 |  | 1.014713119460694e+001 | 6.6756e-07 |  | 1.014713119460694e+001 | 6.0515e-07 |  | 10.1542 | 4.3401e-06 | 12.1341 | 4.3401e-06
1.015416708815844e+001 | 3.5805e-07 | 10.1542 | 1.015416708815844e+001 | 4.5601e-07 |  | 1.015416708815844e+001 | 6.6874e-07 |  | 1.015416708815844e+001 | 6.0618e-07 |  | 10.1612 | 4.3398e-06 | 12.1208 | 4.3399e-06
1.016120786031032e+001 | 3.5842e-07 | 10.1612 | 1.016120786031032e+001 | 4.5667e-07 |  | 1.016120786031032e+001 | 6.6993e-07 |  | 1.016120786031032e+001 | 6.0722e-07 |  | 10.1683 | 4.3396e-06 | 12.1075 | 4.3396e-06
1.016825351444533e+001 | 3.588e-07 | 10.1683 | 1.016825351444533e+001 | 4.5732e-07 |  | 1.016825351444533e+001 | 6.7111e-07 |  | 1.016825351444533e+001 | 6.0826e-07 |  | 10.1753 | 4.3394e-06 | 12.0942 | 4.3394e-06
1.017530405394859e+001 | 3.5917e-07 | 10.1753 | 1.017530405394859e+001 | 4.5798e-07 |  | 1.017530405394859e+001 | 6.723e-07 |  | 1.017530405394859e+001 | 6.093e-07 |  | 10.1824 | 4.3392e-06 | 12.081 | 4.3392e-06
1.018235948220755e+001 | 3.5955e-07 | 10.1824 | 1.018235948220755e+001 | 4.5864e-07 |  | 1.018235948220755e+001 | 6.735e-07 |  | 1.018235948220755e+001 | 6.1034e-07 |  | 10.1894 | 4.3389e-06 | 12.0677 | 4.3389e-06
1.018941980261200e+001 | 3.5993e-07 | 10.1894 | 1.018941980261200e+001 | 4.593e-07 |  | 1.018941980261200e+001 | 6.7469e-07 |  | 1.018941980261200e+001 | 6.1139e-07 |  | 10.1965 | 4.3387e-06 | 12.0544 | 4.3387e-06
1.019648501855410e+001 | 3.603e-07 | 10.1965 | 1.019648501855410e+001 | 4.5996e-07 |  | 1.019648501855410e+001 | 6.7589e-07 |  | 1.019648501855410e+001 | 6.1243e-07 |  | 10.2036 | 4.3385e-06 | 12.0412 | 4.3385e-06
1.020355513342836e+001 | 3.6068e-07 | 10.2036 | 1.020355513342836e+001 | 4.6063e-07 |  | 1.020355513342836e+001 | 6.7709e-07 |  | 1.020355513342836e+001 | 6.1348e-07 |  | 10.2106 | 4.3383e-06 | 12.0279 | 4.3383e-06
1.021063015063163e+001 | 3.6106e-07 | 10.2106 | 1.021063015063163e+001 | 4.6129e-07 |  | 1.021063015063163e+001 | 6.783e-07 |  | 1.021063015063163e+001 | 6.1454e-07 |  | 10.2177 | 4.338e-06 | 12.0147 | 4.338e-06
1.021771007356312e+001 | 3.6144e-07 | 10.2177 | 1.021771007356312e+001 | 4.6196e-07 |  | 1.021771007356312e+001 | 6.7951e-07 |  | 1.021771007356312e+001 | 6.1559e-07 |  | 10.2248 | 4.3378e-06 | 12.0015 | 4.3378e-06
1.022479490562441e+001 | 3.6182e-07 | 10.2248 | 1.022479490562441e+001 | 4.6263e-07 |  | 1.022479490562441e+001 | 6.8072e-07 |  | 1.022479490562441e+001 | 6.1665e-07 |  | 10.2319 | 4.3376e-06 | 11.9882 | 4.3376e-06
1.023188465021943e+001 | 3.622e-07 | 10.2319 | 1.023188465021943e+001 | 4.633e-07 |  | 1.023188465021943e+001 | 6.8193e-07 |  | 1.023188465021943e+001 | 6.1771e-07 |  | 10.239 | 4.3374e-06 | 11.975 | 4.3374e-06
1.023897931075447e+001 | 3.6258e-07 | 10.239 | 1.023897931075447e+001 | 4.6397e-07 |  | 1.023897931075447e+001 | 6.8315e-07 |  | 1.023897931075447e+001 | 6.1877e-07 |  | 10.2461 | 4.3371e-06 | 11.9618 | 4.3371e-06
1.024607889063817e+001 | 3.6297e-07 | 10.2461 | 1.024607889063817e+001 | 4.6464e-07 |  | 1.024607889063817e+001 | 6.8437e-07 |  | 1.024607889063817e+001 | 6.1984e-07 |  | 10.2532 | 4.3369e-06 | 11.9486 | 4.3369e-06
1.025318339328155e+001 | 3.6335e-07 | 10.2532 | 1.025318339328155e+001 | 4.6531e-07 |  | 1.025318339328155e+001 | 6.8559e-07 |  | 1.025318339328155e+001 | 6.2091e-07 |  | 10.2603 | 4.3367e-06 | 11.9354 | 4.3367e-06
1.026029282209799e+001 | 3.6373e-07 | 10.2603 | 1.026029282209799e+001 | 4.6599e-07 |  | 1.026029282209799e+001 | 6.8681e-07 |  | 1.026029282209799e+001 | 6.2198e-07 |  | 10.2674 | 4.3365e-06 | 11.9222 | 4.3365e-06
1.026740718050324e+001 | 3.6412e-07 | 10.2674 | 1.026740718050324e+001 | 4.6667e-07 |  | 1.026740718050324e+001 | 6.8804e-07 |  | 1.026740718050324e+001 | 6.2305e-07 |  | 10.2745 | 4.3362e-06 | 11.909 | 4.3362e-06
1.027452647191541e+001 | 3.645e-07 | 10.2745 | 1.027452647191541e+001 | 4.6735e-07 |  | 1.027452647191541e+001 | 6.8927e-07 |  | 1.027452647191541e+001 | 6.2413e-07 |  | 10.2817 | 4.336e-06 | 11.8958 | 4.336e-06
1.028165069975499e+001 | 3.6489e-07 | 10.2817 | 1.028165069975499e+001 | 4.6803e-07 |  | 1.028165069975499e+001 | 6.9051e-07 |  | 1.028165069975499e+001 | 6.2521e-07 |  | 10.2888 | 4.3358e-06 | 11.8826 | 4.3358e-06
1.028877986744483e+001 | 3.6527e-07 | 10.2888 | 1.028877986744483e+001 | 4.6871e-07 |  | 1.028877986744483e+001 | 6.9174e-07 |  | 1.028877986744483e+001 | 6.2629e-07 |  | 10.2959 | 4.3356e-06 | 11.8694 | 4.3356e-06
1.029591397841017e+001 | 3.6566e-07 | 10.2959 | 1.029591397841017e+001 | 4.6939e-07 |  | 1.029591397841017e+001 | 6.9298e-07 |  | 1.029591397841017e+001 | 6.2737e-07 |  | 10.3031 | 4.3354e-06 | 11.8563 | 4.3354e-06
1.030305303607861e+001 | 3.6605e-07 | 10.3031 | 1.030305303607861e+001 | 4.7008e-07 |  | 1.030305303607861e+001 | 6.9423e-07 |  | 1.030305303607861e+001 | 6.2846e-07 |  | 10.3102 | 4.3351e-06 | 11.8431 | 4.3351e-06
1.031019704388013e+001 | 3.6643e-07 | 10.3102 | 1.031019704388013e+001 | 4.7076e-07 |  | 1.031019704388013e+001 | 6.9547e-07 |  | 1.031019704388013e+001 | 6.2955e-07 |  | 10.3173 | 4.3349e-06 | 11.83 | 4.3349e-06
1.031734600524709e+001 | 3.6682e-07 | 10.3173 | 1.031734600524709e+001 | 4.7145e-07 |  | 1.031734600524709e+001 | 6.9672e-07 |  | 1.031734600524709e+001 | 6.3064e-07 |  | 10.3245 | 4.3347e-06 | 11.8168 | 4.3347e-06
1.032449992361423e+001 | 3.6721e-07 | 10.3245 | 1.032449992361423e+001 | 4.7214e-07 |  | 1.032449992361423e+001 | 6.9797e-07 |  | 1.032449992361423e+001 | 6.3173e-07 |  | 10.3317 | 4.3345e-06 | 11.8037 | 4.3345e-06
1.033165880241868e+001 | 3.676e-07 | 10.3317 | 1.033165880241868e+001 | 4.7283e-07 |  | 1.033165880241868e+001 | 6.9923e-07 |  | 1.033165880241868e+001 | 6.3283e-07 |  | 10.3388 | 4.3342e-06 | 11.7905 | 4.3342e-06
1.033882264509994e+001 | 3.6799e-07 | 10.3388 | 1.033882264509994e+001 | 4.7353e-07 |  | 1.033882264509994e+001 | 7.0049e-07 |  | 1.033882264509994e+001 | 6.3393e-07 |  | 10.346 | 4.334e-06 | 11.7774 | 4.334e-06
1.034599145509990e+001 | 3.6839e-07 | 10.346 | 1.034599145509990e+001 | 4.7422e-07 |  | 1.034599145509990e+001 | 7.0175e-07 |  | 1.034599145509990e+001 | 6.3503e-07 |  | 10.3532 | 4.3338e-06 | 11.7643 | 4.3338e-06
1.035316523586283e+001 | 3.6878e-07 | 10.3532 | 1.035316523586283e+001 | 4.7492e-07 |  | 1.035316523586283e+001 | 7.0301e-07 |  | 1.035316523586283e+001 | 6.3613e-07 |  | 10.3603 | 4.3336e-06 | 11.7512 | 4.3336e-06
1.036034399083540e+001 | 3.6917e-07 | 10.3603 | 1.036034399083540e+001 | 4.7562e-07 |  | 1.036034399083540e+001 | 7.0428e-07 |  | 1.036034399083540e+001 | 6.3724e-07 |  | 10.3675 | 4.3333e-06 | 11.7381 | 4.3333e-06
1.036752772346667e+001 | 3.6956e-07 | 10.3675 | 1.036752772346667e+001 | 4.7632e-07 |  | 1.036752772346667e+001 | 7.0555e-07 |  | 1.036752772346667e+001 | 6.3835e-07 |  | 10.3747 | 4.3331e-06 | 11.7249 | 4.3331e-06
1.037471643720808e+001 | 3.6996e-07 | 10.3747 | 1.037471643720808e+001 | 4.7702e-07 |  | 1.037471643720808e+001 | 7.0682e-07 |  | 1.037471643720808e+001 | 6.3946e-07 |  | 10.3819 | 4.3329e-06 | 11.7118 | 4.3329e-06
1.038191013551347e+001 | 3.7035e-07 | 10.3819 | 1.038191013551347e+001 | 4.7772e-07 |  | 1.038191013551347e+001 | 7.081e-07 |  | 1.038191013551347e+001 | 6.4058e-07 |  | 10.3891 | 4.3327e-06 | 11.6987 | 4.3327e-06
1.038910882183907e+001 | 3.7075e-07 | 10.3891 | 1.038910882183907e+001 | 4.7842e-07 |  | 1.038910882183907e+001 | 7.0938e-07 |  | 1.038910882183907e+001 | 6.417e-07 |  | 10.3963 | 4.3325e-06 | 11.6857 | 4.3325e-06
1.039631249964352e+001 | 3.7115e-07 | 10.3963 | 1.039631249964352e+001 | 4.7913e-07 |  | 1.039631249964352e+001 | 7.1066e-07 |  | 1.039631249964352e+001 | 6.4282e-07 |  | 10.4035 | 4.3322e-06 | 11.6726 | 4.3322e-06
1.040352117238785e+001 | 3.7154e-07 | 10.4035 | 1.040352117238785e+001 | 4.7984e-07 |  | 1.040352117238785e+001 | 7.1195e-07 |  | 1.040352117238785e+001 | 6.4394e-07 |  | 10.4107 | 4.332e-06 | 11.6595 | 4.332e-06
1.041073484353547e+001 | 3.7194e-07 | 10.4107 | 1.041073484353547e+001 | 4.8055e-07 |  | 1.041073484353547e+001 | 7.1324e-07 |  | 1.041073484353547e+001 | 6.4507e-07 |  | 10.418 | 4.3318e-06 | 11.6464 | 4.3318e-06
1.041795351655223e+001 | 3.7234e-07 | 10.418 | 1.041795351655223e+001 | 4.8126e-07 |  | 1.041795351655223e+001 | 7.1453e-07 |  | 1.041795351655223e+001 | 6.462e-07 |  | 10.4252 | 4.3316e-06 | 11.6334 | 4.3316e-06
1.042517719490636e+001 | 3.7274e-07 | 10.4252 | 1.042517719490636e+001 | 4.8197e-07 |  | 1.042517719490636e+001 | 7.1582e-07 |  | 1.042517719490636e+001 | 6.4733e-07 |  | 10.4324 | 4.3314e-06 | 11.6203 | 4.3314e-06
1.043240588206849e+001 | 3.7314e-07 | 10.4324 | 1.043240588206849e+001 | 4.8268e-07 |  | 1.043240588206849e+001 | 7.1712e-07 |  | 1.043240588206849e+001 | 6.4846e-07 |  | 10.4396 | 4.3311e-06 | 11.6073 | 4.3311e-06
1.043963958151166e+001 | 3.7354e-07 | 10.4396 | 1.043963958151166e+001 | 4.834e-07 |  | 1.043963958151166e+001 | 7.1842e-07 |  | 1.043963958151166e+001 | 6.496e-07 |  | 10.4469 | 4.3309e-06 | 11.5942 | 4.3309e-06
1.044687829671134e+001 | 3.7394e-07 | 10.4469 | 1.044687829671134e+001 | 4.8412e-07 |  | 1.044687829671134e+001 | 7.1973e-07 |  | 1.044687829671134e+001 | 6.5074e-07 |  | 10.4541 | 4.3307e-06 | 11.5812 | 4.3307e-06
1.045412203114539e+001 | 3.7434e-07 | 10.4541 | 1.045412203114539e+001 | 4.8484e-07 |  | 1.045412203114539e+001 | 7.2103e-07 |  | 1.045412203114539e+001 | 6.5188e-07 |  | 10.4614 | 4.3305e-06 | 11.5681 | 4.3305e-06
1.046137078829407e+001 | 3.7475e-07 | 10.4614 | 1.046137078829407e+001 | 4.8556e-07 |  | 1.046137078829407e+001 | 7.2235e-07 |  | 1.046137078829407e+001 | 6.5303e-07 |  | 10.4686 | 4.3303e-06 | 11.5551 | 4.3303e-06
1.046862457164009e+001 | 3.7515e-07 | 10.4686 | 1.046862457164009e+001 | 4.8628e-07 |  | 1.046862457164009e+001 | 7.2366e-07 |  | 1.046862457164009e+001 | 6.5417e-07 |  | 10.4759 | 4.33e-06 | 11.5421 | 4.33e-06
1.047588338466852e+001 | 3.7556e-07 | 10.4759 | 1.047588338466852e+001 | 4.87e-07 |  | 1.047588338466852e+001 | 7.2498e-07 |  | 1.047588338466852e+001 | 6.5533e-07 |  | 10.4831 | 4.3298e-06 | 11.5291 | 4.3298e-06
1.048314723086691e+001 | 3.7596e-07 | 10.4831 | 1.048314723086691e+001 | 4.8773e-07 |  | 1.048314723086691e+001 | 7.263e-07 |  | 1.048314723086691e+001 | 6.5648e-07 |  | 10.4904 | 4.3296e-06 | 11.5161 | 4.3296e-06
1.049041611372518e+001 | 3.7637e-07 | 10.4904 | 1.049041611372518e+001 | 4.8846e-07 |  | 1.049041611372518e+001 | 7.2762e-07 |  | 1.049041611372518e+001 | 6.5764e-07 |  | 10.4977 | 4.3294e-06 | 11.5031 | 4.3294e-06
1.049769003673569e+001 | 3.7677e-07 | 10.4977 | 1.049769003673569e+001 | 4.8919e-07 |  | 1.049769003673569e+001 | 7.2895e-07 |  | 1.049769003673569e+001 | 6.588e-07 |  | 10.505 | 4.3292e-06 | 11.4901 | 4.3292e-06
1.050496900339322e+001 | 3.7718e-07 | 10.505 | 1.050496900339322e+001 | 4.8992e-07 |  | 1.050496900339322e+001 | 7.3028e-07 |  | 1.050496900339322e+001 | 6.5996e-07 |  | 10.5123 | 4.3289e-06 | 11.4771 | 4.3289e-06
1.051225301719497e+001 | 3.7759e-07 | 10.5123 | 1.051225301719497e+001 | 4.9065e-07 |  | 1.051225301719497e+001 | 7.3161e-07 |  | 1.051225301719497e+001 | 6.6112e-07 |  | 10.5195 | 4.3287e-06 | 11.4641 | 4.3287e-06
1.051954208164057e+001 | 3.78e-07 | 10.5195 | 1.051954208164057e+001 | 4.9138e-07 |  | 1.051954208164057e+001 | 7.3295e-07 |  | 1.051954208164057e+001 | 6.6229e-07 |  | 10.5268 | 4.3285e-06 | 11.4511 | 4.3285e-06
1.052683620023207e+001 | 3.7841e-07 | 10.5268 | 1.052683620023207e+001 | 4.9212e-07 |  | 1.052683620023207e+001 | 7.3429e-07 |  | 1.052683620023207e+001 | 6.6346e-07 |  | 10.5341 | 4.3283e-06 | 11.4382 | 4.3283e-06
1.053413537647395e+001 | 3.7882e-07 | 10.5341 | 1.053413537647395e+001 | 4.9286e-07 |  | 1.053413537647395e+001 | 7.3563e-07 |  | 1.053413537647395e+001 | 6.6463e-07 |  | 10.5414 | 4.3281e-06 | 11.4252 | 4.3281e-06
1.054143961387312e+001 | 3.7923e-07 | 10.5414 | 1.054143961387312e+001 | 4.936e-07 |  | 1.054143961387312e+001 | 7.3698e-07 |  | 1.054143961387312e+001 | 6.6581e-07 |  | 10.5487 | 4.3278e-06 | 11.4123 | 4.3278e-06
1.054874891593893e+001 | 3.7964e-07 | 10.5487 | 1.054874891593893e+001 | 4.9434e-07 |  | 1.054874891593893e+001 | 7.3833e-07 |  | 1.054874891593893e+001 | 6.6699e-07 |  | 10.5561 | 4.3276e-06 | 11.3993 | 4.3276e-06
1.055606328618316e+001 | 3.8005e-07 | 10.5561 | 1.055606328618316e+001 | 4.9508e-07 |  | 1.055606328618316e+001 | 7.3968e-07 |  | 1.055606328618316e+001 | 6.6817e-07 |  | 10.5634 | 4.3274e-06 | 11.3864 | 4.3274e-06
1.056338272812000e+001 | 3.8046e-07 | 10.5634 | 1.056338272812000e+001 | 4.9582e-07 |  | 1.056338272812000e+001 | 7.4104e-07 |  | 1.056338272812000e+001 | 6.6936e-07 |  | 10.5707 | 4.3272e-06 | 11.3734 | 4.3272e-06
1.057070724526612e+001 | 3.8088e-07 | 10.5707 | 1.057070724526612e+001 | 4.9657e-07 |  | 1.057070724526612e+001 | 7.424e-07 |  | 1.057070724526612e+001 | 6.7054e-07 |  | 10.578 | 4.327e-06 | 11.3605 | 4.327e-06
1.057803684114060e+001 | 3.8129e-07 | 10.578 | 1.057803684114060e+001 | 4.9732e-07 |  | 1.057803684114060e+001 | 7.4376e-07 |  | 1.057803684114060e+001 | 6.7173e-07 |  | 10.5854 | 4.3267e-06 | 11.3476 | 4.3267e-06
1.058537151926496e+001 | 3.8171e-07 | 10.5854 | 1.058537151926496e+001 | 4.9807e-07 |  | 1.058537151926496e+001 | 7.4513e-07 |  | 1.058537151926496e+001 | 6.7293e-07 |  | 10.5927 | 4.3265e-06 | 11.3346 | 4.3265e-06
1.059271128316318e+001 | 3.8212e-07 | 10.5927 | 1.059271128316318e+001 | 4.9882e-07 |  | 1.059271128316318e+001 | 7.465e-07 |  | 1.059271128316318e+001 | 6.7412e-07 |  | 10.6001 | 4.3263e-06 | 11.3217 | 4.3263e-06
1.060005613636166e+001 | 3.8254e-07 | 10.6001 | 1.060005613636166e+001 | 4.9957e-07 |  | 1.060005613636166e+001 | 7.4787e-07 |  | 1.060005613636166e+001 | 6.7532e-07 |  | 10.6074 | 4.3261e-06 | 11.3088 | 4.3261e-06
1.060740608238927e+001 | 3.8296e-07 | 10.6074 | 1.060740608238927e+001 | 5.0033e-07 |  | 1.060740608238927e+001 | 7.4925e-07 |  | 1.060740608238927e+001 | 6.7653e-07 |  | 10.6148 | 4.3259e-06 | 11.2959 | 4.3259e-06
1.061476112477730e+001 | 3.8338e-07 | 10.6148 | 1.061476112477730e+001 | 5.0108e-07 |  | 1.061476112477730e+001 | 7.5063e-07 |  | 1.061476112477730e+001 | 6.7773e-07 |  | 10.6221 | 4.3257e-06 | 11.283 | 4.3257e-06
1.062212126705951e+001 | 3.838e-07 | 10.6221 | 1.062212126705951e+001 | 5.0184e-07 |  | 1.062212126705951e+001 | 7.5201e-07 |  | 1.062212126705951e+001 | 6.7894e-07 |  | 10.6295 | 4.3254e-06 | 11.2701 | 4.3254e-06
1.062948651277210e+001 | 3.8422e-07 | 10.6295 | 1.062948651277210e+001 | 5.026e-07 |  | 1.062948651277210e+001 | 7.5339e-07 |  | 1.062948651277210e+001 | 6.8015e-07 |  | 10.6369 | 4.3252e-06 | 11.2573 | 4.3252e-06
1.063685686545372e+001 | 3.8464e-07 | 10.6369 | 1.063685686545372e+001 | 5.0337e-07 |  | 1.063685686545372e+001 | 7.5478e-07 |  | 1.063685686545372e+001 | 6.8137e-07 |  | 10.6442 | 4.325e-06 | 11.2444 | 4.325e-06
1.064423232864549e+001 | 3.8506e-07 | 10.6442 | 1.064423232864549e+001 | 5.0413e-07 |  | 1.064423232864549e+001 | 7.5618e-07 |  | 1.064423232864549e+001 | 6.8258e-07 |  | 10.6516 | 4.3248e-06 | 11.2315 | 4.3248e-06
1.065161290589097e+001 | 3.8548e-07 | 10.6516 | 1.065161290589097e+001 | 5.0489e-07 |  | 1.065161290589097e+001 | 7.5757e-07 |  | 1.065161290589097e+001 | 6.838e-07 |  | 10.659 | 4.3246e-06 | 11.2187 | 4.3246e-06
1.065899860073618e+001 | 3.859e-07 | 10.659 | 1.065899860073618e+001 | 5.0566e-07 |  | 1.065899860073618e+001 | 7.5897e-07 |  | 1.065899860073618e+001 | 6.8503e-07 |  | 10.6664 | 4.3244e-06 | 11.2058 | 4.3244e-06
1.066638941672959e+001 | 3.8633e-07 | 10.6664 | 1.066638941672959e+001 | 5.0643e-07 |  | 1.066638941672959e+001 | 7.6038e-07 |  | 1.066638941672959e+001 | 6.8625e-07 |  | 10.6738 | 4.3241e-06 | 11.1929 | 4.3241e-06
1.067378535742216e+001 | 3.8675e-07 | 10.6738 | 1.067378535742216e+001 | 5.072e-07 |  | 1.067378535742216e+001 | 7.6179e-07 |  | 1.067378535742216e+001 | 6.8748e-07 |  | 10.6812 | 4.3239e-06 | 11.1801 | 4.3239e-06
1.068118642636727e+001 | 3.8718e-07 | 10.6812 | 1.068118642636727e+001 | 5.0797e-07 |  | 1.068118642636727e+001 | 7.632e-07 |  | 1.068118642636727e+001 | 6.8871e-07 |  | 10.6886 | 4.3237e-06 | 11.1673 | 4.3237e-06
1.068859262712080e+001 | 3.876e-07 | 10.6886 | 1.068859262712080e+001 | 5.0875e-07 |  | 1.068859262712080e+001 | 7.6461e-07 |  | 1.068859262712080e+001 | 6.8995e-07 |  | 10.696 | 4.3235e-06 | 11.1544 | 4.3235e-06
1.069600396324108e+001 | 3.8803e-07 | 10.696 | 1.069600396324108e+001 | 5.0953e-07 |  | 1.069600396324108e+001 | 7.6603e-07 |  | 1.069600396324108e+001 | 6.9119e-07 |  | 10.7034 | 4.3233e-06 | 11.1416 | 4.3233e-06
1.070342043828890e+001 | 3.8846e-07 | 10.7034 | 1.070342043828890e+001 | 5.103e-07 |  | 1.070342043828890e+001 | 7.6745e-07 |  | 1.070342043828890e+001 | 6.9243e-07 |  | 10.7108 | 4.3231e-06 | 11.1288 | 4.3231e-06
1.071084205582754e+001 | 3.8889e-07 | 10.7108 | 1.071084205582754e+001 | 5.1108e-07 |  | 1.071084205582754e+001 | 7.6887e-07 |  | 1.071084205582754e+001 | 6.9367e-07 |  | 10.7183 | 4.3228e-06 | 11.116 | 4.3228e-06
1.071826881942273e+001 | 3.8931e-07 | 10.7183 | 1.071826881942273e+001 | 5.1187e-07 |  | 1.071826881942273e+001 | 7.703e-07 |  | 1.071826881942273e+001 | 6.9492e-07 |  | 10.7257 | 4.3226e-06 | 11.1032 | 4.3226e-06
1.072570073264269e+001 | 3.8974e-07 | 10.7257 | 1.072570073264269e+001 | 5.1265e-07 |  | 1.072570073264269e+001 | 7.7173e-07 |  | 1.072570073264269e+001 | 6.9617e-07 |  | 10.7331 | 4.3224e-06 | 11.0904 | 4.3224e-06
1.073313779905809e+001 | 3.9018e-07 | 10.7331 | 1.073313779905809e+001 | 5.1344e-07 |  | 1.073313779905809e+001 | 7.7317e-07 |  | 1.073313779905809e+001 | 6.9742e-07 |  | 10.7406 | 4.3222e-06 | 11.0776 | 4.3222e-06
1.074058002224211e+001 | 3.9061e-07 | 10.7406 | 1.074058002224211e+001 | 5.1422e-07 |  | 1.074058002224211e+001 | 7.7461e-07 |  | 1.074058002224211e+001 | 6.9868e-07 |  | 10.748 | 4.322e-06 | 11.0648 | 4.322e-06
1.074802740577038e+001 | 3.9104e-07 | 10.748 | 1.074802740577038e+001 | 5.1501e-07 |  | 1.074802740577038e+001 | 7.7605e-07 |  | 1.074802740577038e+001 | 6.9994e-07 |  | 10.7555 | 4.3218e-06 | 11.052 | 4.3218e-06
1.075547995322101e+001 | 3.9147e-07 | 10.7555 | 1.075547995322101e+001 | 5.158e-07 |  | 1.075547995322101e+001 | 7.7749e-07 |  | 1.075547995322101e+001 | 7.012e-07 |  | 10.7629 | 4.3216e-06 | 11.0393 | 4.3216e-06
1.076293766817461e+001 | 3.9191e-07 | 10.7629 | 1.076293766817461e+001 | 5.166e-07 |  | 1.076293766817461e+001 | 7.7894e-07 |  | 1.076293766817461e+001 | 7.0247e-07 |  | 10.7704 | 4.3213e-06 | 11.0265 | 4.3213e-06
1.077040055421426e+001 | 3.9234e-07 | 10.7704 | 1.077040055421426e+001 | 5.1739e-07 |  | 1.077040055421426e+001 | 7.8039e-07 |  | 1.077040055421426e+001 | 7.0373e-07 |  | 10.7779 | 4.3211e-06 | 11.0137 | 4.3211e-06
1.077786861492553e+001 | 3.9278e-07 | 10.7779 | 1.077786861492553e+001 | 5.1819e-07 |  | 1.077786861492553e+001 | 7.8185e-07 |  | 1.077786861492553e+001 | 7.0501e-07 |  | 10.7853 | 4.3209e-06 | 11.001 | 4.3209e-06
1.078534185389646e+001 | 3.9321e-07 | 10.7853 | 1.078534185389646e+001 | 5.1899e-07 |  | 1.078534185389646e+001 | 7.8331e-07 |  | 1.078534185389646e+001 | 7.0628e-07 |  | 10.7928 | 4.3207e-06 | 10.9882 | 4.3207e-06
1.079282027471759e+001 | 3.9365e-07 | 10.7928 | 1.079282027471759e+001 | 5.1979e-07 |  | 1.079282027471759e+001 | 7.8477e-07 |  | 1.079282027471759e+001 | 7.0756e-07 |  | 10.8003 | 4.3205e-06 | 10.9755 | 4.3205e-06
1.080030388098197e+001 | 3.9409e-07 | 10.8003 | 1.080030388098197e+001 | 5.2059e-07 |  | 1.080030388098197e+001 | 7.8624e-07 |  | 1.080030388098197e+001 | 7.0884e-07 |  | 10.8078 | 4.3203e-06 | 10.9628 | 4.3203e-06
1.080779267628510e+001 | 3.9452e-07 | 10.8078 | 1.080779267628510e+001 | 5.2139e-07 |  | 1.080779267628510e+001 | 7.8771e-07 |  | 1.080779267628510e+001 | 7.1012e-07 |  | 10.8153 | 4.3201e-06 | 10.95 | 4.3201e-06
1.081528666422501e+001 | 3.9496e-07 | 10.8153 | 1.081528666422501e+001 | 5.222e-07 |  | 1.081528666422501e+001 | 7.8919e-07 |  | 1.081528666422501e+001 | 7.1141e-07 |  | 10.8228 | 4.3198e-06 | 10.9373 | 4.3198e-06
1.082278584840220e+001 | 3.954e-07 | 10.8228 | 1.082278584840220e+001 | 5.2301e-07 |  | 1.082278584840220e+001 | 7.9066e-07 |  | 1.082278584840220e+001 | 7.127e-07 |  | 10.8303 | 4.3196e-06 | 10.9246 | 4.3196e-06
1.083029023241968e+001 | 3.9585e-07 | 10.8303 | 1.083029023241968e+001 | 5.2382e-07 |  | 1.083029023241968e+001 | 7.9215e-07 |  | 1.083029023241968e+001 | 7.14e-07 |  | 10.8378 | 4.3194e-06 | 10.9119 | 4.3194e-06
1.083779981988294e+001 | 3.9629e-07 | 10.8378 | 1.083779981988294e+001 | 5.2463e-07 |  | 1.083779981988294e+001 | 7.9363e-07 |  | 1.083779981988294e+001 | 7.1529e-07 |  | 10.8453 | 4.3192e-06 | 10.8992 | 4.3192e-06
1.084531461440001e+001 | 3.9673e-07 | 10.8453 | 1.084531461440001e+001 | 5.2544e-07 |  | 1.084531461440001e+001 | 7.9512e-07 |  | 1.084531461440001e+001 | 7.1659e-07 |  | 10.8528 | 4.319e-06 | 10.8865 | 4.319e-06
1.085283461958138e+001 | 3.9717e-07 | 10.8528 | 1.085283461958138e+001 | 5.2626e-07 |  | 1.085283461958138e+001 | 7.9661e-07 |  | 1.085283461958138e+001 | 7.179e-07 |  | 10.8604 | 4.3188e-06 | 10.8738 | 4.3188e-06
1.086035983904006e+001 | 3.9762e-07 | 10.8604 | 1.086035983904006e+001 | 5.2708e-07 |  | 1.086035983904006e+001 | 7.9811e-07 |  | 1.086035983904006e+001 | 7.192e-07 |  | 10.8679 | 4.3186e-06 | 10.8611 | 4.3186e-06
1.086789027639156e+001 | 3.9806e-07 | 10.8679 | 1.086789027639156e+001 | 5.279e-07 |  | 1.086789027639156e+001 | 7.9961e-07 |  | 1.086789027639156e+001 | 7.2051e-07 |  | 10.8754 | 4.3184e-06 | 10.8484 | 4.3184e-06
1.087542593525391e+001 | 3.9851e-07 | 10.8754 | 1.087542593525391e+001 | 5.2872e-07 |  | 1.087542593525391e+001 | 8.0111e-07 |  | 1.087542593525391e+001 | 7.2183e-07 |  | 10.883 | 4.3181e-06 | 10.8358 | 4.3181e-06
1.088296681924764e+001 | 3.9895e-07 | 10.883 | 1.088296681924764e+001 | 5.2954e-07 |  | 1.088296681924764e+001 | 8.0262e-07 |  | 1.088296681924764e+001 | 7.2314e-07 |  | 10.8905 | 4.3179e-06 | 10.8231 | 4.3179e-06
1.089051293199579e+001 | 3.994e-07 | 10.8905 | 1.089051293199579e+001 | 5.3037e-07 |  | 1.089051293199579e+001 | 8.0413e-07 |  | 1.089051293199579e+001 | 7.2446e-07 |  | 10.8981 | 4.3177e-06 | 10.8105 | 4.3177e-06
1.089806427712391e+001 | 3.9985e-07 | 10.8981 | 1.089806427712391e+001 | 5.3119e-07 |  | 1.089806427712391e+001 | 8.0565e-07 |  | 1.089806427712391e+001 | 7.2579e-07 |  | 10.9056 | 4.3175e-06 | 10.7978 | 4.3175e-06
1.090562085826006e+001 | 4.003e-07 | 10.9056 | 1.090562085826006e+001 | 5.3202e-07 |  | 1.090562085826006e+001 | 8.0716e-07 |  | 1.090562085826006e+001 | 7.2711e-07 |  | 10.9132 | 4.3173e-06 | 10.7852 | 4.3173e-06
1.091318267903484e+001 | 4.0075e-07 | 10.9132 | 1.091318267903484e+001 | 5.3285e-07 |  | 1.091318267903484e+001 | 8.0869e-07 |  | 1.091318267903484e+001 | 7.2844e-07 |  | 10.9207 | 4.3171e-06 | 10.7725 | 4.3171e-06
1.092074974308133e+001 | 4.012e-07 | 10.9207 | 1.092074974308133e+001 | 5.3369e-07 |  | 1.092074974308133e+001 | 8.1021e-07 |  | 1.092074974308133e+001 | 7.2977e-07 |  | 10.9283 | 4.3169e-06 | 10.7599 | 4.3169e-06
1.092832205403517e+001 | 4.0165e-07 | 10.9283 | 1.092832205403517e+001 | 5.3452e-07 |  | 1.092832205403517e+001 | 8.1174e-07 |  | 1.092832205403517e+001 | 7.3111e-07 |  | 10.9359 | 4.3167e-06 | 10.7473 | 4.3167e-06
1.093589961553448e+001 | 4.021e-07 | 10.9359 | 1.093589961553448e+001 | 5.3536e-07 |  | 1.093589961553448e+001 | 8.1328e-07 |  | 1.093589961553448e+001 | 7.3245e-07 |  | 10.9435 | 4.3164e-06 | 10.7347 | 4.3164e-06
1.094348243121993e+001 | 4.0256e-07 | 10.9435 | 1.094348243121993e+001 | 5.362e-07 |  | 1.094348243121993e+001 | 8.1481e-07 |  | 1.094348243121993e+001 | 7.3379e-07 |  | 10.9511 | 4.3162e-06 | 10.722 | 4.3162e-06
1.095107050473471e+001 | 4.0301e-07 | 10.9511 | 1.095107050473471e+001 | 5.3704e-07 |  | 1.095107050473471e+001 | 8.1636e-07 |  | 1.095107050473471e+001 | 7.3514e-07 |  | 10.9587 | 4.316e-06 | 10.7094 | 4.316e-06
1.095866383972453e+001 | 4.0347e-07 | 10.9587 | 1.095866383972453e+001 | 5.3788e-07 |  | 1.095866383972453e+001 | 8.179e-07 |  | 1.095866383972453e+001 | 7.3649e-07 |  | 10.9663 | 4.3158e-06 | 10.6968 | 4.3158e-06
1.096626243983763e+001 | 4.0392e-07 | 10.9663 | 1.096626243983763e+001 | 5.3873e-07 |  | 1.096626243983763e+001 | 8.1945e-07 |  | 1.096626243983763e+001 | 7.3784e-07 |  | 10.9739 | 4.3156e-06 | 10.6843 | 4.3156e-06
1.097386630872478e+001 | 4.0438e-07 | 10.9739 | 1.097386630872478e+001 | 5.3958e-07 |  | 1.097386630872478e+001 | 8.21e-07 |  | 1.097386630872478e+001 | 7.392e-07 |  | 10.9815 | 4.3154e-06 | 10.6717 | 4.3154e-06
1.098147545003929e+001 | 4.0484e-07 | 10.9815 | 1.098147545003929e+001 | 5.4043e-07 |  | 1.098147545003929e+001 | 8.2256e-07 |  | 1.098147545003929e+001 | 7.4056e-07 |  | 10.9891 | 4.3152e-06 | 10.6591 | 4.3152e-06
1.098908986743698e+001 | 4.0529e-07 | 10.9891 | 1.098908986743698e+001 | 5.4128e-07 |  | 1.098908986743698e+001 | 8.2412e-07 |  | 1.098908986743698e+001 | 7.4192e-07 |  | 10.9967 | 4.315e-06 | 10.6465 | 4.315e-06
1.099670956457624e+001 | 4.0575e-07 | 10.9967 | 1.099670956457624e+001 | 5.4213e-07 |  | 1.099670956457624e+001 | 8.2568e-07 |  | 1.099670956457624e+001 | 7.4328e-07 |  | 11.0043 | 4.3148e-06 | 10.634 | 4.3148e-06
1.100433454511795e+001 | 4.0621e-07 | 11.0043 | 1.100433454511795e+001 | 5.4299e-07 |  | 1.100433454511795e+001 | 8.2725e-07 |  | 1.100433454511795e+001 | 7.4465e-07 |  | 11.012 | 4.3145e-06 | 10.6214 | 4.3145e-06
1.101196481272558e+001 | 4.0667e-07 | 11.012 | 1.101196481272558e+001 | 5.4384e-07 |  | 1.101196481272558e+001 | 8.2883e-07 |  | 1.101196481272558e+001 | 7.4603e-07 |  | 11.0196 | 4.3143e-06 | 10.6089 | 4.3143e-06
1.101960037106510e+001 | 4.0713e-07 | 11.0196 | 1.101960037106510e+001 | 5.447e-07 |  | 1.101960037106510e+001 | 8.304e-07 |  | 1.101960037106510e+001 | 7.474e-07 |  | 11.0272 | 4.3141e-06 | 10.5963 | 4.3141e-06
1.102724122380505e+001 | 4.076e-07 | 11.0272 | 1.102724122380505e+001 | 5.4556e-07 |  | 1.102724122380505e+001 | 8.3198e-07 |  | 1.102724122380505e+001 | 7.4878e-07 |  | 11.0349 | 4.3139e-06 | 10.5838 | 4.3139e-06
1.103488737461649e+001 | 4.0806e-07 | 11.0349 | 1.103488737461649e+001 | 5.4643e-07 |  | 1.103488737461649e+001 | 8.3357e-07 |  | 1.103488737461649e+001 | 7.5017e-07 |  | 11.0425 | 4.3137e-06 | 10.5712 | 4.3137e-06
1.104253882717304e+001 | 4.0852e-07 | 11.0425 | 1.104253882717304e+001 | 5.4729e-07 |  | 1.104253882717304e+001 | 8.3515e-07 |  | 1.104253882717304e+001 | 7.5155e-07 |  | 11.0502 | 4.3135e-06 | 10.5587 | 4.3135e-06
1.105019558515086e+001 | 4.0899e-07 | 11.0502 | 1.105019558515086e+001 | 5.4816e-07 |  | 1.105019558515086e+001 | 8.3675e-07 |  | 1.105019558515086e+001 | 7.5294e-07 |  | 11.0579 | 4.3133e-06 | 10.5462 | 4.3133e-06
1.105785765222866e+001 | 4.0946e-07 | 11.0579 | 1.105785765222866e+001 | 5.4903e-07 |  | 1.105785765222866e+001 | 8.3834e-07 |  | 1.105785765222866e+001 | 7.5434e-07 |  | 11.0655 | 4.3131e-06 | 10.5337 | 4.3131e-06
1.106552503208772e+001 | 4.0992e-07 | 11.0655 | 1.106552503208772e+001 | 5.499e-07 |  | 1.106552503208772e+001 | 8.3994e-07 |  | 1.106552503208772e+001 | 7.5573e-07 |  | 11.0732 | 4.3129e-06 | 10.5212 | 4.3129e-06
1.107319772841184e+001 | 4.1039e-07 | 11.0732 | 1.107319772841184e+001 | 5.5078e-07 |  | 1.107319772841184e+001 | 8.4155e-07 |  | 1.107319772841184e+001 | 7.5713e-07 |  | 11.0809 | 4.3127e-06 | 10.5087 | 4.3127e-06
1.108087574488740e+001 | 4.1086e-07 | 11.0809 | 1.108087574488740e+001 | 5.5165e-07 |  | 1.108087574488740e+001 | 8.4315e-07 |  | 1.108087574488740e+001 | 7.5854e-07 |  | 11.0886 | 4.3125e-06 | 10.4962 | 4.3125e-06
1.108855908520332e+001 | 4.1133e-07 | 11.0886 | 1.108855908520332e+001 | 5.5253e-07 |  | 1.108855908520332e+001 | 8.4477e-07 |  | 1.108855908520332e+001 | 7.5995e-07 |  | 11.0962 | 4.3122e-06 | 10.4837 | 4.3122e-06
1.109624775305108e+001 | 4.118e-07 | 11.0962 | 1.109624775305108e+001 | 5.5341e-07 |  | 1.109624775305108e+001 | 8.4638e-07 |  | 1.109624775305108e+001 | 7.6136e-07 |  | 11.1039 | 4.312e-06 | 10.4712 | 4.312e-06
1.110394175212474e+001 | 4.1227e-07 | 11.1039 | 1.110394175212474e+001 | 5.5429e-07 |  | 1.110394175212474e+001 | 8.48e-07 |  | 1.110394175212474e+001 | 7.6277e-07 |  | 11.1116 | 4.3118e-06 | 10.4588 | 4.3118e-06
1.111164108612089e+001 | 4.1274e-07 | 11.1116 | 1.111164108612089e+001 | 5.5518e-07 |  | 1.111164108612089e+001 | 8.4963e-07 |  | 1.111164108612089e+001 | 7.6419e-07 |  | 11.1193 | 4.3116e-06 | 10.4463 | 4.3116e-06
1.111934575873870e+001 | 4.1321e-07 | 11.1193 | 1.111934575873870e+001 | 5.5606e-07 |  | 1.111934575873870e+001 | 8.5125e-07 |  | 1.111934575873870e+001 | 7.6561e-07 |  | 11.1271 | 4.3114e-06 | 10.4338 | 4.3114e-06
1.112705577367991e+001 | 4.1369e-07 | 11.1271 | 1.112705577367991e+001 | 5.5695e-07 |  | 1.112705577367991e+001 | 8.5289e-07 |  | 1.112705577367991e+001 | 7.6703e-07 |  | 11.1348 | 4.3112e-06 | 10.4214 | 4.3112e-06
1.113477113464881e+001 | 4.1416e-07 | 11.1348 | 1.113477113464881e+001 | 5.5784e-07 |  | 1.113477113464881e+001 | 8.5452e-07 |  | 1.113477113464881e+001 | 7.6846e-07 |  | 11.1425 | 4.311e-06 | 10.409 | 4.311e-06
1.114249184535228e+001 | 4.1464e-07 | 11.1425 | 1.114249184535228e+001 | 5.5874e-07 |  | 1.114249184535228e+001 | 8.5616e-07 |  | 1.114249184535228e+001 | 7.699e-07 |  | 11.1502 | 4.3108e-06 | 10.3965 | 4.3108e-06
1.115021790949976e+001 | 4.1511e-07 | 11.1502 | 1.115021790949976e+001 | 5.5963e-07 |  | 1.115021790949976e+001 | 8.5781e-07 |  | 1.115021790949976e+001 | 7.7133e-07 |  | 11.1579 | 4.3106e-06 | 10.3841 | 4.3106e-06
1.115794933080325e+001 | 4.1559e-07 | 11.1579 | 1.115794933080325e+001 | 5.6053e-07 |  | 1.115794933080325e+001 | 8.5946e-07 |  | 1.115794933080325e+001 | 7.7277e-07 |  | 11.1657 | 4.3104e-06 | 10.3717 | 4.3104e-06
1.116568611297734e+001 | 4.1607e-07 | 11.1657 | 1.116568611297734e+001 | 5.6143e-07 |  | 1.116568611297734e+001 | 8.6111e-07 |  | 1.116568611297734e+001 | 7.7421e-07 |  | 11.1734 | 4.3102e-06 | 10.3592 | 4.3102e-06
1.117342825973918e+001 | 4.1655e-07 | 11.1734 | 1.117342825973918e+001 | 5.6233e-07 |  | 1.117342825973918e+001 | 8.6277e-07 |  | 1.117342825973918e+001 | 7.7566e-07 |  | 11.1812 | 4.31e-06 | 10.3468 | 4.31e-06
1.118117577480853e+001 | 4.1703e-07 | 11.1812 | 1.118117577480853e+001 | 5.6323e-07 |  | 1.118117577480853e+001 | 8.6443e-07 |  | 1.118117577480853e+001 | 7.7711e-07 |  | 11.1889 | 4.3098e-06 | 10.3344 | 4.3098e-06
1.118892866190769e+001 | 4.1751e-07 | 11.1889 | 1.118892866190769e+001 | 5.6414e-07 |  | 1.118892866190769e+001 | 8.6609e-07 |  | 1.118892866190769e+001 | 7.7856e-07 |  | 11.1967 | 4.3095e-06 | 10.322 | 4.3095e-06
1.119668692476157e+001 | 4.1799e-07 | 11.1967 | 1.119668692476157e+001 | 5.6505e-07 |  | 1.119668692476157e+001 | 8.6776e-07 |  | 1.119668692476157e+001 | 7.8002e-07 |  | 11.2045 | 4.3093e-06 | 10.3096 | 4.3093e-06
1.120445056709764e+001 | 4.1847e-07 | 11.2045 | 1.120445056709764e+001 | 5.6596e-07 |  | 1.120445056709764e+001 | 8.6944e-07 |  | 1.120445056709764e+001 | 7.8148e-07 |  | 11.2122 | 4.3091e-06 | 10.2973 | 4.3091e-06
1.121221959264597e+001 | 4.1896e-07 | 11.2122 | 1.121221959264597e+001 | 5.6687e-07 |  | 1.121221959264597e+001 | 8.7111e-07 |  | 1.121221959264597e+001 | 7.8295e-07 |  | 11.22 | 4.3089e-06 | 10.2849 | 4.3089e-06
1.121999400513921e+001 | 4.1944e-07 | 11.22 | 1.121999400513921e+001 | 5.6779e-07 |  | 1.121999400513921e+001 | 8.728e-07 |  | 1.121999400513921e+001 | 7.8442e-07 |  | 11.2278 | 4.3087e-06 | 10.2725 | 4.3087e-06
1.122777380831261e+001 | 4.1993e-07 | 11.2278 | 1.122777380831261e+001 | 5.687e-07 |  | 1.122777380831261e+001 | 8.7448e-07 |  | 1.122777380831261e+001 | 7.8589e-07 |  | 11.2356 | 4.3085e-06 | 10.2601 | 4.3085e-06
1.123555900590398e+001 | 4.2041e-07 | 11.2356 | 1.123555900590398e+001 | 5.6962e-07 |  | 1.123555900590398e+001 | 8.7617e-07 |  | 1.123555900590398e+001 | 7.8736e-07 |  | 11.2433 | 4.3083e-06 | 10.2478 | 4.3083e-06
1.124334960165376e+001 | 4.209e-07 | 11.2433 | 1.124334960165376e+001 | 5.7054e-07 |  | 1.124334960165376e+001 | 8.7787e-07 |  | 1.124334960165376e+001 | 7.8884e-07 |  | 11.2511 | 4.3081e-06 | 10.2354 | 4.3081e-06
1.125114559930496e+001 | 4.2139e-07 | 11.2511 | 1.125114559930496e+001 | 5.7147e-07 |  | 1.125114559930496e+001 | 8.7957e-07 |  | 1.125114559930496e+001 | 7.9033e-07 |  | 11.2589 | 4.3079e-06 | 10.2231 | 4.3079e-06
1.125894700260318e+001 | 4.2188e-07 | 11.2589 | 1.125894700260318e+001 | 5.7239e-07 |  | 1.125894700260318e+001 | 8.8127e-07 |  | 1.125894700260318e+001 | 7.9181e-07 |  | 11.2668 | 4.3077e-06 | 10.2108 | 4.3077e-06
1.126675381529665e+001 | 4.2237e-07 | 11.2668 | 1.126675381529665e+001 | 5.7332e-07 |  | 1.126675381529665e+001 | 8.8298e-07 |  | 1.126675381529665e+001 | 7.933e-07 |  | 11.2746 | 4.3075e-06 | 10.1984 | 4.3075e-06
1.127456604113616e+001 | 4.2286e-07 | 11.2746 | 1.127456604113616e+001 | 5.7425e-07 |  | 1.127456604113616e+001 | 8.8469e-07 |  | 1.127456604113616e+001 | 7.948e-07 |  | 11.2824 | 4.3073e-06 | 10.1861 | 4.3073e-06
1.128238368387512e+001 | 4.2335e-07 | 11.2824 | 1.128238368387512e+001 | 5.7518e-07 |  | 1.128238368387512e+001 | 8.864e-07 |  | 1.128238368387512e+001 | 7.963e-07 |  | 11.2902 | 4.3071e-06 | 10.1738 | 4.3071e-06
1.129020674726954e+001 | 4.2384e-07 | 11.2902 | 1.129020674726954e+001 | 5.7612e-07 |  | 1.129020674726954e+001 | 8.8813e-07 |  | 1.129020674726954e+001 | 7.978e-07 |  | 11.298 | 4.3069e-06 | 10.1615 | 4.3069e-06
1.129803523507804e+001 | 4.2434e-07 | 11.298 | 1.129803523507804e+001 | 5.7706e-07 |  | 1.129803523507804e+001 | 8.8985e-07 |  | 1.129803523507804e+001 | 7.993e-07 |  | 11.3059 | 4.3067e-06 | 10.1492 | 4.3067e-06
1.130586915106184e+001 | 4.2483e-07 | 11.3059 | 1.130586915106184e+001 | 5.7799e-07 |  | 1.130586915106184e+001 | 8.9158e-07 |  | 1.130586915106184e+001 | 8.0081e-07 |  | 11.3137 | 4.3065e-06 | 10.1369 | 4.3065e-06
1.131370849898476e+001 | 4.2533e-07 | 11.3137 | 1.131370849898476e+001 | 5.7894e-07 |  | 1.131370849898476e+001 | 8.9331e-07 |  | 1.131370849898476e+001 | 8.0233e-07 |  | 11.3216 | 4.3063e-06 | 10.1246 | 4.3063e-06
1.132155328261325e+001 | 4.2582e-07 | 11.3216 | 1.132155328261325e+001 | 5.7988e-07 |  | 1.132155328261325e+001 | 8.9505e-07 |  | 1.132155328261325e+001 | 8.0384e-07 |  | 11.3294 | 4.306e-06 | 10.1123 | 4.306e-06
1.132940350571635e+001 | 4.2632e-07 | 11.3294 | 1.132940350571635e+001 | 5.8083e-07 |  | 1.132940350571635e+001 | 8.9679e-07 |  | 1.132940350571635e+001 | 8.0536e-07 |  | 11.3373 | 4.3058e-06 | 10.1 | 4.3058e-06
1.133725917206573e+001 | 4.2682e-07 | 11.3373 | 1.133725917206573e+001 | 5.8177e-07 |  | 1.133725917206573e+001 | 8.9854e-07 |  | 1.133725917206573e+001 | 8.0689e-07 |  | 11.3451 | 4.3056e-06 | 10.0878 | 4.3056e-06
1.134512028543567e+001 | 4.2732e-07 | 11.3451 | 1.134512028543567e+001 | 5.8273e-07 |  | 1.134512028543567e+001 | 9.0029e-07 |  | 1.134512028543567e+001 | 8.0842e-07 |  | 11.353 | 4.3054e-06 | 10.0755 | 4.3054e-06
1.135298684960306e+001 | 4.2782e-07 | 11.353 | 1.135298684960306e+001 | 5.8368e-07 |  | 1.135298684960306e+001 | 9.0205e-07 |  | 1.135298684960306e+001 | 8.0995e-07 |  | 11.3609 | 4.3052e-06 | 10.0633 | 4.3052e-06
1.136085886834742e+001 | 4.2832e-07 | 11.3609 | 1.136085886834742e+001 | 5.8463e-07 |  | 1.136085886834742e+001 | 9.0381e-07 |  | 1.136085886834742e+001 | 8.1149e-07 |  | 11.3687 | 4.305e-06 | 10.051 | 4.305e-06
1.136873634545088e+001 | 4.2882e-07 | 11.3687 | 1.136873634545088e+001 | 5.8559e-07 |  | 1.136873634545088e+001 | 9.0557e-07 |  | 1.136873634545088e+001 | 8.1303e-07 |  | 11.3766 | 4.3048e-06 | 10.0388 | 4.3048e-06
1.137661928469820e+001 | 4.2932e-07 | 11.3766 | 1.137661928469820e+001 | 5.8655e-07 |  | 1.137661928469820e+001 | 9.0734e-07 |  | 1.137661928469820e+001 | 8.1457e-07 |  | 11.3845 | 4.3046e-06 | 10.0265 | 4.3046e-06
1.138450768987676e+001 | 4.2983e-07 | 11.3845 | 1.138450768987676e+001 | 5.8751e-07 |  | 1.138450768987676e+001 | 9.0911e-07 |  | 1.138450768987676e+001 | 8.1612e-07 |  | 11.3924 | 4.3044e-06 | 10.0143 | 4.3044e-06
1.139240156477658e+001 | 4.3033e-07 | 11.3924 | 1.139240156477658e+001 | 5.8848e-07 |  | 1.139240156477658e+001 | 9.1089e-07 |  | 1.139240156477658e+001 | 8.1767e-07 |  | 11.4003 | 4.3042e-06 | 10.0021 | 4.3042e-06
1.140030091319028e+001 | 4.3084e-07 | 11.4003 | 1.140030091319028e+001 | 5.8945e-07 |  | 1.140030091319028e+001 | 9.1267e-07 |  | 1.140030091319028e+001 | 8.1923e-07 |  | 11.4082 | 4.304e-06 | 9.9899 | 4.304e-06
1.140820573891313e+001 | 4.3134e-07 | 11.4082 | 1.140820573891313e+001 | 5.9042e-07 |  | 1.140820573891313e+001 | 9.1446e-07 |  | 1.140820573891313e+001 | 8.2079e-07 |  | 11.4161 | 4.3038e-06 | 9.9777 | 4.3038e-06
1.141611604574303e+001 | 4.3185e-07 | 11.4161 | 1.141611604574303e+001 | 5.9139e-07 |  | 1.141611604574303e+001 | 9.1625e-07 |  | 1.141611604574303e+001 | 8.2235e-07 |  | 11.424 | 4.3036e-06 | 9.9655 | 4.3036e-06
1.142403183748052e+001 | 4.3236e-07 | 11.424 | 1.142403183748052e+001 | 5.9236e-07 |  | 1.142403183748052e+001 | 9.1805e-07 |  | 1.142403183748052e+001 | 8.2392e-07 |  | 11.432 | 4.3034e-06 | 9.9533 | 4.3034e-06
1.143195311792875e+001 | 4.3287e-07 | 11.432 | 1.143195311792875e+001 | 5.9334e-07 |  | 1.143195311792875e+001 | 9.1985e-07 |  | 1.143195311792875e+001 | 8.2549e-07 |  | 11.4399 | 4.3032e-06 | 9.9411 | 4.3032e-06
1.143987989089353e+001 | 4.3338e-07 | 11.4399 | 1.143987989089353e+001 | 5.9432e-07 |  | 1.143987989089353e+001 | 9.2165e-07 |  | 1.143987989089353e+001 | 8.2706e-07 |  | 11.4478 | 4.303e-06 | 9.9289 | 4.303e-06
1.144781216018330e+001 | 4.3389e-07 | 11.4478 | 1.144781216018330e+001 | 5.953e-07 |  | 1.144781216018330e+001 | 9.2346e-07 |  | 1.144781216018330e+001 | 8.2864e-07 |  | 11.4557 | 4.3028e-06 | 9.9167 | 4.3028e-06
1.145574992960915e+001 | 4.344e-07 | 11.4557 | 1.145574992960915e+001 | 5.9628e-07 |  | 1.145574992960915e+001 | 9.2528e-07 |  | 1.145574992960915e+001 | 8.3023e-07 |  | 11.4637 | 4.3026e-06 | 9.9046 | 4.3026e-06
1.146369320298480e+001 | 4.3492e-07 | 11.4637 | 1.146369320298480e+001 | 5.9727e-07 |  | 1.146369320298480e+001 | 9.271e-07 |  | 1.146369320298480e+001 | 8.3181e-07 |  | 11.4716 | 4.3024e-06 | 9.8924 | 4.3024e-06
1.147164198412662e+001 | 4.3543e-07 | 11.4716 | 1.147164198412662e+001 | 5.9826e-07 |  | 1.147164198412662e+001 | 9.2892e-07 |  | 1.147164198412662e+001 | 8.3341e-07 |  | 11.4796 | 4.3022e-06 | 9.8803 | 4.3022e-06
1.147959627685363e+001 | 4.3595e-07 | 11.4796 | 1.147959627685363e+001 | 5.9925e-07 |  | 1.147959627685363e+001 | 9.3075e-07 |  | 1.147959627685363e+001 | 8.35e-07 |  | 11.4876 | 4.302e-06 | 9.8681 | 4.302e-06
1.148755608498749e+001 | 4.3646e-07 | 11.4876 | 1.148755608498749e+001 | 6.0024e-07 |  | 1.148755608498749e+001 | 9.3258e-07 |  | 1.148755608498749e+001 | 8.366e-07 |  | 11.4955 | 4.3018e-06 | 9.856 | 4.3018e-06
1.149552141235251e+001 | 4.3698e-07 | 11.4955 | 1.149552141235251e+001 | 6.0124e-07 |  | 1.149552141235251e+001 | 9.3442e-07 |  | 1.149552141235251e+001 | 8.382e-07 |  | 11.5035 | 4.3016e-06 | 9.8438 | 4.3016e-06
1.150349226277566e+001 | 4.375e-07 | 11.5035 | 1.150349226277566e+001 | 6.0224e-07 |  | 1.150349226277566e+001 | 9.3626e-07 |  | 1.150349226277566e+001 | 8.3981e-07 |  | 11.5115 | 4.3014e-06 | 9.8317 | 4.3014e-06
1.151146864008656e+001 | 4.3802e-07 | 11.5115 | 1.151146864008656e+001 | 6.0324e-07 |  | 1.151146864008656e+001 | 9.3811e-07 |  | 1.151146864008656e+001 | 8.4142e-07 |  | 11.5195 | 4.3012e-06 | 9.8196 | 4.3012e-06
1.151945054811749e+001 | 4.3854e-07 | 11.5195 | 1.151945054811749e+001 | 6.0424e-07 |  | 1.151945054811749e+001 | 9.3996e-07 |  | 1.151945054811749e+001 | 8.4304e-07 |  | 11.5274 | 4.301e-06 | 9.8075 | 4.301e-06
1.152743799070337e+001 | 4.3906e-07 | 11.5274 | 1.152743799070337e+001 | 6.0525e-07 |  | 1.152743799070337e+001 | 9.4182e-07 |  | 1.152743799070337e+001 | 8.4466e-07 |  | 11.5354 | 4.3008e-06 | 9.7954 | 4.3008e-06
1.153543097168180e+001 | 4.3958e-07 | 11.5354 | 1.153543097168180e+001 | 6.0625e-07 |  | 1.153543097168180e+001 | 9.4368e-07 |  | 1.153543097168180e+001 | 8.4628e-07 |  | 11.5434 | 4.3006e-06 | 9.7833 | 4.3006e-06
1.154342949489303e+001 | 4.4011e-07 | 11.5434 | 1.154342949489303e+001 | 6.0726e-07 |  | 1.154342949489303e+001 | 9.4554e-07 |  | 1.154342949489303e+001 | 8.4791e-07 |  | 11.5514 | 4.3004e-06 | 9.7712 | 4.3004e-06
1.155143356417997e+001 | 4.4063e-07 | 11.5514 | 1.155143356417997e+001 | 6.0828e-07 |  | 1.155143356417997e+001 | 9.4741e-07 |  | 1.155143356417997e+001 | 8.4954e-07 |  | 11.5594 | 4.3002e-06 | 9.7591 | 4.3002e-06
1.155944318338821e+001 | 4.4116e-07 | 11.5594 | 1.155944318338821e+001 | 6.0929e-07 |  | 1.155944318338821e+001 | 9.4929e-07 |  | 1.155944318338821e+001 | 8.5118e-07 |  | 11.5675 | 4.3e-06 | 9.747 | 4.3e-06
1.156745835636598e+001 | 4.4168e-07 | 11.5675 | 1.156745835636598e+001 | 6.1031e-07 |  | 1.156745835636598e+001 | 9.5117e-07 |  | 1.156745835636598e+001 | 8.5282e-07 |  | 11.5755 | 4.2998e-06 | 9.735 | 4.2998e-06
1.157547908696421e+001 | 4.4221e-07 | 11.5755 | 1.157547908696421e+001 | 6.1133e-07 |  | 1.157547908696421e+001 | 9.5305e-07 |  | 1.157547908696421e+001 | 8.5447e-07 |  | 11.5835 | 4.2996e-06 | 9.7229 | 4.2996e-06
1.158350537903647e+001 | 4.4274e-07 | 11.5835 | 1.158350537903647e+001 | 6.1235e-07 |  | 1.158350537903647e+001 | 9.5494e-07 |  | 1.158350537903647e+001 | 8.5612e-07 |  | 11.5915 | 4.2994e-06 | 9.7109 | 4.2994e-06
1.159153723643903e+001 | 4.4327e-07 | 11.5915 | 1.159153723643903e+001 | 6.1338e-07 |  | 1.159153723643903e+001 | 9.5684e-07 |  | 1.159153723643903e+001 | 8.5777e-07 |  | 11.5996 | 4.2992e-06 | 9.6988 | 4.2992e-06
1.159957466303082e+001 | 4.438e-07 | 11.5996 | 1.159957466303082e+001 | 6.1441e-07 |  | 1.159957466303082e+001 | 9.5874e-07 |  | 1.159957466303082e+001 | 8.5943e-07 |  | 11.6076 | 4.299e-06 | 9.6868 | 4.299e-06
1.160761766267343e+001 | 4.4433e-07 | 11.6076 | 1.160761766267343e+001 | 6.1544e-07 |  | 1.160761766267343e+001 | 9.6064e-07 |  | 1.160761766267343e+001 | 8.6109e-07 |  | 11.6157 | 4.2988e-06 | 9.6747 | 4.2988e-06
1.161566623923116e+001 | 4.4486e-07 | 11.6157 | 1.161566623923116e+001 | 6.1647e-07 |  | 1.161566623923116e+001 | 9.6255e-07 |  | 1.161566623923116e+001 | 8.6275e-07 |  | 11.6237 | 4.2986e-06 | 9.6627 | 4.2986e-06
1.162372039657096e+001 | 4.4539e-07 | 11.6237 | 1.162372039657096e+001 | 6.1751e-07 |  | 1.162372039657096e+001 | 9.6446e-07 |  | 1.162372039657096e+001 | 8.6442e-07 |  | 11.6318 | 4.2984e-06 | 9.6507 | 4.2984e-06
1.163178013856249e+001 | 4.4593e-07 | 11.6318 | 1.163178013856249e+001 | 6.1855e-07 |  | 1.163178013856249e+001 | 9.6638e-07 |  | 1.163178013856249e+001 | 8.661e-07 |  | 11.6398 | 4.2982e-06 | 9.6387 | 4.2982e-06
1.163984546907806e+001 | 4.4646e-07 | 11.6398 | 1.163984546907806e+001 | 6.1959e-07 |  | 1.163984546907806e+001 | 9.683e-07 |  | 1.163984546907806e+001 | 8.6778e-07 |  | 11.6479 | 4.298e-06 | 9.6267 | 4.298e-06
1.164791639199270e+001 | 4.47e-07 | 11.6479 | 1.164791639199270e+001 | 6.2063e-07 |  | 1.164791639199270e+001 | 9.7023e-07 |  | 1.164791639199270e+001 | 8.6946e-07 |  | 11.656 | 4.2978e-06 | 9.6147 | 4.2978e-06
1.165599291118409e+001 | 4.4754e-07 | 11.656 | 1.165599291118409e+001 | 6.2168e-07 |  | 1.165599291118409e+001 | 9.7217e-07 |  | 1.165599291118409e+001 | 8.7115e-07 |  | 11.6641 | 4.2976e-06 | 9.6027 | 4.2976e-06
1.166407503053264e+001 | 4.4808e-07 | 11.6641 | 1.166407503053264e+001 | 6.2272e-07 |  | 1.166407503053264e+001 | 9.7411e-07 |  | 1.166407503053264e+001 | 8.7284e-07 |  | 11.6722 | 4.2974e-06 | 9.5907 | 4.2974e-06
1.167216275392141e+001 | 4.4862e-07 | 11.6722 | 1.167216275392141e+001 | 6.2378e-07 |  | 1.167216275392141e+001 | 9.7605e-07 |  | 1.167216275392141e+001 | 8.7454e-07 |  | 11.6803 | 4.2972e-06 | 9.5787 | 4.2972e-06
1.168025608523618e+001 | 4.4916e-07 | 11.6803 | 1.168025608523618e+001 | 6.2483e-07 |  | 1.168025608523618e+001 | 9.78e-07 |  | 1.168025608523618e+001 | 8.7624e-07 |  | 11.6884 | 4.297e-06 | 9.5668 | 4.297e-06
1.168835502836541e+001 | 4.497e-07 | 11.6884 | 1.168835502836541e+001 | 6.2589e-07 |  | 1.168835502836541e+001 | 9.7995e-07 |  | 1.168835502836541e+001 | 8.7794e-07 |  | 11.6965 | 4.2968e-06 | 9.5548 | 4.2968e-06
1.169645958720027e+001 | 4.5024e-07 | 11.6965 | 1.169645958720027e+001 | 6.2695e-07 |  | 1.169645958720027e+001 | 9.8191e-07 |  | 1.169645958720027e+001 | 8.7965e-07 |  | 11.7046 | 4.2966e-06 | 9.5428 | 4.2966e-06
1.170456976563462e+001 | 4.5079e-07 | 11.7046 | 1.170456976563462e+001 | 6.2801e-07 |  | 1.170456976563462e+001 | 9.8387e-07 |  | 1.170456976563462e+001 | 8.8136e-07 |  | 11.7127 | 4.2964e-06 | 9.5309 | 4.2964e-06
1.171268556756501e+001 | 4.5133e-07 | 11.7127 | 1.171268556756501e+001 | 6.2907e-07 |  | 1.171268556756501e+001 | 9.8584e-07 |  | 1.171268556756501e+001 | 8.8308e-07 |  | 11.7208 | 4.2962e-06 | 9.5189 | 4.2962e-06
1.172080699689071e+001 | 4.5188e-07 | 11.7208 | 1.172080699689071e+001 | 6.3014e-07 |  | 1.172080699689071e+001 | 9.8781e-07 |  | 1.172080699689071e+001 | 8.848e-07 |  | 11.7289 | 4.296e-06 | 9.507 | 4.296e-06
1.172893405751368e+001 | 4.5242e-07 | 11.7289 | 1.172893405751368e+001 | 6.3121e-07 |  | 1.172893405751368e+001 | 9.8979e-07 |  | 1.172893405751368e+001 | 8.8653e-07 |  | 11.7371 | 4.2958e-06 | 9.4951 | 4.2958e-06
1.173706675333859e+001 | 4.5297e-07 | 11.7371 | 1.173706675333859e+001 | 6.3228e-07 |  | 1.173706675333859e+001 | 9.9178e-07 |  | 1.173706675333859e+001 | 8.8826e-07 |  | 11.7452 | 4.2956e-06 | 9.4832 | 4.2956e-06
1.174520508827283e+001 | 4.5352e-07 | 11.7452 | 1.174520508827283e+001 | 6.3335e-07 |  | 1.174520508827283e+001 | 9.9377e-07 |  | 1.174520508827283e+001 | 8.9e-07 |  | 11.7533 | 4.2954e-06 | 9.4712 | 4.2954e-06
1.175334906622648e+001 | 4.5407e-07 | 11.7533 | 1.175334906622648e+001 | 6.3443e-07 |  | 1.175334906622648e+001 | 9.9576e-07 |  | 1.175334906622648e+001 | 8.9174e-07 |  | 11.7615 | 4.2952e-06 | 9.4593 | 4.2952e-06
1.176149869111233e+001 | 4.5462e-07 | 11.7615 | 1.176149869111233e+001 | 6.3551e-07 |  | 1.176149869111233e+001 | 9.9776e-07 |  | 1.176149869111233e+001 | 8.9348e-07 |  | 11.7697 | 4.295e-06 | 9.4474 | 4.295e-06
1.176965396684591e+001 | 4.5517e-07 | 11.7697 | 1.176965396684591e+001 | 6.366e-07 |  | 1.176965396684591e+001 | 9.9976e-07 |  | 1.176965396684591e+001 | 8.9523e-07 |  | 11.7778 | 4.2948e-06 | 9.4355 | 4.2948e-06
1.177781489734543e+001 | 4.5573e-07 | 11.7778 | 1.177781489734543e+001 | 6.3768e-07 |  | 1.177781489734543e+001 | 1.0018e-06 |  | 1.177781489734543e+001 | 8.9698e-07 |  | 11.786 | 4.2946e-06 | 9.4236 | 4.2946e-06
1.178598148653184e+001 | 4.5628e-07 | 11.786 | 1.178598148653184e+001 | 6.3877e-07 |  | 1.178598148653184e+001 | 1.0038e-06 |  | 1.178598148653184e+001 | 8.9874e-07 |  | 11.7942 | 4.2944e-06 | 9.4118 | 4.2944e-06
1.179415373832881e+001 | 4.5684e-07 | 11.7942 | 1.179415373832881e+001 | 6.3986e-07 |  | 1.179415373832881e+001 | 1.0058e-06 |  | 1.179415373832881e+001 | 9.005e-07 |  | 11.8023 | 4.2942e-06 | 9.3999 | 4.2942e-06
1.180233165666272e+001 | 4.5739e-07 | 11.8023 | 1.180233165666272e+001 | 6.4095e-07 |  | 1.180233165666272e+001 | 1.0078e-06 |  | 1.180233165666272e+001 | 9.0227e-07 |  | 11.8105 | 4.294e-06 | 9.388 | 4.294e-06
1.181051524546267e+001 | 4.5795e-07 | 11.8105 | 1.181051524546267e+001 | 6.4205e-07 |  | 1.181051524546267e+001 | 1.0099e-06 |  | 1.181051524546267e+001 | 9.0404e-07 |  | 11.8187 | 4.2938e-06 | 9.3762 | 4.2938e-06
1.181870450866049e+001 | 4.5851e-07 | 11.8187 | 1.181870450866049e+001 | 6.4315e-07 |  | 1.181870450866049e+001 | 1.0119e-06 |  | 1.181870450866049e+001 | 9.0582e-07 |  | 11.8269 | 4.2936e-06 | 9.3643 | 4.2936e-06
1.182689945019074e+001 | 4.5907e-07 | 11.8269 | 1.182689945019074e+001 | 6.4425e-07 |  | 1.182689945019074e+001 | 1.0139e-06 |  | 1.182689945019074e+001 | 9.076e-07 |  | 11.8351 | 4.2934e-06 | 9.3525 | 4.2934e-06
1.183510007399070e+001 | 4.5963e-07 | 11.8351 | 1.183510007399070e+001 | 6.4536e-07 |  | 1.183510007399070e+001 | 1.016e-06 |  | 1.183510007399070e+001 | 9.0938e-07 |  | 11.8433 | 4.2932e-06 | 9.3406 | 4.2932e-06
1.184330638400039e+001 | 4.6019e-07 | 11.8433 | 1.184330638400039e+001 | 6.4646e-07 |  | 1.184330638400039e+001 | 1.018e-06 |  | 1.184330638400039e+001 | 9.1117e-07 |  | 11.8515 | 4.293e-06 | 9.3288 | 4.293e-06
1.185151838416256e+001 | 4.6075e-07 | 11.8515 | 1.185151838416256e+001 | 6.4757e-07 |  | 1.185151838416256e+001 | 1.0201e-06 |  | 1.185151838416256e+001 | 9.1297e-07 |  | 11.8597 | 4.2928e-06 | 9.317 | 4.2928e-06
1.185973607842268e+001 | 4.6132e-07 | 11.8597 | 1.185973607842268e+001 | 6.4869e-07 |  | 1.185973607842268e+001 | 1.0222e-06 |  | 1.185973607842268e+001 | 9.1477e-07 |  | 11.868 | 4.2926e-06 | 9.3052 | 4.2926e-06
1.186795947072898e+001 | 4.6188e-07 | 11.868 | 1.186795947072898e+001 | 6.498e-07 |  | 1.186795947072898e+001 | 1.0242e-06 |  | 1.186795947072898e+001 | 9.1657e-07 |  | 11.8762 | 4.2924e-06 | 9.2934 | 4.2924e-06
1.187618856503240e+001 | 4.6245e-07 | 11.8762 | 1.187618856503240e+001 | 6.5092e-07 |  | 1.187618856503240e+001 | 1.0263e-06 |  | 1.187618856503240e+001 | 9.1838e-07 |  | 11.8844 | 4.2922e-06 | 9.2816 | 4.2922e-06
1.188442336528663e+001 | 4.6302e-07 | 11.8844 | 1.188442336528663e+001 | 6.5204e-07 |  | 1.188442336528663e+001 | 1.0284e-06 |  | 1.188442336528663e+001 | 9.2019e-07 |  | 11.8927 | 4.292e-06 | 9.2698 | 4.292e-06
1.189266387544812e+001 | 4.6358e-07 | 11.8927 | 1.189266387544812e+001 | 6.5317e-07 |  | 1.189266387544812e+001 | 1.0305e-06 |  | 1.189266387544812e+001 | 9.2201e-07 |  | 11.9009 | 4.2919e-06 | 9.258 | 4.2919e-06
1.190091009947605e+001 | 4.6415e-07 | 11.9009 | 1.190091009947605e+001 | 6.5429e-07 |  | 1.190091009947605e+001 | 1.0325e-06 |  | 1.190091009947605e+001 | 9.2383e-07 |  | 11.9092 | 4.2917e-06 | 9.2462 | 4.2917e-06
1.190916204133232e+001 | 4.6472e-07 | 11.9092 | 1.190916204133232e+001 | 6.5542e-07 |  | 1.190916204133232e+001 | 1.0346e-06 |  | 1.190916204133232e+001 | 9.2566e-07 |  | 11.9174 | 4.2915e-06 | 9.2344 | 4.2915e-06
1.191741970498162e+001 | 4.653e-07 | 11.9174 | 1.191741970498162e+001 | 6.5656e-07 |  | 1.191741970498162e+001 | 1.0367e-06 |  | 1.191741970498162e+001 | 9.2749e-07 |  | 11.9257 | 4.2913e-06 | 9.2227 | 4.2913e-06
1.192568309439137e+001 | 4.6587e-07 | 11.9257 | 1.192568309439137e+001 | 6.5769e-07 |  | 1.192568309439137e+001 | 1.0388e-06 |  | 1.192568309439137e+001 | 9.2933e-07 |  | 11.934 | 4.2911e-06 | 9.2109 | 4.2911e-06
1.193395221353173e+001 | 4.6644e-07 | 11.934 | 1.193395221353173e+001 | 6.5883e-07 |  | 1.193395221353173e+001 | 1.041e-06 |  | 1.193395221353173e+001 | 9.3117e-07 |  | 11.9422 | 4.2909e-06 | 9.1992 | 4.2909e-06
1.194222706637563e+001 | 4.6702e-07 | 11.9422 | 1.194222706637563e+001 | 6.5997e-07 |  | 1.194222706637563e+001 | 1.0431e-06 |  | 1.194222706637563e+001 | 9.3301e-07 |  | 11.9505 | 4.2907e-06 | 9.1874 | 4.2907e-06
1.195050765689874e+001 | 4.6759e-07 | 11.9505 | 1.195050765689874e+001 | 6.6111e-07 |  | 1.195050765689874e+001 | 1.0452e-06 |  | 1.195050765689874e+001 | 9.3486e-07 |  | 11.9588 | 4.2905e-06 | 9.1757 | 4.2905e-06
1.195879398907951e+001 | 4.6817e-07 | 11.9588 | 1.195879398907951e+001 | 6.6226e-07 |  | 1.195879398907951e+001 | 1.0473e-06 |  | 1.195879398907951e+001 | 9.3672e-07 |  | 11.9671 | 4.2903e-06 | 9.1639 | 4.2903e-06
1.196708606689912e+001 | 4.6875e-07 | 11.9671 | 1.196708606689912e+001 | 6.6341e-07 |  | 1.196708606689912e+001 | 1.0494e-06 |  | 1.196708606689912e+001 | 9.3858e-07 |  | 11.9754 | 4.2901e-06 | 9.1522 | 4.2901e-06
1.197538389434153e+001 | 4.6933e-07 | 11.9754 | 1.197538389434153e+001 | 6.6456e-07 |  | 1.197538389434153e+001 | 1.0516e-06 |  | 1.197538389434153e+001 | 9.4045e-07 |  | 11.9837 | 4.2899e-06 | 9.1405 | 4.2899e-06
1.198368747539346e+001 | 4.6991e-07 | 11.9837 | 1.198368747539346e+001 | 6.6572e-07 |  | 1.198368747539346e+001 | 1.0537e-06 |  | 1.198368747539346e+001 | 9.4232e-07 |  | 11.992 | 4.2897e-06 | 9.1288 | 4.2897e-06
1.199199681404438e+001 | 4.7049e-07 | 11.992 | 1.199199681404438e+001 | 6.6688e-07 |  | 1.199199681404438e+001 | 1.0559e-06 |  | 1.199199681404438e+001 | 9.4419e-07 |  | 12.0003 | 4.2895e-06 | 9.1171 | 4.2895e-06
1.200031191428655e+001 | 4.7107e-07 | 12.0003 | 1.200031191428655e+001 | 6.6804e-07 |  | 1.200031191428655e+001 | 1.058e-06 |  | 1.200031191428655e+001 | 9.4607e-07 |  | 12.0086 | 4.2893e-06 | 9.1054 | 4.2893e-06
1.200863278011497e+001 | 4.7166e-07 | 12.0086 | 1.200863278011497e+001 | 6.692e-07 |  | 1.200863278011497e+001 | 1.0602e-06 |  | 1.200863278011497e+001 | 9.4795e-07 |  | 12.017 | 4.2891e-06 | 9.0937 | 4.2891e-06
1.201695941552744e+001 | 4.7224e-07 | 12.017 | 1.201695941552744e+001 | 6.7037e-07 |  | 1.201695941552744e+001 | 1.0624e-06 |  | 1.201695941552744e+001 | 9.4984e-07 |  | 12.0253 | 4.2889e-06 | 9.082 | 4.2889e-06
1.202529182452451e+001 | 4.7283e-07 | 12.0253 | 1.202529182452451e+001 | 6.7154e-07 |  | 1.202529182452451e+001 | 1.0645e-06 |  | 1.202529182452451e+001 | 9.5174e-07 |  | 12.0336 | 4.2887e-06 | 9.0704 | 4.2887e-06
1.203363001110950e+001 | 4.7342e-07 | 12.0336 | 1.203363001110950e+001 | 6.7271e-07 |  | 1.203363001110950e+001 | 1.0667e-06 |  | 1.203363001110950e+001 | 9.5364e-07 |  | 12.042 | 4.2885e-06 | 9.0587 | 4.2885e-06
1.204197397928854e+001 | 4.7401e-07 | 12.042 | 1.204197397928854e+001 | 6.7389e-07 |  | 1.204197397928854e+001 | 1.0689e-06 |  | 1.204197397928854e+001 | 9.5554e-07 |  | 12.0503 | 4.2884e-06 | 9.047 | 4.2884e-06
1.205032373307050e+001 | 4.746e-07 | 12.0503 | 1.205032373307050e+001 | 6.7507e-07 |  | 1.205032373307050e+001 | 1.0711e-06 |  | 1.205032373307050e+001 | 9.5745e-07 |  | 12.0587 | 4.2882e-06 | 9.0354 | 4.2882e-06
1.205867927646705e+001 | 4.7519e-07 | 12.0587 | 1.205867927646705e+001 | 6.7625e-07 |  | 1.205867927646705e+001 | 1.0733e-06 |  | 1.205867927646705e+001 | 9.5937e-07 |  | 12.067 | 4.288e-06 | 9.0237 | 4.288e-06
1.206704061349263e+001 | 4.7578e-07 | 12.067 | 1.206704061349263e+001 | 6.7743e-07 |  | 1.206704061349263e+001 | 1.0755e-06 |  | 1.206704061349263e+001 | 9.6128e-07 |  | 12.0754 | 4.2878e-06 | 9.0121 | 4.2878e-06
1.207540774816448e+001 | 4.7637e-07 | 12.0754 | 1.207540774816448e+001 | 6.7862e-07 |  | 1.207540774816448e+001 | 1.0777e-06 |  | 1.207540774816448e+001 | 9.6321e-07 |  | 12.0838 | 4.2876e-06 | 9.0005 | 4.2876e-06
1.208378068450261e+001 | 4.7697e-07 | 12.0838 | 1.208378068450261e+001 | 6.7981e-07 |  | 1.208378068450261e+001 | 1.0799e-06 |  | 1.208378068450261e+001 | 9.6514e-07 |  | 12.0922 | 4.2874e-06 | 8.9889 | 4.2874e-06
1.209215942652982e+001 | 4.7756e-07 | 12.0922 | 1.209215942652982e+001 | 6.8101e-07 |  | 1.209215942652982e+001 | 1.0821e-06 |  | 1.209215942652982e+001 | 9.6707e-07 |  | 12.1005 | 4.2872e-06 | 8.9772 | 4.2872e-06
1.210054397827170e+001 | 4.7816e-07 | 12.1005 | 1.210054397827170e+001 | 6.822e-07 |  | 1.210054397827170e+001 | 1.0843e-06 |  | 1.210054397827170e+001 | 9.6901e-07 |  | 12.1089 | 4.287e-06 | 8.9656 | 4.287e-06
1.210893434375664e+001 | 4.7876e-07 | 12.1089 | 1.210893434375664e+001 | 6.834e-07 |  | 1.210893434375664e+001 | 1.0866e-06 |  | 1.210893434375664e+001 | 9.7096e-07 |  | 12.1173 | 4.2868e-06 | 8.954 | 4.2868e-06
1.211733052701581e+001 | 4.7936e-07 | 12.1173 | 1.211733052701581e+001 | 6.8461e-07 |  | 1.211733052701581e+001 | 1.0888e-06 |  | 1.211733052701581e+001 | 9.729e-07 |  | 12.1257 | 4.2866e-06 | 8.9424 | 4.2866e-06
1.212573253208319e+001 | 4.7996e-07 | 12.1257 | 1.212573253208319e+001 | 6.8581e-07 |  | 1.212573253208319e+001 | 1.091e-06 |  | 1.212573253208319e+001 | 9.7486e-07 |  | 12.1341 | 4.2864e-06 | 8.9309 | 4.2864e-06
1.213414036299554e+001 | 4.8056e-07 | 12.1341 | 1.213414036299554e+001 | 6.8702e-07 |  | 1.213414036299554e+001 | 1.0933e-06 |  | 1.213414036299554e+001 | 9.7682e-07 |  | 12.1426 | 4.2862e-06 | 8.9193 | 4.2862e-06
1.214255402379244e+001 | 4.8116e-07 | 12.1426 | 1.214255402379244e+001 | 6.8823e-07 |  | 1.214255402379244e+001 | 1.0955e-06 |  | 1.214255402379244e+001 | 9.7878e-07 |  | 12.151 | 4.286e-06 | 8.9077 | 4.286e-06
1.215097351851624e+001 | 4.8177e-07 | 12.151 | 1.215097351851624e+001 | 6.8945e-07 |  | 1.215097351851624e+001 | 1.0978e-06 |  | 1.215097351851624e+001 | 9.8075e-07 |  | 12.1594 | 4.2859e-06 | 8.8961 | 4.2859e-06
1.215939885121213e+001 | 4.8237e-07 | 12.1594 | 1.215939885121213e+001 | 6.9067e-07 |  | 1.215939885121213e+001 | 1.1001e-06 |  | 1.215939885121213e+001 | 9.8273e-07 |  | 12.1678 | 4.2857e-06 | 8.8846 | 4.2857e-06
1.216783002592808e+001 | 4.8298e-07 | 12.1678 | 1.216783002592808e+001 | 6.9189e-07 |  | 1.216783002592808e+001 | 1.1023e-06 |  | 1.216783002592808e+001 | 9.8471e-07 |  | 12.1763 | 4.2855e-06 | 8.873 | 4.2855e-06
1.217626704671487e+001 | 4.8358e-07 | 12.1763 | 1.217626704671487e+001 | 6.9311e-07 |  | 1.217626704671487e+001 | 1.1046e-06 |  | 1.217626704671487e+001 | 9.8669e-07 |  | 12.1847 | 4.2853e-06 | 8.8615 | 4.2853e-06
1.218470991762609e+001 | 4.8419e-07 | 12.1847 | 1.218470991762609e+001 | 6.9434e-07 |  | 1.218470991762609e+001 | 1.1069e-06 |  | 1.218470991762609e+001 | 9.8868e-07 |  | 12.1932 | 4.2851e-06 | 8.85 | 4.2851e-06
1.219315864271816e+001 | 4.848e-07 | 12.1932 | 1.219315864271816e+001 | 6.9557e-07 |  | 1.219315864271816e+001 | 1.1092e-06 |  | 1.219315864271816e+001 | 9.9068e-07 |  | 12.2016 | 4.2849e-06 | 8.8384 | 4.2849e-06
1.220161322605028e+001 | 4.8541e-07 | 12.2016 | 1.220161322605028e+001 | 6.9681e-07 |  | 1.220161322605028e+001 | 1.1115e-06 |  | 1.220161322605028e+001 | 9.9268e-07 |  | 12.2101 | 4.2847e-06 | 8.8269 | 4.2847e-06
1.221007367168448e+001 | 4.8603e-07 | 12.2101 | 1.221007367168448e+001 | 6.9804e-07 |  | 1.221007367168448e+001 | 1.1138e-06 |  | 1.221007367168448e+001 | 9.9469e-07 |  | 12.2185 | 4.2845e-06 | 8.8154 | 4.2845e-06
1.221853998368561e+001 | 4.8664e-07 | 12.2185 | 1.221853998368561e+001 | 6.9928e-07 |  | 1.221853998368561e+001 | 1.1161e-06 |  | 1.221853998368561e+001 | 9.967e-07 |  | 12.227 | 4.2843e-06 | 8.8039 | 4.2843e-06
1.222701216612134e+001 | 4.8725e-07 | 12.227 | 1.222701216612134e+001 | 7.0053e-07 |  | 1.222701216612134e+001 | 1.1184e-06 |  | 1.222701216612134e+001 | 9.9871e-07 |  | 12.2355 | 4.2841e-06 | 8.7924 | 4.2841e-06
1.223549022306215e+001 | 4.8787e-07 | 12.2355 | 1.223549022306215e+001 | 7.0177e-07 |  | 1.223549022306215e+001 | 1.1207e-06 |  | 1.223549022306215e+001 | 1.0007e-06 |  | 12.244 | 4.2839e-06 | 8.7809 | 4.2839e-06
1.224397415858135e+001 | 4.8849e-07 | 12.244 | 1.224397415858135e+001 | 7.0302e-07 |  | 1.224397415858135e+001 | 1.123e-06 |  | 1.224397415858135e+001 | 1.0028e-06 |  | 12.2525 | 4.2838e-06 | 8.7694 | 4.2838e-06
1.225246397675507e+001 | 4.8911e-07 | 12.2525 | 1.225246397675507e+001 | 7.0428e-07 |  | 1.225246397675507e+001 | 1.1254e-06 |  | 1.225246397675507e+001 | 1.0048e-06 |  | 12.261 | 4.2836e-06 | 8.7579 | 4.2836e-06
1.226095968166227e+001 | 4.8973e-07 | 12.261 | 1.226095968166227e+001 | 7.0553e-07 |  | 1.226095968166227e+001 | 1.1277e-06 |  | 1.226095968166227e+001 | 1.0068e-06 |  | 12.2695 | 4.2834e-06 | 8.7465 | 4.2834e-06
1.226946127738474e+001 | 4.9035e-07 | 12.2695 | 1.226946127738474e+001 | 7.0679e-07 |  | 1.226946127738474e+001 | 1.13e-06 |  | 1.226946127738474e+001 | 1.0089e-06 |  | 12.278 | 4.2832e-06 | 8.735 | 4.2832e-06
1.227796876800710e+001 | 4.9097e-07 | 12.278 | 1.227796876800710e+001 | 7.0805e-07 |  | 1.227796876800710e+001 | 1.1324e-06 |  | 1.227796876800710e+001 | 1.0109e-06 |  | 12.2865 | 4.283e-06 | 8.7236 | 4.283e-06
1.228648215761679e+001 | 4.9159e-07 | 12.2865 | 1.228648215761679e+001 | 7.0932e-07 |  | 1.228648215761679e+001 | 1.1347e-06 |  | 1.228648215761679e+001 | 1.013e-06 |  | 12.295 | 4.2828e-06 | 8.7121 | 4.2828e-06
1.229500145030410e+001 | 4.9222e-07 | 12.295 | 1.229500145030410e+001 | 7.1059e-07 |  | 1.229500145030410e+001 | 1.1371e-06 |  | 1.229500145030410e+001 | 1.015e-06 |  | 12.3035 | 4.2826e-06 | 8.7007 | 4.2826e-06
1.230352665016215e+001 | 4.9284e-07 | 12.3035 | 1.230352665016215e+001 | 7.1186e-07 |  | 1.230352665016215e+001 | 1.1395e-06 |  | 1.230352665016215e+001 | 1.0171e-06 |  | 12.3121 | 4.2824e-06 | 8.6892 | 4.2824e-06
1.231205776128690e+001 | 4.9347e-07 | 12.3121 | 1.231205776128690e+001 | 7.1314e-07 |  | 1.231205776128690e+001 | 1.1418e-06 |  | 1.231205776128690e+001 | 1.0192e-06 |  | 12.3206 | 4.2822e-06 | 8.6778 | 4.2822e-06
1.232059478777715e+001 | 4.941e-07 | 12.3206 | 1.232059478777715e+001 | 7.1441e-07 |  | 1.232059478777715e+001 | 1.1442e-06 |  | 1.232059478777715e+001 | 1.0212e-06 |  | 12.3291 | 4.282e-06 | 8.6664 | 4.282e-06
1.232913773373453e+001 | 4.9473e-07 | 12.3291 | 1.232913773373453e+001 | 7.157e-07 |  | 1.232913773373453e+001 | 1.1466e-06 |  | 1.232913773373453e+001 | 1.0233e-06 |  | 12.3377 | 4.2819e-06 | 8.655 | 4.2819e-06
1.233768660326353e+001 | 4.9536e-07 | 12.3377 | 1.233768660326353e+001 | 7.1698e-07 |  | 1.233768660326353e+001 | 1.149e-06 |  | 1.233768660326353e+001 | 1.0254e-06 |  | 12.3462 | 4.2817e-06 | 8.6436 | 4.2817e-06
1.234624140047148e+001 | 4.9599e-07 | 12.3462 | 1.234624140047148e+001 | 7.1827e-07 |  | 1.234624140047148e+001 | 1.1514e-06 |  | 1.234624140047148e+001 | 1.0275e-06 |  | 12.3548 | 4.2815e-06 | 8.6322 | 4.2815e-06
1.235480212946856e+001 | 4.9662e-07 | 12.3548 | 1.235480212946856e+001 | 7.1956e-07 |  | 1.235480212946856e+001 | 1.1538e-06 |  | 1.235480212946856e+001 | 1.0296e-06 |  | 12.3634 | 4.2813e-06 | 8.6208 | 4.2813e-06
1.236336879436780e+001 | 4.9726e-07 | 12.3634 | 1.236336879436780e+001 | 7.2086e-07 |  | 1.236336879436780e+001 | 1.1562e-06 |  | 1.236336879436780e+001 | 1.0317e-06 |  | 12.3719 | 4.2811e-06 | 8.6094 | 4.2811e-06
1.237194139928508e+001 | 4.9789e-07 | 12.3719 | 1.237194139928508e+001 | 7.2216e-07 |  | 1.237194139928508e+001 | 1.1586e-06 |  | 1.237194139928508e+001 | 1.0338e-06 |  | 12.3805 | 4.2809e-06 | 8.598 | 4.2809e-06
1.238051994833912e+001 | 4.9853e-07 | 12.3805 | 1.238051994833912e+001 | 7.2346e-07 |  | 1.238051994833912e+001 | 1.1611e-06 |  | 1.238051994833912e+001 | 1.0359e-06 |  | 12.3891 | 4.2807e-06 | 8.5867 | 4.2807e-06
1.238910444565153e+001 | 4.9917e-07 | 12.3891 | 1.238910444565153e+001 | 7.2476e-07 |  | 1.238910444565153e+001 | 1.1635e-06 |  | 1.238910444565153e+001 | 1.0381e-06 |  | 12.3977 | 4.2805e-06 | 8.5753 | 4.2805e-06
1.239769489534675e+001 | 4.9981e-07 | 12.3977 | 1.239769489534675e+001 | 7.2607e-07 |  | 1.239769489534675e+001 | 1.1659e-06 |  | 1.239769489534675e+001 | 1.0402e-06 |  | 12.4063 | 4.2803e-06 | 8.564 | 4.2804e-06
1.240629130155208e+001 | 5.0045e-07 | 12.4063 | 1.240629130155208e+001 | 7.2738e-07 |  | 1.240629130155208e+001 | 1.1684e-06 |  | 1.240629130155208e+001 | 1.0423e-06 |  | 12.4149 | 4.2802e-06 | 8.5526 | 4.2802e-06
1.241489366839770e+001 | 5.0109e-07 | 12.4149 | 1.241489366839770e+001 | 7.287e-07 |  | 1.241489366839770e+001 | 1.1708e-06 |  | 1.241489366839770e+001 | 1.0444e-06 |  | 12.4235 | 4.28e-06 | 8.5413 | 4.28e-06
1.242350200001664e+001 | 5.0174e-07 | 12.4235 | 1.242350200001664e+001 | 7.3002e-07 |  | 1.242350200001664e+001 | 1.1733e-06 |  | 1.242350200001664e+001 | 1.0466e-06 |  | 12.4321 | 4.2798e-06 | 8.5299 | 4.2798e-06
1.243211630054480e+001 | 5.0238e-07 | 12.4321 | 1.243211630054480e+001 | 7.3134e-07 |  | 1.243211630054480e+001 | 1.1757e-06 |  | 1.243211630054480e+001 | 1.0487e-06 |  | 12.4407 | 4.2796e-06 | 8.5186 | 4.2796e-06
1.244073657412094e+001 | 5.0303e-07 | 12.4407 | 1.244073657412094e+001 | 7.3266e-07 |  | 1.244073657412094e+001 | 1.1782e-06 |  | 1.244073657412094e+001 | 1.0509e-06 |  | 12.4494 | 4.2794e-06 | 8.5073 | 4.2794e-06
1.244936282488670e+001 | 5.0367e-07 | 12.4494 | 1.244936282488670e+001 | 7.3399e-07 |  | 1.244936282488670e+001 | 1.1807e-06 |  | 1.244936282488670e+001 | 1.053e-06 |  | 12.458 | 4.2792e-06 | 8.496 | 4.2792e-06
1.245799505698660e+001 | 5.0432e-07 | 12.458 | 1.245799505698660e+001 | 7.3532e-07 |  | 1.245799505698660e+001 | 1.1832e-06 |  | 1.245799505698660e+001 | 1.0552e-06 |  | 12.4666 | 4.279e-06 | 8.4847 | 4.279e-06
1.246663327456800e+001 | 5.0497e-07 | 12.4666 | 1.246663327456800e+001 | 7.3666e-07 |  | 1.246663327456800e+001 | 1.1856e-06 |  | 1.246663327456800e+001 | 1.0574e-06 |  | 12.4753 | 4.2788e-06 | 8.4734 | 4.2789e-06
1.247527748178118e+001 | 5.0563e-07 | 12.4753 | 1.247527748178118e+001 | 7.38e-07 |  | 1.247527748178118e+001 | 1.1881e-06 |  | 1.247527748178118e+001 | 1.0596e-06 |  | 12.4839 | 4.2787e-06 | 8.4621 | 4.2787e-06
1.248392768277926e+001 | 5.0628e-07 | 12.4839 | 1.248392768277926e+001 | 7.3934e-07 |  | 1.248392768277926e+001 | 1.1906e-06 |  | 1.248392768277926e+001 | 1.0617e-06 |  | 12.4926 | 4.2785e-06 | 8.4508 | 4.2785e-06
1.249258388171826e+001 | 5.0693e-07 | 12.4926 | 1.249258388171826e+001 | 7.4069e-07 |  | 1.249258388171826e+001 | 1.1932e-06 |  | 1.249258388171826e+001 | 1.0639e-06 |  | 12.5012 | 4.2783e-06 | 8.4396 | 4.2783e-06
1.250124608275708e+001 | 5.0759e-07 | 12.5012 | 1.250124608275708e+001 | 7.4204e-07 |  | 1.250124608275708e+001 | 1.1957e-06 |  | 1.250124608275708e+001 | 1.0661e-06 |  | 12.5099 | 4.2781e-06 | 8.4283 | 4.2781e-06
1.250991429005750e+001 | 5.0824e-07 | 12.5099 | 1.250991429005750e+001 | 7.4339e-07 |  | 1.250991429005750e+001 | 1.1982e-06 |  | 1.250991429005750e+001 | 1.0683e-06 |  | 12.5186 | 4.2779e-06 | 8.4171 | 4.2779e-06
1.251858850778418e+001 | 5.089e-07 | 12.5186 | 1.251858850778418e+001 | 7.4475e-07 |  | 1.251858850778418e+001 | 1.2007e-06 |  | 1.251858850778418e+001 | 1.0705e-06 |  | 12.5273 | 4.2777e-06 | 8.4058 | 4.2777e-06
1.252726874010469e+001 | 5.0956e-07 | 12.5273 | 1.252726874010469e+001 | 7.4611e-07 |  | 1.252726874010469e+001 | 1.2033e-06 |  | 1.252726874010469e+001 | 1.0727e-06 |  | 12.536 | 4.2775e-06 | 8.3946 | 4.2775e-06
1.253595499118945e+001 | 5.1022e-07 | 12.536 | 1.253595499118945e+001 | 7.4747e-07 |  | 1.253595499118945e+001 | 1.2058e-06 |  | 1.253595499118945e+001 | 1.075e-06 |  | 12.5446 | 4.2774e-06 | 8.3833 | 4.2774e-06
1.254464726521182e+001 | 5.1088e-07 | 12.5446 | 1.254464726521182e+001 | 7.4884e-07 |  | 1.254464726521182e+001 | 1.2083e-06 |  | 1.254464726521182e+001 | 1.0772e-06 |  | 12.5533 | 4.2772e-06 | 8.3721 | 4.2772e-06
1.255334556634802e+001 | 5.1155e-07 | 12.5533 | 1.255334556634802e+001 | 7.5021e-07 |  | 1.255334556634802e+001 | 1.2109e-06 |  | 1.255334556634802e+001 | 1.0794e-06 |  | 12.562 | 4.277e-06 | 8.3609 | 4.277e-06
1.256204989877716e+001 | 5.1221e-07 | 12.562 | 1.256204989877716e+001 | 7.5158e-07 |  | 1.256204989877716e+001 | 1.2135e-06 |  | 1.256204989877716e+001 | 1.0816e-06 |  | 12.5708 | 4.2768e-06 | 8.3497 | 4.2768e-06
1.257076026668129e+001 | 5.1288e-07 | 12.5708 | 1.257076026668129e+001 | 7.5296e-07 |  | 1.257076026668129e+001 | 1.216e-06 |  | 1.257076026668129e+001 | 1.0839e-06 |  | 12.5795 | 4.2766e-06 | 8.3385 | 4.2766e-06
1.257947667424531e+001 | 5.1354e-07 | 12.5795 | 1.257947667424531e+001 | 7.5434e-07 |  | 1.257947667424531e+001 | 1.2186e-06 |  | 1.257947667424531e+001 | 1.0861e-06 |  | 12.5882 | 4.2764e-06 | 8.3273 | 4.2764e-06
1.258819912565706e+001 | 5.1421e-07 | 12.5882 | 1.258819912565706e+001 | 7.5572e-07 |  | 1.258819912565706e+001 | 1.2212e-06 |  | 1.258819912565706e+001 | 1.0884e-06 |  | 12.5969 | 4.2762e-06 | 8.3161 | 4.2762e-06
1.259692762510726e+001 | 5.1488e-07 | 12.5969 | 1.259692762510726e+001 | 7.5711e-07 |  | 1.259692762510726e+001 | 1.2238e-06 |  | 1.259692762510726e+001 | 1.0906e-06 |  | 12.6057 | 4.2761e-06 | 8.3049 | 4.2761e-06
1.260566217678954e+001 | 5.1555e-07 | 12.6057 | 1.260566217678954e+001 | 7.585e-07 |  | 1.260566217678954e+001 | 1.2264e-06 |  | 1.260566217678954e+001 | 1.0929e-06 |  | 12.6144 | 4.2759e-06 | 8.2937 | 4.2759e-06
1.261440278490045e+001 | 5.1623e-07 | 12.6144 | 1.261440278490045e+001 | 7.599e-07 |  | 1.261440278490045e+001 | 1.229e-06 |  | 1.261440278490045e+001 | 1.0952e-06 |  | 12.6231 | 4.2757e-06 | 8.2826 | 4.2757e-06
1.262314945363945e+001 | 5.169e-07 | 12.6231 | 1.262314945363945e+001 | 7.613e-07 |  | 1.262314945363945e+001 | 1.2316e-06 |  | 1.262314945363945e+001 | 1.0975e-06 |  | 12.6319 | 4.2755e-06 | 8.2714 | 4.2755e-06
1.263190218720888e+001 | 5.1758e-07 | 12.6319 | 1.263190218720888e+001 | 7.627e-07 |  | 1.263190218720888e+001 | 1.2342e-06 |  | 1.263190218720888e+001 | 1.0997e-06 |  | 12.6407 | 4.2753e-06 | 8.2603 | 4.2753e-06
1.264066098981404e+001 | 5.1825e-07 | 12.6407 | 1.264066098981404e+001 | 7.6411e-07 |  | 1.264066098981404e+001 | 1.2368e-06 |  | 1.264066098981404e+001 | 1.102e-06 |  | 12.6494 | 4.2751e-06 | 8.2491 | 4.2751e-06
1.264942586566311e+001 | 5.1893e-07 | 12.6494 | 1.264942586566311e+001 | 7.6552e-07 |  | 1.264942586566311e+001 | 1.2395e-06 |  | 1.264942586566311e+001 | 1.1043e-06 |  | 12.6582 | 4.2749e-06 | 8.238 | 4.275e-06
1.265819681896720e+001 | 5.1961e-07 | 12.6582 | 1.265819681896720e+001 | 7.6693e-07 |  | 1.265819681896720e+001 | 1.2421e-06 |  | 1.265819681896720e+001 | 1.1066e-06 |  | 12.667 | 4.2748e-06 | 8.2269 | 4.2748e-06
1.266697385394035e+001 | 5.2029e-07 | 12.667 | 1.266697385394035e+001 | 7.6835e-07 |  | 1.266697385394035e+001 | 1.2448e-06 |  | 1.266697385394035e+001 | 1.1089e-06 |  | 12.6758 | 4.2746e-06 | 8.2157 | 4.2746e-06
1.267575697479951e+001 | 5.2097e-07 | 12.6758 | 1.267575697479951e+001 | 7.6977e-07 |  | 1.267575697479951e+001 | 1.2474e-06 |  | 1.267575697479951e+001 | 1.1112e-06 |  | 12.6845 | 4.2744e-06 | 8.2046 | 4.2744e-06
1.268454618576456e+001 | 5.2166e-07 | 12.6845 | 1.268454618576456e+001 | 7.7119e-07 |  | 1.268454618576456e+001 | 1.2501e-06 |  | 1.268454618576456e+001 | 1.1136e-06 |  | 12.6933 | 4.2742e-06 | 8.1935 | 4.2742e-06
1.269334149105829e+001 | 5.2234e-07 | 12.6933 | 1.269334149105829e+001 | 7.7262e-07 |  | 1.269334149105829e+001 | 1.2527e-06 |  | 1.269334149105829e+001 | 1.1159e-06 |  | 12.7021 | 4.274e-06 | 8.1824 | 4.274e-06
1.270214289490644e+001 | 5.2303e-07 | 12.7021 | 1.270214289490644e+001 | 7.7406e-07 |  | 1.270214289490644e+001 | 1.2554e-06 |  | 1.270214289490644e+001 | 1.1182e-06 |  | 12.711 | 4.2738e-06 | 8.1713 | 4.2738e-06
1.271095040153768e+001 | 5.2372e-07 | 12.711 | 1.271095040153768e+001 | 7.7549e-07 |  | 1.271095040153768e+001 | 1.2581e-06 |  | 1.271095040153768e+001 | 1.1206e-06 |  | 12.7198 | 4.2737e-06 | 8.1602 | 4.2737e-06
1.271976401518359e+001 | 5.2441e-07 | 12.7198 | 1.271976401518359e+001 | 7.7693e-07 |  | 1.271976401518359e+001 | 1.2608e-06 |  | 1.271976401518359e+001 | 1.1229e-06 |  | 12.7286 | 4.2735e-06 | 8.1492 | 4.2735e-06
1.272858374007870e+001 | 5.251e-07 | 12.7286 | 1.272858374007870e+001 | 7.7837e-07 |  | 1.272858374007870e+001 | 1.2635e-06 |  | 1.272858374007870e+001 | 1.1253e-06 |  | 12.7374 | 4.2733e-06 | 8.1381 | 4.2733e-06
1.273740958046048e+001 | 5.2579e-07 | 12.7374 | 1.273740958046048e+001 | 7.7982e-07 |  | 1.273740958046048e+001 | 1.2662e-06 |  | 1.273740958046048e+001 | 1.1276e-06 |  | 12.7462 | 4.2731e-06 | 8.127 | 4.2731e-06
1.274624154056933e+001 | 5.2648e-07 | 12.7462 | 1.274624154056933e+001 | 7.8127e-07 |  | 1.274624154056933e+001 | 1.2689e-06 |  | 1.274624154056933e+001 | 1.13e-06 |  | 12.7551 | 4.2729e-06 | 8.116 | 4.2729e-06
1.275507962464858e+001 | 5.2718e-07 | 12.7551 | 1.275507962464858e+001 | 7.8273e-07 |  | 1.275507962464858e+001 | 1.2716e-06 |  | 1.275507962464858e+001 | 1.1324e-06 |  | 12.7639 | 4.2727e-06 | 8.1049 | 4.2727e-06
1.276392383694453e+001 | 5.2787e-07 | 12.7639 | 1.276392383694453e+001 | 7.8419e-07 |  | 1.276392383694453e+001 | 1.2743e-06 |  | 1.276392383694453e+001 | 1.1347e-06 |  | 12.7728 | 4.2726e-06 | 8.0939 | 4.2726e-06
1.277277418170640e+001 | 5.2857e-07 | 12.7728 | 1.277277418170640e+001 | 7.8565e-07 |  | 1.277277418170640e+001 | 1.2771e-06 |  | 1.277277418170640e+001 | 1.1371e-06 |  | 12.7816 | 4.2724e-06 | 8.0829 | 4.2724e-06
1.278163066318637e+001 | 5.2927e-07 | 12.7816 | 1.278163066318637e+001 | 7.8711e-07 |  | 1.278163066318637e+001 | 1.2798e-06 |  | 1.278163066318637e+001 | 1.1395e-06 |  | 12.7905 | 4.2722e-06 | 8.0719 | 4.2722e-06
1.279049328563956e+001 | 5.2997e-07 | 12.7905 | 1.279049328563956e+001 | 7.8858e-07 |  | 1.279049328563956e+001 | 1.2826e-06 |  | 1.279049328563956e+001 | 1.1419e-06 |  | 12.7994 | 4.272e-06 | 8.0608 | 4.272e-06
1.279936205332404e+001 | 5.3067e-07 | 12.7994 | 1.279936205332404e+001 | 7.9006e-07 |  | 1.279936205332404e+001 | 1.2853e-06 |  | 1.279936205332404e+001 | 1.1443e-06 |  | 12.8082 | 4.2718e-06 | 8.0498 | 4.2718e-06
1.280823697050085e+001 | 5.3138e-07 | 12.8082 | 1.280823697050085e+001 | 7.9154e-07 |  | 1.280823697050085e+001 | 1.2881e-06 |  | 1.280823697050085e+001 | 1.1467e-06 |  | 12.8171 | 4.2716e-06 | 8.0388 | 4.2716e-06
1.281711804143396e+001 | 5.3208e-07 | 12.8171 | 1.281711804143396e+001 | 7.9302e-07 |  | 1.281711804143396e+001 | 1.2908e-06 |  | 1.281711804143396e+001 | 1.1491e-06 |  | 12.826 | 4.2715e-06 | 8.0278 | 4.2715e-06
1.282600527039030e+001 | 5.3279e-07 | 12.826 | 1.282600527039030e+001 | 7.945e-07 |  | 1.282600527039030e+001 | 1.2936e-06 |  | 1.282600527039030e+001 | 1.1515e-06 |  | 12.8349 | 4.2713e-06 | 8.0169 | 4.2713e-06
1.283489866163978e+001 | 5.335e-07 | 12.8349 | 1.283489866163978e+001 | 7.9599e-07 |  | 1.283489866163978e+001 | 1.2964e-06 |  | 1.283489866163978e+001 | 1.154e-06 |  | 12.8438 | 4.2711e-06 | 8.0059 | 4.2711e-06
1.284379821945526e+001 | 5.3421e-07 | 12.8438 | 1.284379821945526e+001 | 7.9749e-07 |  | 1.284379821945526e+001 | 1.2992e-06 |  | 1.284379821945526e+001 | 1.1564e-06 |  | 12.8527 | 4.2709e-06 | 7.9949 | 4.2709e-06
1.285270394811255e+001 | 5.3492e-07 | 12.8527 | 1.285270394811255e+001 | 7.9898e-07 |  | 1.285270394811255e+001 | 1.302e-06 |  | 1.285270394811255e+001 | 1.1588e-06 |  | 12.8616 | 4.2707e-06 | 7.9839 | 4.2707e-06
1.286161585189043e+001 | 5.3563e-07 | 12.8616 | 1.286161585189043e+001 | 8.0048e-07 |  | 1.286161585189043e+001 | 1.3048e-06 |  | 1.286161585189043e+001 | 1.1613e-06 |  | 12.8705 | 4.2706e-06 | 7.973 | 4.2706e-06
1.287053393507066e+001 | 5.3634e-07 | 12.8705 | 1.287053393507066e+001 | 8.0199e-07 |  | 1.287053393507066e+001 | 1.3076e-06 |  | 1.287053393507066e+001 | 1.1637e-06 |  | 12.8795 | 4.2704e-06 | 7.962 | 4.2704e-06
1.287945820193795e+001 | 5.3706e-07 | 12.8795 | 1.287945820193795e+001 | 8.035e-07 |  | 1.287945820193795e+001 | 1.3104e-06 |  | 1.287945820193795e+001 | 1.1662e-06 |  | 12.8884 | 4.2702e-06 | 7.9511 | 4.2702e-06
1.288838865678001e+001 | 5.3777e-07 | 12.8884 | 1.288838865678001e+001 | 8.0501e-07 |  | 1.288838865678001e+001 | 1.3133e-06 |  | 1.288838865678001e+001 | 1.1687e-06 |  | 12.8973 | 4.27e-06 | 7.9402 | 4.27e-06
1.289732530388748e+001 | 5.3849e-07 | 12.8973 | 1.289732530388748e+001 | 8.0653e-07 |  | 1.289732530388748e+001 | 1.3161e-06 |  | 1.289732530388748e+001 | 1.1711e-06 |  | 12.9063 | 4.2698e-06 | 7.9292 | 4.2698e-06
1.290626814755403e+001 | 5.3921e-07 | 12.9063 | 1.290626814755403e+001 | 8.0805e-07 |  | 1.290626814755403e+001 | 1.319e-06 |  | 1.290626814755403e+001 | 1.1736e-06 |  | 12.9152 | 4.2697e-06 | 7.9183 | 4.2697e-06
1.291521719207624e+001 | 5.3993e-07 | 12.9152 | 1.291521719207624e+001 | 8.0957e-07 |  | 1.291521719207624e+001 | 1.3218e-06 |  | 1.291521719207624e+001 | 1.1761e-06 |  | 12.9242 | 4.2695e-06 | 7.9074 | 4.2695e-06
1.292417244175373e+001 | 5.4065e-07 | 12.9242 | 1.292417244175373e+001 | 8.111e-07 |  | 1.292417244175373e+001 | 1.3247e-06 |  | 1.292417244175373e+001 | 1.1786e-06 |  | 12.9331 | 4.2693e-06 | 7.8965 | 4.2693e-06
1.293313390088908e+001 | 5.4138e-07 | 12.9331 | 1.293313390088908e+001 | 8.1264e-07 |  | 1.293313390088908e+001 | 1.3275e-06 |  | 1.293313390088908e+001 | 1.1811e-06 |  | 12.9421 | 4.2691e-06 | 7.8856 | 4.2691e-06
1.294210157378783e+001 | 5.421e-07 | 12.9421 | 1.294210157378783e+001 | 8.1417e-07 |  | 1.294210157378783e+001 | 1.3304e-06 |  | 1.294210157378783e+001 | 1.1836e-06 |  | 12.9511 | 4.2689e-06 | 7.8747 | 4.2689e-06
1.295107546475854e+001 | 5.4283e-07 | 12.9511 | 1.295107546475854e+001 | 8.1571e-07 |  | 1.295107546475854e+001 | 1.3333e-06 |  | 1.295107546475854e+001 | 1.1861e-06 |  | 12.9601 | 4.2687e-06 | 7.8639 | 4.2687e-06
1.296005557811274e+001 | 5.4356e-07 | 12.9601 | 1.296005557811274e+001 | 8.1726e-07 |  | 1.296005557811274e+001 | 1.3362e-06 |  | 1.296005557811274e+001 | 1.1887e-06 |  | 12.969 | 4.2686e-06 | 7.853 | 4.2686e-06
1.296904191816495e+001 | 5.4429e-07 | 12.969 | 1.296904191816495e+001 | 8.1881e-07 |  | 1.296904191816495e+001 | 1.3391e-06 |  | 1.296904191816495e+001 | 1.1912e-06 |  | 12.978 | 4.2684e-06 | 7.8421 | 4.2684e-06
1.297803448923269e+001 | 5.4502e-07 | 12.978 | 1.297803448923269e+001 | 8.2036e-07 |  | 1.297803448923269e+001 | 1.342e-06 |  | 1.297803448923269e+001 | 1.1937e-06 |  | 12.987 | 4.2682e-06 | 7.8313 | 4.2682e-06
1.298703329563646e+001 | 5.4575e-07 | 12.987 | 1.298703329563646e+001 | 8.2192e-07 |  | 1.298703329563646e+001 | 1.3449e-06 |  | 1.298703329563646e+001 | 1.1963e-06 |  | 12.996 | 4.268e-06 | 7.8204 | 4.268e-06
1.299603834169977e+001 | 5.4649e-07 | 12.996 | 1.299603834169977e+001 | 8.2348e-07 |  | 1.299603834169977e+001 | 1.3478e-06 |  | 1.299603834169977e+001 | 1.1988e-06 |  | 13.005 | 4.2678e-06 | 7.8096 | 4.2678e-06
1.300504963174912e+001 | 5.4722e-07 | 13.005 | 1.300504963174912e+001 | 8.2505e-07 |  | 1.300504963174912e+001 | 1.3508e-06 |  | 1.300504963174912e+001 | 1.2014e-06 |  | 13.0141 | 4.2677e-06 | 7.7988 | 4.2677e-06
1.301406717011402e+001 | 5.4796e-07 | 13.0141 | 1.301406717011402e+001 | 8.2662e-07 |  | 1.301406717011402e+001 | 1.3537e-06 |  | 1.301406717011402e+001 | 1.2039e-06 |  | 13.0231 | 4.2675e-06 | 7.7879 | 4.2675e-06
1.302309096112696e+001 | 5.487e-07 | 13.0231 | 1.302309096112696e+001 | 8.2819e-07 |  | 1.302309096112696e+001 | 1.3566e-06 |  | 1.302309096112696e+001 | 1.2065e-06 |  | 13.0321 | 4.2673e-06 | 7.7771 | 4.2673e-06
1.303212100912345e+001 | 5.4944e-07 | 13.0321 | 1.303212100912345e+001 | 8.2977e-07 |  | 1.303212100912345e+001 | 1.3596e-06 |  | 1.303212100912345e+001 | 1.2091e-06 |  | 13.0412 | 4.2671e-06 | 7.7663 | 4.2671e-06
1.304115731844201e+001 | 5.5018e-07 | 13.0412 | 1.304115731844201e+001 | 8.3135e-07 |  | 1.304115731844201e+001 | 1.3626e-06 |  | 1.304115731844201e+001 | 1.2117e-06 |  | 13.0502 | 4.2669e-06 | 7.7555 | 4.2669e-06
1.305019989342416e+001 | 5.5093e-07 | 13.0502 | 1.305019989342416e+001 | 8.3294e-07 |  | 1.305019989342416e+001 | 1.3655e-06 |  | 1.305019989342416e+001 | 1.2142e-06 |  | 13.0592 | 4.2668e-06 | 7.7447 | 4.2668e-06
1.305924873841443e+001 | 5.5167e-07 | 13.0592 | 1.305924873841443e+001 | 8.3453e-07 |  | 1.305924873841443e+001 | 1.3685e-06 |  | 1.305924873841443e+001 | 1.2168e-06 |  | 13.0683 | 4.2666e-06 | 7.7339 | 4.2666e-06
1.306830385776037e+001 | 5.5242e-07 | 13.0683 | 1.306830385776037e+001 | 8.3612e-07 |  | 1.306830385776037e+001 | 1.3715e-06 |  | 1.306830385776037e+001 | 1.2194e-06 |  | 13.0774 | 4.2664e-06 | 7.7231 | 4.2664e-06
1.307736525581253e+001 | 5.5317e-07 | 13.0774 | 1.307736525581253e+001 | 8.3772e-07 |  | 1.307736525581253e+001 | 1.3745e-06 |  | 1.307736525581253e+001 | 1.2221e-06 |  | 13.0864 | 4.2662e-06 | 7.7124 | 4.2662e-06
1.308643293692450e+001 | 5.5392e-07 | 13.0864 | 1.308643293692450e+001 | 8.3932e-07 |  | 1.308643293692450e+001 | 1.3775e-06 |  | 1.308643293692450e+001 | 1.2247e-06 |  | 13.0955 | 4.2661e-06 | 7.7016 | 4.2661e-06
1.309550690545287e+001 | 5.5467e-07 | 13.0955 | 1.309550690545287e+001 | 8.4093e-07 |  | 1.309550690545287e+001 | 1.3805e-06 |  | 1.309550690545287e+001 | 1.2273e-06 |  | 13.1046 | 4.2659e-06 | 7.6909 | 4.2659e-06
1.310458716575725e+001 | 5.5542e-07 | 13.1046 | 1.310458716575725e+001 | 8.4254e-07 |  | 1.310458716575725e+001 | 1.3835e-06 |  | 1.310458716575725e+001 | 1.2299e-06 |  | 13.1137 | 4.2657e-06 | 7.6801 | 4.2657e-06
1.311367372220028e+001 | 5.5618e-07 | 13.1137 | 1.311367372220028e+001 | 8.4416e-07 |  | 1.311367372220028e+001 | 1.3866e-06 |  | 1.311367372220028e+001 | 1.2326e-06 |  | 13.1228 | 4.2655e-06 | 7.6694 | 4.2655e-06
1.312276657914762e+001 | 5.5693e-07 | 13.1228 | 1.312276657914762e+001 | 8.4578e-07 |  | 1.312276657914762e+001 | 1.3896e-06 |  | 1.312276657914762e+001 | 1.2352e-06 |  | 13.1319 | 4.2653e-06 | 7.6586 | 4.2653e-06
1.313186574096798e+001 | 5.5769e-07 | 13.1319 | 1.313186574096798e+001 | 8.474e-07 |  | 1.313186574096798e+001 | 1.3926e-06 |  | 1.313186574096798e+001 | 1.2379e-06 |  | 13.141 | 4.2652e-06 | 7.6479 | 4.2652e-06
1.314097121203306e+001 | 5.5845e-07 | 13.141 | 1.314097121203306e+001 | 8.4903e-07 |  | 1.314097121203306e+001 | 1.3957e-06 |  | 1.314097121203306e+001 | 1.2405e-06 |  | 13.1501 | 4.265e-06 | 7.6372 | 4.265e-06
1.315008299671761e+001 | 5.5921e-07 | 13.1501 | 1.315008299671761e+001 | 8.5067e-07 |  | 1.315008299671761e+001 | 1.3988e-06 |  | 1.315008299671761e+001 | 1.2432e-06 |  | 13.1592 | 4.2648e-06 | 7.6265 | 4.2648e-06
1.315920109939943e+001 | 5.5997e-07 | 13.1592 | 1.315920109939943e+001 | 8.523e-07 |  | 1.315920109939943e+001 | 1.4018e-06 |  | 1.315920109939943e+001 | 1.2459e-06 |  | 13.1683 | 4.2646e-06 | 7.6158 | 4.2646e-06
1.316832552445933e+001 | 5.6074e-07 | 13.1683 | 1.316832552445933e+001 | 8.5395e-07 |  | 1.316832552445933e+001 | 1.4049e-06 |  | 1.316832552445933e+001 | 1.2486e-06 |  | 13.1775 | 4.2645e-06 | 7.6051 | 4.2645e-06
1.317745627628117e+001 | 5.615e-07 | 13.1775 | 1.317745627628117e+001 | 8.5559e-07 |  | 1.317745627628117e+001 | 1.408e-06 |  | 1.317745627628117e+001 | 1.2513e-06 |  | 13.1866 | 4.2643e-06 | 7.5944 | 4.2643e-06
1.318659335925185e+001 | 5.6227e-07 | 13.1866 | 1.318659335925185e+001 | 8.5724e-07 |  | 1.318659335925185e+001 | 1.4111e-06 |  | 1.318659335925185e+001 | 1.254e-06 |  | 13.1957 | 4.2641e-06 | 7.5837 | 4.2641e-06
1.319573677776131e+001 | 5.6304e-07 | 13.1957 | 1.319573677776131e+001 | 8.589e-07 |  | 1.319573677776131e+001 | 1.4142e-06 |  | 1.319573677776131e+001 | 1.2567e-06 |  | 13.2049 | 4.2639e-06 | 7.5731 | 4.2639e-06
1.320488653620252e+001 | 5.6381e-07 | 13.2049 | 1.320488653620252e+001 | 8.6056e-07 |  | 1.320488653620252e+001 | 1.4173e-06 |  | 1.320488653620252e+001 | 1.2594e-06 |  | 13.214 | 4.2637e-06 | 7.5624 | 4.2637e-06
1.321404263897152e+001 | 5.6458e-07 | 13.214 | 1.321404263897152e+001 | 8.6222e-07 |  | 1.321404263897152e+001 | 1.4204e-06 |  | 1.321404263897152e+001 | 1.2621e-06 |  | 13.2232 | 4.2636e-06 | 7.5518 | 4.2636e-06
1.322320509046739e+001 | 5.6535e-07 | 13.2232 | 1.322320509046739e+001 | 8.6389e-07 |  | 1.322320509046739e+001 | 1.4235e-06 |  | 1.322320509046739e+001 | 1.2648e-06 |  | 13.2324 | 4.2634e-06 | 7.5411 | 4.2634e-06
1.323237389509225e+001 | 5.6613e-07 | 13.2324 | 1.323237389509225e+001 | 8.6556e-07 |  | 1.323237389509225e+001 | 1.4267e-06 |  | 1.323237389509225e+001 | 1.2676e-06 |  | 13.2415 | 4.2632e-06 | 7.5305 | 4.2632e-06
1.324154905725129e+001 | 5.669e-07 | 13.2415 | 1.324154905725129e+001 | 8.6724e-07 |  | 1.324154905725129e+001 | 1.4298e-06 |  | 1.324154905725129e+001 | 1.2703e-06 |  | 13.2507 | 4.263e-06 | 7.5198 | 4.263e-06
1.325073058135273e+001 | 5.6768e-07 | 13.2507 | 1.325073058135273e+001 | 8.6892e-07 |  | 1.325073058135273e+001 | 1.433e-06 |  | 1.325073058135273e+001 | 1.273e-06 |  | 13.2599 | 4.2629e-06 | 7.5092 | 4.2629e-06
1.325991847180788e+001 | 5.6846e-07 | 13.2599 | 1.325991847180788e+001 | 8.7061e-07 |  | 1.325991847180788e+001 | 1.4361e-06 |  | 1.325991847180788e+001 | 1.2758e-06 |  | 13.2691 | 4.2627e-06 | 7.4986 | 4.2627e-06
1.326911273303107e+001 | 5.6925e-07 | 13.2691 | 1.326911273303107e+001 | 8.723e-07 |  | 1.326911273303107e+001 | 1.4393e-06 |  | 1.326911273303107e+001 | 1.2786e-06 |  | 13.2783 | 4.2625e-06 | 7.488 | 4.2625e-06
1.327831336943972e+001 | 5.7003e-07 | 13.2783 | 1.327831336943972e+001 | 8.7399e-07 |  | 1.327831336943972e+001 | 1.4425e-06 |  | 1.327831336943972e+001 | 1.2813e-06 |  | 13.2875 | 4.2623e-06 | 7.4774 | 4.2623e-06
1.328752038545431e+001 | 5.7081e-07 | 13.2875 | 1.328752038545431e+001 | 8.7569e-07 |  | 1.328752038545431e+001 | 1.4457e-06 |  | 1.328752038545431e+001 | 1.2841e-06 |  | 13.2967 | 4.2622e-06 | 7.4668 | 4.2622e-06
1.329673378549837e+001 | 5.716e-07 | 13.2967 | 1.329673378549837e+001 | 8.774e-07 |  | 1.329673378549837e+001 | 1.4489e-06 |  | 1.329673378549837e+001 | 1.2869e-06 |  | 13.306 | 4.262e-06 | 7.4562 | 4.262e-06
1.330595357399850e+001 | 5.7239e-07 | 13.306 | 1.330595357399850e+001 | 8.7911e-07 |  | 1.330595357399850e+001 | 1.4521e-06 |  | 1.330595357399850e+001 | 1.2897e-06 |  | 13.3152 | 4.2618e-06 | 7.4456 | 4.2618e-06
1.331517975538440e+001 | 5.7318e-07 | 13.3152 | 1.331517975538440e+001 | 8.8082e-07 |  | 1.331517975538440e+001 | 1.4553e-06 |  | 1.331517975538440e+001 | 1.2925e-06 |  | 13.3244 | 4.2616e-06 | 7.4351 | 4.2616e-06
1.332441233408879e+001 | 5.7397e-07 | 13.3244 | 1.332441233408879e+001 | 8.8254e-07 |  | 1.332441233408879e+001 | 1.4585e-06 |  | 1.332441233408879e+001 | 1.2953e-06 |  | 13.3337 | 4.2614e-06 | 7.4245 | 4.2614e-06
1.333365131454750e+001 | 5.7476e-07 | 13.3337 | 1.333365131454750e+001 | 8.8426e-07 |  | 1.333365131454750e+001 | 1.4618e-06 |  | 1.333365131454750e+001 | 1.2981e-06 |  | 13.3429 | 4.2613e-06 | 7.414 | 4.2613e-06
1.334289670119943e+001 | 5.7556e-07 | 13.3429 | 1.334289670119943e+001 | 8.8599e-07 |  | 1.334289670119943e+001 | 1.465e-06 |  | 1.334289670119943e+001 | 1.301e-06 |  | 13.3521 | 4.2611e-06 | 7.4034 | 4.2611e-06
1.335214849848655e+001 | 5.7635e-07 | 13.3521 | 1.335214849848655e+001 | 8.8772e-07 |  | 1.335214849848655e+001 | 1.4683e-06 |  | 1.335214849848655e+001 | 1.3038e-06 |  | 13.3614 | 4.2609e-06 | 7.3929 | 4.2609e-06
1.336140671085391e+001 | 5.7715e-07 | 13.3614 | 1.336140671085391e+001 | 8.8946e-07 |  | 1.336140671085391e+001 | 1.4715e-06 |  | 1.336140671085391e+001 | 1.3066e-06 |  | 13.3707 | 4.2607e-06 | 7.3824 | 4.2607e-06
1.337067134274966e+001 | 5.7795e-07 | 13.3707 | 1.337067134274966e+001 | 8.912e-07 |  | 1.337067134274966e+001 | 1.4748e-06 |  | 1.337067134274966e+001 | 1.3095e-06 |  | 13.3799 | 4.2606e-06 | 7.3718 | 4.2606e-06
1.337994239862501e+001 | 5.7875e-07 | 13.3799 | 1.337994239862501e+001 | 8.9295e-07 |  | 1.337994239862501e+001 | 1.4781e-06 |  | 1.337994239862501e+001 | 1.3123e-06 |  | 13.3892 | 4.2604e-06 | 7.3613 | 4.2604e-06
1.338921988293427e+001 | 5.7956e-07 | 13.3892 | 1.338921988293427e+001 | 8.947e-07 |  | 1.338921988293427e+001 | 1.4814e-06 |  | 1.338921988293427e+001 | 1.3152e-06 |  | 13.3985 | 4.2602e-06 | 7.3508 | 4.2602e-06
1.339850380013483e+001 | 5.8036e-07 | 13.3985 | 1.339850380013483e+001 | 8.9645e-07 |  | 1.339850380013483e+001 | 1.4846e-06 |  | 1.339850380013483e+001 | 1.3181e-06 |  | 13.4078 | 4.26e-06 | 7.3403 | 4.26e-06
1.340779415468718e+001 | 5.8117e-07 | 13.4078 | 1.340779415468718e+001 | 8.9821e-07 |  | 1.340779415468718e+001 | 1.488e-06 |  | 1.340779415468718e+001 | 1.321e-06 |  | 13.4171 | 4.2599e-06 | 7.3298 | 4.2599e-06
1.341709095105490e+001 | 5.8198e-07 | 13.4171 | 1.341709095105490e+001 | 8.9998e-07 |  | 1.341709095105490e+001 | 1.4913e-06 |  | 1.341709095105490e+001 | 1.3238e-06 |  | 13.4264 | 4.2597e-06 | 7.3193 | 4.2597e-06
1.342639419370467e+001 | 5.8279e-07 | 13.4264 | 1.342639419370467e+001 | 9.0175e-07 |  | 1.342639419370467e+001 | 1.4946e-06 |  | 1.342639419370467e+001 | 1.3267e-06 |  | 13.4357 | 4.2595e-06 | 7.3089 | 4.2595e-06
1.343570388710625e+001 | 5.836e-07 | 13.4357 | 1.343570388710625e+001 | 9.0352e-07 |  | 1.343570388710625e+001 | 1.4979e-06 |  | 1.343570388710625e+001 | 1.3296e-06 |  | 13.445 | 4.2593e-06 | 7.2984 | 4.2593e-06
1.344502003573251e+001 | 5.8441e-07 | 13.445 | 1.344502003573251e+001 | 9.053e-07 |  | 1.344502003573251e+001 | 1.5013e-06 |  | 1.344502003573251e+001 | 1.3326e-06 |  | 13.4543 | 4.2592e-06 | 7.288 | 4.2592e-06
1.345434264405944e+001 | 5.8523e-07 | 13.4543 | 1.345434264405944e+001 | 9.0708e-07 |  | 1.345434264405944e+001 | 1.5046e-06 |  | 1.345434264405944e+001 | 1.3355e-06 |  | 13.4637 | 4.259e-06 | 7.2775 | 4.259e-06
1.346367171656609e+001 | 5.8605e-07 | 13.4637 | 1.346367171656609e+001 | 9.0887e-07 |  | 1.346367171656609e+001 | 1.508e-06 |  | 1.346367171656609e+001 | 1.3384e-06 |  | 13.473 | 4.2588e-06 | 7.2671 | 4.2588e-06
1.347300725773466e+001 | 5.8686e-07 | 13.473 | 1.347300725773466e+001 | 9.1066e-07 |  | 1.347300725773466e+001 | 1.5113e-06 |  | 1.347300725773466e+001 | 1.3413e-06 |  | 13.4823 | 4.2587e-06 | 7.2566 | 4.2587e-06
1.348234927205043e+001 | 5.8768e-07 | 13.4823 | 1.348234927205043e+001 | 9.1246e-07 |  | 1.348234927205043e+001 | 1.5147e-06 |  | 1.348234927205043e+001 | 1.3443e-06 |  | 13.4917 | 4.2585e-06 | 7.2462 | 4.2585e-06
1.349169776400180e+001 | 5.8851e-07 | 13.4917 | 1.349169776400180e+001 | 9.1427e-07 |  | 1.349169776400180e+001 | 1.5181e-06 |  | 1.349169776400180e+001 | 1.3472e-06 |  | 13.5011 | 4.2583e-06 | 7.2358 | 4.2583e-06
1.350105273808029e+001 | 5.8933e-07 | 13.5011 | 1.350105273808029e+001 | 9.1607e-07 |  | 1.350105273808029e+001 | 1.5215e-06 |  | 1.350105273808029e+001 | 1.3502e-06 |  | 13.5104 | 4.2581e-06 | 7.2254 | 4.2581e-06
1.351041419878052e+001 | 5.9016e-07 | 13.5104 | 1.351041419878052e+001 | 9.1789e-07 |  | 1.351041419878052e+001 | 1.5249e-06 |  | 1.351041419878052e+001 | 1.3532e-06 |  | 13.5198 | 4.258e-06 | 7.215 | 4.258e-06
1.351978215060022e+001 | 5.9098e-07 | 13.5198 | 1.351978215060022e+001 | 9.197e-07 |  | 1.351978215060022e+001 | 1.5283e-06 |  | 1.351978215060022e+001 | 1.3562e-06 |  | 13.5292 | 4.2578e-06 | 7.2046 | 4.2578e-06
1.352915659804027e+001 | 5.9181e-07 | 13.5292 | 1.352915659804027e+001 | 9.2153e-07 |  | 1.352915659804027e+001 | 1.5318e-06 |  | 1.352915659804027e+001 | 1.3591e-06 |  | 13.5385 | 4.2576e-06 | 7.1942 | 4.2576e-06
1.353853754560464e+001 | 5.9264e-07 | 13.5385 | 1.353853754560464e+001 | 9.2336e-07 |  | 1.353853754560464e+001 | 1.5352e-06 |  | 1.353853754560464e+001 | 1.3621e-06 |  | 13.5479 | 4.2574e-06 | 7.1838 | 4.2574e-06
1.354792499780044e+001 | 5.9348e-07 | 13.5479 | 1.354792499780044e+001 | 9.2519e-07 |  | 1.354792499780044e+001 | 1.5386e-06 |  | 1.354792499780044e+001 | 1.3651e-06 |  | 13.5573 | 4.2573e-06 | 7.1734 | 4.2573e-06
1.355731895913790e+001 | 5.9431e-07 | 13.5573 | 1.355731895913790e+001 | 9.2703e-07 |  | 1.355731895913790e+001 | 1.5421e-06 |  | 1.355731895913790e+001 | 1.3681e-06 |  | 13.5667 | 4.2571e-06 | 7.1631 | 4.2571e-06
1.356671943413037e+001 | 5.9515e-07 | 13.5667 | 1.356671943413037e+001 | 9.2887e-07 |  | 1.356671943413037e+001 | 1.5456e-06 |  | 1.356671943413037e+001 | 1.3712e-06 |  | 13.5761 | 4.2569e-06 | 7.1527 | 4.2569e-06
1.357612642729434e+001 | 5.9598e-07 | 13.5761 | 1.357612642729434e+001 | 9.3072e-07 |  | 1.357612642729434e+001 | 1.549e-06 |  | 1.357612642729434e+001 | 1.3742e-06 |  | 13.5855 | 4.2567e-06 | 7.1424 | 4.2567e-06
1.358553994314944e+001 | 5.9682e-07 | 13.5855 | 1.358553994314944e+001 | 9.3257e-07 |  | 1.358553994314944e+001 | 1.5525e-06 |  | 1.358553994314944e+001 | 1.3772e-06 |  | 13.595 | 4.2566e-06 | 7.132 | 4.2566e-06
1.359495998621841e+001 | 5.9767e-07 | 13.595 | 1.359495998621841e+001 | 9.3442e-07 |  | 1.359495998621841e+001 | 1.556e-06 |  | 1.359495998621841e+001 | 1.3803e-06 |  | 13.6044 | 4.2564e-06 | 7.1217 | 4.2564e-06
1.360438656102714e+001 | 5.9851e-07 | 13.6044 | 1.360438656102714e+001 | 9.3629e-07 |  | 1.360438656102714e+001 | 1.5595e-06 |  | 1.360438656102714e+001 | 1.3833e-06 |  | 13.6138 | 4.2562e-06 | 7.1114 | 4.2562e-06
1.361381967210465e+001 | 5.9935e-07 | 13.6138 | 1.361381967210465e+001 | 9.3815e-07 |  | 1.361381967210465e+001 | 1.563e-06 |  | 1.361381967210465e+001 | 1.3864e-06 |  | 13.6233 | 4.2561e-06 | 7.1011 | 4.2561e-06
1.362325932398312e+001 | 6.002e-07 | 13.6233 | 1.362325932398312e+001 | 9.4003e-07 |  | 1.362325932398312e+001 | 1.5665e-06 |  | 1.362325932398312e+001 | 1.3895e-06 |  | 13.6327 | 4.2559e-06 | 7.0908 | 4.2559e-06
1.363270552119786e+001 | 6.0105e-07 | 13.6327 | 1.363270552119786e+001 | 9.4191e-07 |  | 1.363270552119786e+001 | 1.5701e-06 |  | 1.363270552119786e+001 | 1.3925e-06 |  | 13.6422 | 4.2557e-06 | 7.0805 | 4.2557e-06
1.364215826828731e+001 | 6.019e-07 | 13.6422 | 1.364215826828731e+001 | 9.4379e-07 |  | 1.364215826828731e+001 | 1.5736e-06 |  | 1.364215826828731e+001 | 1.3956e-06 |  | 13.6516 | 4.2555e-06 | 7.0702 | 4.2555e-06
1.365161756979308e+001 | 6.0275e-07 | 13.6516 | 1.365161756979308e+001 | 9.4568e-07 |  | 1.365161756979308e+001 | 1.5772e-06 |  | 1.365161756979308e+001 | 1.3987e-06 |  | 13.6611 | 4.2554e-06 | 7.0599 | 4.2554e-06
1.366108343025992e+001 | 6.0361e-07 | 13.6611 | 1.366108343025992e+001 | 9.4757e-07 |  | 1.366108343025992e+001 | 1.5807e-06 |  | 1.366108343025992e+001 | 1.4018e-06 |  | 13.6706 | 4.2552e-06 | 7.0496 | 4.2552e-06
1.367055585423573e+001 | 6.0446e-07 | 13.6706 | 1.367055585423573e+001 | 9.4947e-07 |  | 1.367055585423573e+001 | 1.5843e-06 |  | 1.367055585423573e+001 | 1.4049e-06 |  | 13.68 | 4.255e-06 | 7.0394 | 4.255e-06
1.368003484627157e+001 | 6.0532e-07 | 13.68 | 1.368003484627157e+001 | 9.5137e-07 |  | 1.368003484627157e+001 | 1.5879e-06 |  | 1.368003484627157e+001 | 1.408e-06 |  | 13.6895 | 4.2549e-06 | 7.0291 | 4.2549e-06
1.368952041092164e+001 | 6.0618e-07 | 13.6895 | 1.368952041092164e+001 | 9.5328e-07 |  | 1.368952041092164e+001 | 1.5915e-06 |  | 1.368952041092164e+001 | 1.4112e-06 |  | 13.699 | 4.2547e-06 | 7.0189 | 4.2547e-06
1.369901255274331e+001 | 6.0704e-07 | 13.699 | 1.369901255274331e+001 | 9.5519e-07 |  | 1.369901255274331e+001 | 1.5951e-06 |  | 1.369901255274331e+001 | 1.4143e-06 |  | 13.7085 | 4.2545e-06 | 7.0086 | 4.2545e-06
1.370851127629712e+001 | 6.079e-07 | 13.7085 | 1.370851127629712e+001 | 9.5711e-07 |  | 1.370851127629712e+001 | 1.5987e-06 |  | 1.370851127629712e+001 | 1.4175e-06 |  | 13.718 | 4.2543e-06 | 6.9984 | 4.2543e-06
1.371801658614675e+001 | 6.0877e-07 | 13.718 | 1.371801658614675e+001 | 9.5903e-07 |  | 1.371801658614675e+001 | 1.6023e-06 |  | 1.371801658614675e+001 | 1.4206e-06 |  | 13.7275 | 4.2542e-06 | 6.9882 | 4.2542e-06
1.372752848685906e+001 | 6.0964e-07 | 13.7275 | 1.372752848685906e+001 | 9.6096e-07 |  | 1.372752848685906e+001 | 1.6059e-06 |  | 1.372752848685906e+001 | 1.4238e-06 |  | 13.737 | 4.254e-06 | 6.9779 | 4.254e-06
1.373704698300406e+001 | 6.105e-07 | 13.737 | 1.373704698300406e+001 | 9.629e-07 |  | 1.373704698300406e+001 | 1.6096e-06 |  | 1.373704698300406e+001 | 1.427e-06 |  | 13.7466 | 4.2538e-06 | 6.9677 | 4.2538e-06
1.374657207915496e+001 | 6.1137e-07 | 13.7466 | 1.374657207915496e+001 | 9.6484e-07 |  | 1.374657207915496e+001 | 1.6132e-06 |  | 1.374657207915496e+001 | 1.4301e-06 |  | 13.7561 | 4.2537e-06 | 6.9575 | 4.2537e-06
1.375610377988811e+001 | 6.1225e-07 | 13.7561 | 1.375610377988811e+001 | 9.6678e-07 |  | 1.375610377988811e+001 | 1.6169e-06 |  | 1.375610377988811e+001 | 1.4333e-06 |  | 13.7656 | 4.2535e-06 | 6.9473 | 4.2535e-06
1.376564208978304e+001 | 6.1312e-07 | 13.7656 | 1.376564208978304e+001 | 9.6873e-07 |  | 1.376564208978304e+001 | 1.6206e-06 |  | 1.376564208978304e+001 | 1.4365e-06 |  | 13.7752 | 4.2533e-06 | 6.9372 | 4.2533e-06
1.377518701342247e+001 | 6.14e-07 | 13.7752 | 1.377518701342247e+001 | 9.7069e-07 |  | 1.377518701342247e+001 | 1.6242e-06 |  | 1.377518701342247e+001 | 1.4397e-06 |  | 13.7847 | 4.2531e-06 | 6.927 | 4.2531e-06
1.378473855539228e+001 | 6.1488e-07 | 13.7847 | 1.378473855539228e+001 | 9.7265e-07 |  | 1.378473855539228e+001 | 1.6279e-06 |  | 1.378473855539228e+001 | 1.443e-06 |  | 13.7943 | 4.253e-06 | 6.9168 | 4.253e-06
1.379429672028154e+001 | 6.1576e-07 | 13.7943 | 1.379429672028154e+001 | 9.7462e-07 |  | 1.379429672028154e+001 | 1.6316e-06 |  | 1.379429672028154e+001 | 1.4462e-06 |  | 13.8039 | 4.2528e-06 | 6.9066 | 4.2528e-06
1.380386151268250e+001 | 6.1664e-07 | 13.8039 | 1.380386151268250e+001 | 9.7659e-07 |  | 1.380386151268250e+001 | 1.6353e-06 |  | 1.380386151268250e+001 | 1.4494e-06 |  | 13.8134 | 4.2526e-06 | 6.8965 | 4.2526e-06
1.381343293719059e+001 | 6.1752e-07 | 13.8134 | 1.381343293719059e+001 | 9.7857e-07 |  | 1.381343293719059e+001 | 1.6391e-06 |  | 1.381343293719059e+001 | 1.4527e-06 |  | 13.823 | 4.2525e-06 | 6.8863 | 4.2525e-06
1.382301099840444e+001 | 6.1841e-07 | 13.823 | 1.382301099840444e+001 | 9.8055e-07 |  | 1.382301099840444e+001 | 1.6428e-06 |  | 1.382301099840444e+001 | 1.4559e-06 |  | 13.8326 | 4.2523e-06 | 6.8762 | 4.2523e-06
1.383259570092585e+001 | 6.1929e-07 | 13.8326 | 1.383259570092585e+001 | 9.8254e-07 |  | 1.383259570092585e+001 | 1.6465e-06 |  | 1.383259570092585e+001 | 1.4592e-06 |  | 13.8422 | 4.2521e-06 | 6.8661 | 4.2521e-06
1.384218704935982e+001 | 6.2018e-07 | 13.8422 | 1.384218704935982e+001 | 9.8453e-07 |  | 1.384218704935982e+001 | 1.6503e-06 |  | 1.384218704935982e+001 | 1.4624e-06 |  | 13.8518 | 4.252e-06 | 6.856 | 4.252e-06
1.385178504831454e+001 | 6.2108e-07 | 13.8518 | 1.385178504831454e+001 | 9.8653e-07 |  | 1.385178504831454e+001 | 1.6541e-06 |  | 1.385178504831454e+001 | 1.4657e-06 |  | 13.8614 | 4.2518e-06 | 6.8459 | 4.2518e-06
1.386138970240140e+001 | 6.2197e-07 | 13.8614 | 1.386138970240140e+001 | 9.8853e-07 |  | 1.386138970240140e+001 | 1.6578e-06 |  | 1.386138970240140e+001 | 1.469e-06 |  | 13.871 | 4.2516e-06 | 6.8357 | 4.2516e-06
1.387100101623499e+001 | 6.2286e-07 | 13.871 | 1.387100101623499e+001 | 9.9054e-07 |  | 1.387100101623499e+001 | 1.6616e-06 |  | 1.387100101623499e+001 | 1.4723e-06 |  | 13.8806 | 4.2514e-06 | 6.8257 | 4.2515e-06
1.388061899443309e+001 | 6.2376e-07 | 13.8806 | 1.388061899443309e+001 | 9.9256e-07 |  | 1.388061899443309e+001 | 1.6654e-06 |  | 1.388061899443309e+001 | 1.4756e-06 |  | 13.8902 | 4.2513e-06 | 6.8156 | 4.2513e-06
1.389024364161669e+001 | 6.2466e-07 | 13.8902 | 1.389024364161669e+001 | 9.9458e-07 |  | 1.389024364161669e+001 | 1.6692e-06 |  | 1.389024364161669e+001 | 1.4789e-06 |  | 13.8999 | 4.2511e-06 | 6.8055 | 4.2511e-06
1.389987496240998e+001 | 6.2556e-07 | 13.8999 | 1.389987496240998e+001 | 9.966e-07 |  | 1.389987496240998e+001 | 1.673e-06 |  | 1.389987496240998e+001 | 1.4823e-06 |  | 13.9095 | 4.2509e-06 | 6.7954 | 4.2509e-06
1.390951296144035e+001 | 6.2646e-07 | 13.9095 | 1.390951296144035e+001 | 9.9864e-07 |  | 1.390951296144035e+001 | 1.6769e-06 |  | 1.390951296144035e+001 | 1.4856e-06 |  | 13.9192 | 4.2508e-06 | 6.7854 | 4.2508e-06
1.391915764333842e+001 | 6.2737e-07 | 13.9192 | 1.391915764333842e+001 | 1.0007e-06 |  | 1.391915764333842e+001 | 1.6807e-06 |  | 1.391915764333842e+001 | 1.489e-06 |  | 13.9288 | 4.2506e-06 | 6.7753 | 4.2506e-06
1.392880901273799e+001 | 6.2827e-07 | 13.9288 | 1.392880901273799e+001 | 1.0027e-06 |  | 1.392880901273799e+001 | 1.6846e-06 |  | 1.392880901273799e+001 | 1.4923e-06 |  | 13.9385 | 4.2504e-06 | 6.7653 | 4.2504e-06
1.393846707427610e+001 | 6.2918e-07 | 13.9385 | 1.393846707427610e+001 | 1.0048e-06 |  | 1.393846707427610e+001 | 1.6884e-06 |  | 1.393846707427610e+001 | 1.4957e-06 |  | 13.9481 | 4.2503e-06 | 6.7552 | 4.2503e-06
1.394813183259300e+001 | 6.3009e-07 | 13.9481 | 1.394813183259300e+001 | 1.0068e-06 |  | 1.394813183259300e+001 | 1.6923e-06 |  | 1.394813183259300e+001 | 1.499e-06 |  | 13.9578 | 4.2501e-06 | 6.7452 | 4.2501e-06
1.395780329233214e+001 | 6.3101e-07 | 13.9578 | 1.395780329233214e+001 | 1.0089e-06 |  | 1.395780329233214e+001 | 1.6962e-06 |  | 1.395780329233214e+001 | 1.5024e-06 |  | 13.9675 | 4.2499e-06 | 6.7352 | 4.2499e-06
1.396748145814021e+001 | 6.3192e-07 | 13.9675 | 1.396748145814021e+001 | 1.0109e-06 |  | 1.396748145814021e+001 | 1.7001e-06 |  | 1.396748145814021e+001 | 1.5058e-06 |  | 13.9772 | 4.2498e-06 | 6.7252 | 4.2498e-06
1.397716633466711e+001 | 6.3284e-07 | 13.9772 | 1.397716633466711e+001 | 1.013e-06 |  | 1.397716633466711e+001 | 1.704e-06 |  | 1.397716633466711e+001 | 1.5092e-06 |  | 13.9869 | 4.2496e-06 | 6.7151 | 4.2496e-06
1.398685792656598e+001 | 6.3376e-07 | 13.9869 | 1.398685792656598e+001 | 1.0151e-06 |  | 1.398685792656598e+001 | 1.7079e-06 |  | 1.398685792656598e+001 | 1.5126e-06 |  | 13.9966 | 4.2494e-06 | 6.7052 | 4.2494e-06
1.399655623849315e+001 | 6.3468e-07 | 13.9966 | 1.399655623849315e+001 | 1.0172e-06 |  | 1.399655623849315e+001 | 1.7118e-06 |  | 1.399655623849315e+001 | 1.5161e-06 |  | 14.0063 | 4.2493e-06 | 6.6952 | 4.2493e-06
1.400626127510823e+001 | 6.356e-07 | 14.0063 | 1.400626127510823e+001 | 1.0193e-06 |  | 1.400626127510823e+001 | 1.7158e-06 |  | 1.400626127510823e+001 | 1.5195e-06 |  | 14.016 | 4.2491e-06 | 6.6852 | 4.2491e-06
1.401597304107402e+001 | 6.3652e-07 | 14.016 | 1.401597304107402e+001 | 1.0214e-06 |  | 1.401597304107402e+001 | 1.7197e-06 |  | 1.401597304107402e+001 | 1.5229e-06 |  | 14.0257 | 4.2489e-06 | 6.6752 | 4.2489e-06
1.402569154105657e+001 | 6.3745e-07 | 14.0257 | 1.402569154105657e+001 | 1.0235e-06 |  | 1.402569154105657e+001 | 1.7237e-06 |  | 1.402569154105657e+001 | 1.5264e-06 |  | 14.0354 | 4.2488e-06 | 6.6652 | 4.2488e-06
1.403541677972516e+001 | 6.3838e-07 | 14.0354 | 1.403541677972516e+001 | 1.0256e-06 |  | 1.403541677972516e+001 | 1.7276e-06 |  | 1.403541677972516e+001 | 1.5298e-06 |  | 14.0451 | 4.2486e-06 | 6.6553 | 4.2486e-06
1.404514876175231e+001 | 6.3931e-07 | 14.0451 | 1.404514876175231e+001 | 1.0277e-06 |  | 1.404514876175231e+001 | 1.7316e-06 |  | 1.404514876175231e+001 | 1.5333e-06 |  | 14.0549 | 4.2484e-06 | 6.6453 | 4.2484e-06
1.405488749181379e+001 | 6.4024e-07 | 14.0549 | 1.405488749181379e+001 | 1.0298e-06 |  | 1.405488749181379e+001 | 1.7356e-06 |  | 1.405488749181379e+001 | 1.5368e-06 |  | 14.0646 | 4.2483e-06 | 6.6354 | 4.2483e-06
1.406463297458860e+001 | 6.4117e-07 | 14.0646 | 1.406463297458860e+001 | 1.0319e-06 |  | 1.406463297458860e+001 | 1.7396e-06 |  | 1.406463297458860e+001 | 1.5403e-06 |  | 14.0744 | 4.2481e-06 | 6.6255 | 4.2481e-06
1.407438521475898e+001 | 6.4211e-07 | 14.0744 | 1.407438521475898e+001 | 1.034e-06 |  | 1.407438521475898e+001 | 1.7436e-06 |  | 1.407438521475898e+001 | 1.5438e-06 |  | 14.0841 | 4.2479e-06 | 6.6156 | 4.2479e-06
1.408414421701042e+001 | 6.4305e-07 | 14.0841 | 1.408414421701042e+001 | 1.0362e-06 |  | 1.408414421701042e+001 | 1.7477e-06 |  | 1.408414421701042e+001 | 1.5473e-06 |  | 14.0939 | 4.2478e-06 | 6.6056 | 4.2478e-06
1.409390998603167e+001 | 6.4399e-07 | 14.0939 | 1.409390998603167e+001 | 1.0383e-06 |  | 1.409390998603167e+001 | 1.7517e-06 |  | 1.409390998603167e+001 | 1.5508e-06 |  | 14.1037 | 4.2476e-06 | 6.5957 | 4.2476e-06
1.410368252651472e+001 | 6.4493e-07 | 14.1037 | 1.410368252651472e+001 | 1.0405e-06 |  | 1.410368252651472e+001 | 1.7557e-06 |  | 1.410368252651472e+001 | 1.5543e-06 |  | 14.1135 | 4.2474e-06 | 6.5858 | 4.2474e-06
1.411346184315483e+001 | 6.4588e-07 | 14.1135 | 1.411346184315483e+001 | 1.0426e-06 |  | 1.411346184315483e+001 | 1.7598e-06 |  | 1.411346184315483e+001 | 1.5579e-06 |  | 14.1232 | 4.2473e-06 | 6.5759 | 4.2473e-06
1.412324794065048e+001 | 6.4682e-07 | 14.1232 | 1.412324794065048e+001 | 1.0448e-06 |  | 1.412324794065048e+001 | 1.7639e-06 |  | 1.412324794065048e+001 | 1.5614e-06 |  | 14.133 | 4.2471e-06 | 6.5661 | 4.2471e-06
1.413304082370345e+001 | 6.4777e-07 | 14.133 | 1.413304082370345e+001 | 1.0469e-06 |  | 1.413304082370345e+001 | 1.768e-06 |  | 1.413304082370345e+001 | 1.565e-06 |  | 14.1428 | 4.2469e-06 | 6.5562 | 4.2469e-06
1.414284049701874e+001 | 6.4872e-07 | 14.1428 | 1.414284049701874e+001 | 1.0491e-06 |  | 1.414284049701874e+001 | 1.7721e-06 |  | 1.414284049701874e+001 | 1.5685e-06 |  | 14.1526 | 4.2468e-06 | 6.5463 | 4.2468e-06
1.415264696530465e+001 | 6.4968e-07 | 14.1526 | 1.415264696530465e+001 | 1.0513e-06 |  | 1.415264696530465e+001 | 1.7762e-06 |  | 1.415264696530465e+001 | 1.5721e-06 |  | 14.1625 | 4.2466e-06 | 6.5365 | 4.2466e-06
1.416246023327273e+001 | 6.5063e-07 | 14.1625 | 1.416246023327273e+001 | 1.0535e-06 |  | 1.416246023327273e+001 | 1.7803e-06 |  | 1.416246023327273e+001 | 1.5757e-06 |  | 14.1723 | 4.2464e-06 | 6.5266 | 4.2464e-06
1.417228030563777e+001 | 6.5159e-07 | 14.1723 | 1.417228030563777e+001 | 1.0557e-06 |  | 1.417228030563777e+001 | 1.7844e-06 |  | 1.417228030563777e+001 | 1.5793e-06 |  | 14.1821 | 4.2463e-06 | 6.5168 | 4.2463e-06
1.418210718711788e+001 | 6.5255e-07 | 14.1821 | 1.418210718711788e+001 | 1.0578e-06 |  | 1.418210718711788e+001 | 1.7886e-06 |  | 1.418210718711788e+001 | 1.5829e-06 |  | 14.1919 | 4.2461e-06 | 6.507 | 4.2461e-06
1.419194088243440e+001 | 6.5351e-07 | 14.1919 | 1.419194088243440e+001 | 1.06e-06 |  | 1.419194088243440e+001 | 1.7927e-06 |  | 1.419194088243440e+001 | 1.5865e-06 |  | 14.2018 | 4.2459e-06 | 6.4971 | 4.2459e-06
1.420178139631197e+001 | 6.5447e-07 | 14.2018 | 1.420178139631197e+001 | 1.0623e-06 |  | 1.420178139631197e+001 | 1.7969e-06 |  | 1.420178139631197e+001 | 1.5902e-06 |  | 14.2116 | 4.2458e-06 | 6.4873 | 4.2458e-06
1.421162873347848e+001 | 6.5544e-07 | 14.2116 | 1.421162873347848e+001 | 1.0645e-06 |  | 1.421162873347848e+001 | 1.801e-06 |  | 1.421162873347848e+001 | 1.5938e-06 |  | 14.2215 | 4.2456e-06 | 6.4775 | 4.2456e-06
1.422148289866513e+001 | 6.564e-07 | 14.2215 | 1.422148289866513e+001 | 1.0667e-06 |  | 1.422148289866513e+001 | 1.8052e-06 |  | 1.422148289866513e+001 | 1.5975e-06 |  | 14.2313 | 4.2454e-06 | 6.4677 | 4.2454e-06
1.423134389660637e+001 | 6.5737e-07 | 14.2313 | 1.423134389660637e+001 | 1.0689e-06 |  | 1.423134389660637e+001 | 1.8094e-06 |  | 1.423134389660637e+001 | 1.6011e-06 |  | 14.2412 | 4.2453e-06 | 6.4579 | 4.2453e-06
1.424121173203995e+001 | 6.5834e-07 | 14.2412 | 1.424121173203995e+001 | 1.0711e-06 |  | 1.424121173203995e+001 | 1.8137e-06 |  | 1.424121173203995e+001 | 1.6048e-06 |  | 14.2511 | 4.2451e-06 | 6.4482 | 4.2451e-06
1.425108640970690e+001 | 6.5932e-07 | 14.2511 | 1.425108640970690e+001 | 1.0734e-06 |  | 1.425108640970690e+001 | 1.8179e-06 |  | 1.425108640970690e+001 | 1.6085e-06 |  | 14.261 | 4.2449e-06 | 6.4384 | 4.2449e-06
1.426096793435154e+001 | 6.6029e-07 | 14.261 | 1.426096793435154e+001 | 1.0756e-06 |  | 1.426096793435154e+001 | 1.8221e-06 |  | 1.426096793435154e+001 | 1.6122e-06 |  | 14.2709 | 4.2448e-06 | 6.4286 | 4.2448e-06
1.427085631072149e+001 | 6.6127e-07 | 14.2709 | 1.427085631072149e+001 | 1.0779e-06 |  | 1.427085631072149e+001 | 1.8264e-06 |  | 1.427085631072149e+001 | 1.6159e-06 |  | 14.2808 | 4.2446e-06 | 6.4189 | 4.2446e-06
1.428075154356763e+001 | 6.6225e-07 | 14.2808 | 1.428075154356763e+001 | 1.0801e-06 |  | 1.428075154356763e+001 | 1.8306e-06 |  | 1.428075154356763e+001 | 1.6196e-06 |  | 14.2907 | 4.2444e-06 | 6.4091 | 4.2444e-06
1.429065363764417e+001 | 6.6323e-07 | 14.2907 | 1.429065363764417e+001 | 1.0824e-06 |  | 1.429065363764417e+001 | 1.8349e-06 |  | 1.429065363764417e+001 | 1.6233e-06 |  | 14.3006 | 4.2443e-06 | 6.3994 | 4.2443e-06
1.430056259770860e+001 | 6.6422e-07 | 14.3006 | 1.430056259770860e+001 | 1.0847e-06 |  | 1.430056259770860e+001 | 1.8392e-06 |  | 1.430056259770860e+001 | 1.627e-06 |  | 14.3105 | 4.2441e-06 | 6.3897 | 4.2441e-06
1.431047842852169e+001 | 6.652e-07 | 14.3105 | 1.431047842852169e+001 | 1.0869e-06 |  | 1.431047842852169e+001 | 1.8435e-06 |  | 1.431047842852169e+001 | 1.6308e-06 |  | 14.3204 | 4.244e-06 | 6.3799 | 4.244e-06
1.432040113484756e+001 | 6.6619e-07 | 14.3204 | 1.432040113484756e+001 | 1.0892e-06 |  | 1.432040113484756e+001 | 1.8478e-06 |  | 1.432040113484756e+001 | 1.6345e-06 |  | 14.3303 | 4.2438e-06 | 6.3702 | 4.2438e-06
1.433033072145359e+001 | 6.6718e-07 | 14.3303 | 1.433033072145359e+001 | 1.0915e-06 |  | 1.433033072145359e+001 | 1.8521e-06 |  | 1.433033072145359e+001 | 1.6383e-06 |  | 14.3403 | 4.2436e-06 | 6.3605 | 4.2436e-06
1.434026719311048e+001 | 6.6817e-07 | 14.3403 | 1.434026719311048e+001 | 1.0938e-06 |  | 1.434026719311048e+001 | 1.8564e-06 |  | 1.434026719311048e+001 | 1.6421e-06 |  | 14.3502 | 4.2435e-06 | 6.3508 | 4.2435e-06
1.435021055459224e+001 | 6.6917e-07 | 14.3502 | 1.435021055459224e+001 | 1.0961e-06 |  | 1.435021055459224e+001 | 1.8608e-06 |  | 1.435021055459224e+001 | 1.6458e-06 |  | 14.3602 | 4.2433e-06 | 6.3411 | 4.2433e-06
1.436016081067619e+001 | 6.7017e-07 | 14.3602 | 1.436016081067619e+001 | 1.0984e-06 |  | 1.436016081067619e+001 | 1.8651e-06 |  | 1.436016081067619e+001 | 1.6496e-06 |  | 14.3701 | 4.2431e-06 | 6.3315 | 4.2431e-06
1.437011796614295e+001 | 6.7117e-07 | 14.3701 | 1.437011796614295e+001 | 1.1007e-06 |  | 1.437011796614295e+001 | 1.8695e-06 |  | 1.437011796614295e+001 | 1.6535e-06 |  | 14.3801 | 4.243e-06 | 6.3218 | 4.243e-06
1.438008202577648e+001 | 6.7217e-07 | 14.3801 | 1.438008202577648e+001 | 1.103e-06 |  | 1.438008202577648e+001 | 1.8739e-06 |  | 1.438008202577648e+001 | 1.6573e-06 |  | 14.3901 | 4.2428e-06 | 6.3121 | 4.2428e-06
1.439005299436403e+001 | 6.7317e-07 | 14.3901 | 1.439005299436403e+001 | 1.1054e-06 |  | 1.439005299436403e+001 | 1.8783e-06 |  | 1.439005299436403e+001 | 1.6611e-06 |  | 14.4 | 4.2426e-06 | 6.3025 | 4.2426e-06
1.440003087669620e+001 | 6.7418e-07 | 14.4 | 1.440003087669620e+001 | 1.1077e-06 |  | 1.440003087669620e+001 | 1.8827e-06 |  | 1.440003087669620e+001 | 1.6649e-06 |  | 14.41 | 4.2425e-06 | 6.2928 | 4.2425e-06
1.441001567756687e+001 | 6.7518e-07 | 14.41 | 1.441001567756687e+001 | 1.11e-06 |  | 1.441001567756687e+001 | 1.8871e-06 |  | 1.441001567756687e+001 | 1.6688e-06 |  | 14.42 | 4.2423e-06 | 6.2832 | 4.2423e-06
1.442000740177329e+001 | 6.7619e-07 | 14.42 | 1.442000740177329e+001 | 1.1124e-06 |  | 1.442000740177329e+001 | 1.8915e-06 |  | 1.442000740177329e+001 | 1.6726e-06 |  | 14.43 | 4.2421e-06 | 6.2736 | 4.2422e-06
1.443000605411600e+001 | 6.7721e-07 | 14.43 | 1.443000605411600e+001 | 1.1147e-06 |  | 1.443000605411600e+001 | 1.896e-06 |  | 1.443000605411600e+001 | 1.6765e-06 |  | 14.44 | 4.242e-06 | 6.264 | 4.242e-06
1.444001163939888e+001 | 6.7822e-07 | 14.44 | 1.444001163939888e+001 | 1.1171e-06 |  | 1.444001163939888e+001 | 1.9005e-06 |  | 1.444001163939888e+001 | 1.6804e-06 |  | 14.45 | 4.2418e-06 | 6.2543 | 4.2418e-06
1.445002416242916e+001 | 6.7924e-07 | 14.45 | 1.445002416242916e+001 | 1.1194e-06 |  | 1.445002416242916e+001 | 1.9049e-06 |  | 1.445002416242916e+001 | 1.6843e-06 |  | 14.46 | 4.2417e-06 | 6.2447 | 4.2417e-06
1.446004362801738e+001 | 6.8026e-07 | 14.46 | 1.446004362801738e+001 | 1.1218e-06 |  | 1.446004362801738e+001 | 1.9094e-06 |  | 1.446004362801738e+001 | 1.6882e-06 |  | 14.4701 | 4.2415e-06 | 6.2351 | 4.2415e-06
1.447007004097741e+001 | 6.8128e-07 | 14.4701 | 1.447007004097741e+001 | 1.1242e-06 |  | 1.447007004097741e+001 | 1.9139e-06 |  | 1.447007004097741e+001 | 1.6921e-06 |  | 14.4801 | 4.2413e-06 | 6.2256 | 4.2413e-06
1.448010340612649e+001 | 6.823e-07 | 14.4801 | 1.448010340612649e+001 | 1.1266e-06 |  | 1.448010340612649e+001 | 1.9184e-06 |  | 1.448010340612649e+001 | 1.6961e-06 |  | 14.4901 | 4.2412e-06 | 6.216 | 4.2412e-06
1.449014372828517e+001 | 6.8333e-07 | 14.4901 | 1.449014372828517e+001 | 1.129e-06 |  | 1.449014372828517e+001 | 1.9229e-06 |  | 1.449014372828517e+001 | 1.7e-06 |  | 14.5002 | 4.241e-06 | 6.2064 | 4.241e-06
1.450019101227735e+001 | 6.8435e-07 | 14.5002 | 1.450019101227735e+001 | 1.1314e-06 |  | 1.450019101227735e+001 | 1.9275e-06 |  | 1.450019101227735e+001 | 1.7039e-06 |  | 14.5102 | 4.2408e-06 | 6.1969 | 4.2408e-06
1.451024526293029e+001 | 6.8538e-07 | 14.5102 | 1.451024526293029e+001 | 1.1338e-06 |  | 1.451024526293029e+001 | 1.932e-06 |  | 1.451024526293029e+001 | 1.7079e-06 |  | 14.5203 | 4.2407e-06 | 6.1873 | 4.2407e-06
1.452030648507458e+001 | 6.8642e-07 | 14.5203 | 1.452030648507458e+001 | 1.1362e-06 |  | 1.452030648507458e+001 | 1.9366e-06 |  | 1.452030648507458e+001 | 1.7119e-06 |  | 14.5304 | 4.2405e-06 | 6.1778 | 4.2405e-06
1.453037468354416e+001 | 6.8745e-07 | 14.5304 | 1.453037468354416e+001 | 1.1386e-06 |  | 1.453037468354416e+001 | 1.9411e-06 |  | 1.453037468354416e+001 | 1.7159e-06 |  | 14.5404 | 4.2404e-06 | 6.1682 | 4.2404e-06
1.454044986317633e+001 | 6.8849e-07 | 14.5404 | 1.454044986317633e+001 | 1.141e-06 |  | 1.454044986317633e+001 | 1.9457e-06 |  | 1.454044986317633e+001 | 1.7199e-06 |  | 14.5505 | 4.2402e-06 | 6.1587 | 4.2402e-06
1.455053202881173e+001 | 6.8953e-07 | 14.5505 | 1.455053202881173e+001 | 1.1434e-06 |  | 1.455053202881173e+001 | 1.9503e-06 |  | 1.455053202881173e+001 | 1.7239e-06 |  | 14.5606 | 4.24e-06 | 6.1492 | 4.24e-06
1.456062118529439e+001 | 6.9057e-07 | 14.5606 | 1.456062118529439e+001 | 1.1459e-06 |  | 1.456062118529439e+001 | 1.9549e-06 |  | 1.456062118529439e+001 | 1.7279e-06 |  | 14.5707 | 4.2399e-06 | 6.1397 | 4.2399e-06
1.457071733747166e+001 | 6.9161e-07 | 14.5707 | 1.457071733747166e+001 | 1.1483e-06 |  | 1.457071733747166e+001 | 1.9596e-06 |  | 1.457071733747166e+001 | 1.7319e-06 |  | 14.5808 | 4.2397e-06 | 6.1302 | 4.2397e-06
1.458082049019427e+001 | 6.9266e-07 | 14.5808 | 1.458082049019427e+001 | 1.1508e-06 |  | 1.458082049019427e+001 | 1.9642e-06 |  | 1.458082049019427e+001 | 1.7359e-06 |  | 14.5909 | 4.2396e-06 | 6.1207 | 4.2396e-06
1.459093064831631e+001 | 6.937e-07 | 14.5909 | 1.459093064831631e+001 | 1.1532e-06 |  | 1.459093064831631e+001 | 1.9689e-06 |  | 1.459093064831631e+001 | 1.74e-06 |  | 14.601 | 4.2394e-06 | 6.1112 | 4.2394e-06
1.460104781669523e+001 | 6.9476e-07 | 14.601 | 1.460104781669523e+001 | 1.1557e-06 |  | 1.460104781669523e+001 | 1.9735e-06 |  | 1.460104781669523e+001 | 1.7441e-06 |  | 14.6112 | 4.2392e-06 | 6.1018 | 4.2392e-06
1.461117200019187e+001 | 6.9581e-07 | 14.6112 | 1.461117200019187e+001 | 1.1582e-06 |  | 1.461117200019187e+001 | 1.9782e-06 |  | 1.461117200019187e+001 | 1.7481e-06 |  | 14.6213 | 4.2391e-06 | 6.0923 | 4.2391e-06
1.462130320367041e+001 | 6.9686e-07 | 14.6213 | 1.462130320367041e+001 | 1.1607e-06 |  | 1.462130320367041e+001 | 1.9829e-06 |  | 1.462130320367041e+001 | 1.7522e-06 |  | 14.6314 | 4.2389e-06 | 6.0828 | 4.2389e-06
1.463144143199843e+001 | 6.9792e-07 | 14.6314 | 1.463144143199843e+001 | 1.1631e-06 |  | 1.463144143199843e+001 | 1.9876e-06 |  | 1.463144143199843e+001 | 1.7563e-06 |  | 14.6416 | 4.2387e-06 | 6.0734 | 4.2387e-06
1.464158669004686e+001 | 6.9898e-07 | 14.6416 | 1.464158669004686e+001 | 1.1656e-06 |  | 1.464158669004686e+001 | 1.9923e-06 |  | 1.464158669004686e+001 | 1.7604e-06 |  | 14.6517 | 4.2386e-06 | 6.064 | 4.2386e-06
1.465173898269002e+001 | 7.0004e-07 | 14.6517 | 1.465173898269002e+001 | 1.1681e-06 |  | 1.465173898269002e+001 | 1.9971e-06 |  | 1.465173898269002e+001 | 1.7646e-06 |  | 14.6619 | 4.2384e-06 | 6.0545 | 4.2384e-06
1.466189831480563e+001 | 7.0111e-07 | 14.6619 | 1.466189831480563e+001 | 1.1706e-06 |  | 1.466189831480563e+001 | 2.0018e-06 |  | 1.466189831480563e+001 | 1.7687e-06 |  | 14.6721 | 4.2383e-06 | 6.0451 | 4.2383e-06
1.467206469127474e+001 | 7.0217e-07 | 14.6721 | 1.467206469127474e+001 | 1.1732e-06 |  | 1.467206469127474e+001 | 2.0066e-06 |  | 1.467206469127474e+001 | 1.7728e-06 |  | 14.6822 | 4.2381e-06 | 6.0357 | 4.2381e-06
1.468223811698185e+001 | 7.0324e-07 | 14.6822 | 1.468223811698185e+001 | 1.1757e-06 |  | 1.468223811698185e+001 | 2.0113e-06 |  | 1.468223811698185e+001 | 1.777e-06 |  | 14.6924 | 4.2379e-06 | 6.0263 | 4.2379e-06
1.469241859681478e+001 | 7.0431e-07 | 14.6924 | 1.469241859681478e+001 | 1.1782e-06 |  | 1.469241859681478e+001 | 2.0161e-06 |  | 1.469241859681478e+001 | 1.7812e-06 |  | 14.7026 | 4.2378e-06 | 6.0169 | 4.2378e-06
1.470260613566480e+001 | 7.0539e-07 | 14.7026 | 1.470260613566480e+001 | 1.1807e-06 |  | 1.470260613566480e+001 | 2.0209e-06 |  | 1.470260613566480e+001 | 1.7853e-06 |  | 14.7128 | 4.2376e-06 | 6.0075 | 4.2376e-06
1.471280073842653e+001 | 7.0646e-07 | 14.7128 | 1.471280073842653e+001 | 1.1833e-06 |  | 1.471280073842653e+001 | 2.0257e-06 |  | 1.471280073842653e+001 | 1.7895e-06 |  | 14.723 | 4.2375e-06 | 5.9982 | 4.2375e-06
1.472300240999801e+001 | 7.0754e-07 | 14.723 | 1.472300240999801e+001 | 1.1858e-06 |  | 1.472300240999801e+001 | 2.0306e-06 |  | 1.472300240999801e+001 | 1.7937e-06 |  | 14.7332 | 4.2373e-06 | 5.9888 | 4.2373e-06
1.473321115528064e+001 | 7.0862e-07 | 14.7332 | 1.473321115528064e+001 | 1.1884e-06 |  | 1.473321115528064e+001 | 2.0354e-06 |  | 1.473321115528064e+001 | 1.798e-06 |  | 14.7434 | 4.2371e-06 | 5.9794 | 4.2371e-06
1.474342697917927e+001 | 7.097e-07 | 14.7434 | 1.474342697917927e+001 | 1.1909e-06 |  | 1.474342697917927e+001 | 2.0403e-06 |  | 1.474342697917927e+001 | 1.8022e-06 |  | 14.7536 | 4.237e-06 | 5.9701 | 4.237e-06
1.475364988660210e+001 | 7.1079e-07 | 14.7536 | 1.475364988660210e+001 | 1.1935e-06 |  | 1.475364988660210e+001 | 2.0451e-06 |  | 1.475364988660210e+001 | 1.8064e-06 |  | 14.7639 | 4.2368e-06 | 5.9607 | 4.2368e-06
1.476387988246078e+001 | 7.1188e-07 | 14.7639 | 1.476387988246078e+001 | 1.1961e-06 |  | 1.476387988246078e+001 | 2.05e-06 |  | 1.476387988246078e+001 | 1.8107e-06 |  | 14.7741 | 4.2367e-06 | 5.9514 | 4.2367e-06
1.477411697167032e+001 | 7.1297e-07 | 14.7741 | 1.477411697167032e+001 | 1.1987e-06 |  | 1.477411697167032e+001 | 2.0549e-06 |  | 1.477411697167032e+001 | 1.8149e-06 |  | 14.7844 | 4.2365e-06 | 5.9421 | 4.2365e-06
1.478436115914918e+001 | 7.1406e-07 | 14.7844 | 1.478436115914918e+001 | 1.2013e-06 |  | 1.478436115914918e+001 | 2.0598e-06 |  | 1.478436115914918e+001 | 1.8192e-06 |  | 14.7946 | 4.2363e-06 | 5.9328 | 4.2363e-06
1.479461244981920e+001 | 7.1515e-07 | 14.7946 | 1.479461244981920e+001 | 1.2039e-06 |  | 1.479461244981920e+001 | 2.0647e-06 |  | 1.479461244981920e+001 | 1.8235e-06 |  | 14.8049 | 4.2362e-06 | 5.9235 | 4.2362e-06
1.480487084860564e+001 | 7.1625e-07 | 14.8049 | 1.480487084860564e+001 | 1.2065e-06 |  | 1.480487084860564e+001 | 2.0697e-06 |  | 1.480487084860564e+001 | 1.8278e-06 |  | 14.8151 | 4.236e-06 | 5.9142 | 4.236e-06
1.481513636043719e+001 | 7.1735e-07 | 14.8151 | 1.481513636043719e+001 | 1.2091e-06 |  | 1.481513636043719e+001 | 2.0746e-06 |  | 1.481513636043719e+001 | 1.8321e-06 |  | 14.8254 | 4.2359e-06 | 5.9049 | 4.2359e-06
1.482540899024594e+001 | 7.1845e-07 | 14.8254 | 1.482540899024594e+001 | 1.2117e-06 |  | 1.482540899024594e+001 | 2.0796e-06 |  | 1.482540899024594e+001 | 1.8364e-06 |  | 14.8357 | 4.2357e-06 | 5.8956 | 4.2357e-06
1.483568874296740e+001 | 7.1956e-07 | 14.8357 | 1.483568874296740e+001 | 1.2143e-06 |  | 1.483568874296740e+001 | 2.0846e-06 |  | 1.483568874296740e+001 | 1.8408e-06 |  | 14.846 | 4.2356e-06 | 5.8863 | 4.2356e-06
1.484597562354053e+001 | 7.2066e-07 | 14.846 | 1.484597562354053e+001 | 1.217e-06 |  | 1.484597562354053e+001 | 2.0896e-06 |  | 1.484597562354053e+001 | 1.8451e-06 |  | 14.8563 | 4.2354e-06 | 5.8771 | 4.2354e-06
1.485626963690767e+001 | 7.2177e-07 | 14.8563 | 1.485626963690767e+001 | 1.2196e-06 |  | 1.485626963690767e+001 | 2.0946e-06 |  | 1.485626963690767e+001 | 1.8495e-06 |  | 14.8666 | 4.2352e-06 | 5.8678 | 4.2352e-06
1.486657078801462e+001 | 7.2288e-07 | 14.8666 | 1.486657078801462e+001 | 1.2223e-06 |  | 1.486657078801462e+001 | 2.0996e-06 |  | 1.486657078801462e+001 | 1.8539e-06 |  | 14.8769 | 4.2351e-06 | 5.8586 | 4.2351e-06
1.487687908181059e+001 | 7.24e-07 | 14.8769 | 1.487687908181059e+001 | 1.2249e-06 |  | 1.487687908181059e+001 | 2.1046e-06 |  | 1.487687908181059e+001 | 1.8583e-06 |  | 14.8872 | 4.2349e-06 | 5.8494 | 4.2349e-06
1.488719452324825e+001 | 7.2511e-07 | 14.8872 | 1.488719452324825e+001 | 1.2276e-06 |  | 1.488719452324825e+001 | 2.1097e-06 |  | 1.488719452324825e+001 | 1.8627e-06 |  | 14.8975 | 4.2348e-06 | 5.8401 | 4.2348e-06
1.489751711728367e+001 | 7.2623e-07 | 14.8975 | 1.489751711728367e+001 | 1.2303e-06 |  | 1.489751711728367e+001 | 2.1148e-06 |  | 1.489751711728367e+001 | 1.8671e-06 |  | 14.9078 | 4.2346e-06 | 5.8309 | 4.2346e-06
1.490784686887637e+001 | 7.2735e-07 | 14.9078 | 1.490784686887637e+001 | 1.2329e-06 |  | 1.490784686887637e+001 | 2.1198e-06 |  | 1.490784686887637e+001 | 1.8715e-06 |  | 14.9182 | 4.2344e-06 | 5.8217 | 4.2344e-06
1.491818378298932e+001 | 7.2848e-07 | 14.9182 | 1.491818378298932e+001 | 1.2356e-06 |  | 1.491818378298932e+001 | 2.1249e-06 |  | 1.491818378298932e+001 | 1.8759e-06 |  | 14.9285 | 4.2343e-06 | 5.8125 | 4.2343e-06
1.492852786458892e+001 | 7.296e-07 | 14.9285 | 1.492852786458892e+001 | 1.2383e-06 |  | 1.492852786458892e+001 | 2.1301e-06 |  | 1.492852786458892e+001 | 1.8804e-06 |  | 14.9389 | 4.2341e-06 | 5.8033 | 4.2341e-06
1.493887911864501e+001 | 7.3073e-07 | 14.9389 | 1.493887911864501e+001 | 1.241e-06 |  | 1.493887911864501e+001 | 2.1352e-06 |  | 1.493887911864501e+001 | 1.8849e-06 |  | 14.9492 | 4.234e-06 | 5.7942 | 4.234e-06
1.494923755013089e+001 | 7.3186e-07 | 14.9492 | 1.494923755013089e+001 | 1.2437e-06 |  | 1.494923755013089e+001 | 2.1403e-06 |  | 1.494923755013089e+001 | 1.8893e-06 |  | 14.9596 | 4.2338e-06 | 5.785 | 4.2338e-06
1.495960316402329e+001 | 7.33e-07 | 14.9596 | 1.495960316402329e+001 | 1.2465e-06 |  | 1.495960316402329e+001 | 2.1455e-06 |  | 1.495960316402329e+001 | 1.8938e-06 |  | 14.97 | 4.2337e-06 | 5.7758 | 4.2337e-06
1.496997596530241e+001 | 7.3413e-07 | 14.97 | 1.496997596530241e+001 | 1.2492e-06 |  | 1.496997596530241e+001 | 2.1506e-06 |  | 1.496997596530241e+001 | 1.8983e-06 |  | 14.9804 | 4.2335e-06 | 5.7667 | 4.2335e-06
1.498035595895188e+001 | 7.3527e-07 | 14.9804 | 1.498035595895188e+001 | 1.2519e-06 |  | 1.498035595895188e+001 | 2.1558e-06 |  | 1.498035595895188e+001 | 1.9028e-06 |  | 14.9907 | 4.2333e-06 | 5.7575 | 4.2333e-06
1.499074314995881e+001 | 7.3641e-07 | 14.9907 | 1.499074314995881e+001 | 1.2547e-06 |  | 1.499074314995881e+001 | 2.161e-06 |  | 1.499074314995881e+001 | 1.9074e-06 |  | 15.0011 | 4.2332e-06 | 5.7484 | 4.2332e-06
1.500113754331376e+001 | 7.3755e-07 | 15.0011 | 1.500113754331376e+001 | 1.2574e-06 |  | 1.500113754331376e+001 | 2.1662e-06 |  | 1.500113754331376e+001 | 1.9119e-06 |  | 15.0115 | 4.233e-06 | 5.7393 | 4.233e-06
1.501153914401074e+001 | 7.387e-07 | 15.0115 | 1.501153914401074e+001 | 1.2602e-06 |  | 1.501153914401074e+001 | 2.1715e-06 |  | 1.501153914401074e+001 | 1.9165e-06 |  | 15.0219 | 4.2329e-06 | 5.7302 | 4.2329e-06
1.502194795704724e+001 | 7.3985e-07 | 15.0219 | 1.502194795704724e+001 | 1.2629e-06 |  | 1.502194795704724e+001 | 2.1767e-06 |  | 1.502194795704724e+001 | 1.921e-06 |  | 15.0324 | 4.2327e-06 | 5.7211 | 4.2327e-06
1.503236398742419e+001 | 7.41e-07 | 15.0324 | 1.503236398742419e+001 | 1.2657e-06 |  | 1.503236398742419e+001 | 2.182e-06 |  | 1.503236398742419e+001 | 1.9256e-06 |  | 15.0428 | 4.2326e-06 | 5.712 | 4.2326e-06
1.504278724014602e+001 | 7.4215e-07 | 15.0428 | 1.504278724014602e+001 | 1.2685e-06 |  | 1.504278724014602e+001 | 2.1872e-06 |  | 1.504278724014602e+001 | 1.9302e-06 |  | 15.0532 | 4.2324e-06 | 5.7029 | 4.2324e-06
1.505321772022061e+001 | 7.4331e-07 | 15.0532 | 1.505321772022061e+001 | 1.2713e-06 |  | 1.505321772022061e+001 | 2.1925e-06 |  | 1.505321772022061e+001 | 1.9348e-06 |  | 15.0637 | 4.2322e-06 | 5.6938 | 4.2322e-06
1.506365543265931e+001 | 7.4447e-07 | 15.0637 | 1.506365543265931e+001 | 1.2741e-06 |  | 1.506365543265931e+001 | 2.1978e-06 |  | 1.506365543265931e+001 | 1.9394e-06 |  | 15.0741 | 4.2321e-06 | 5.6847 | 4.2321e-06
1.507410038247694e+001 | 7.4563e-07 | 15.0741 | 1.507410038247694e+001 | 1.2769e-06 |  | 1.507410038247694e+001 | 2.2032e-06 |  | 1.507410038247694e+001 | 1.9441e-06 |  | 15.0846 | 4.2319e-06 | 5.6757 | 4.2319e-06
1.508455257469184e+001 | 7.4679e-07 | 15.0846 | 1.508455257469184e+001 | 1.2797e-06 |  | 1.508455257469184e+001 | 2.2085e-06 |  | 1.508455257469184e+001 | 1.9487e-06 |  | 15.095 | 4.2318e-06 | 5.6666 | 4.2318e-06
1.509501201432577e+001 | 7.4796e-07 | 15.095 | 1.509501201432577e+001 | 1.2825e-06 |  | 1.509501201432577e+001 | 2.2138e-06 |  | 1.509501201432577e+001 | 1.9534e-06 |  | 15.1055 | 4.2316e-06 | 5.6576 | 4.2316e-06
1.510547870640400e+001 | 7.4913e-07 | 15.1055 | 1.510547870640400e+001 | 1.2853e-06 |  | 1.510547870640400e+001 | 2.2192e-06 |  | 1.510547870640400e+001 | 1.958e-06 |  | 15.116 | 4.2315e-06 | 5.6485 | 4.2315e-06
1.511595265595530e+001 | 7.503e-07 | 15.116 | 1.511595265595530e+001 | 1.2881e-06 |  | 1.511595265595530e+001 | 2.2246e-06 |  | 1.511595265595530e+001 | 1.9627e-06 |  | 15.1264 | 4.2313e-06 | 5.6395 | 4.2313e-06
1.512643386801191e+001 | 7.5147e-07 | 15.1264 | 1.512643386801191e+001 | 1.291e-06 |  | 1.512643386801191e+001 | 2.23e-06 |  | 1.512643386801191e+001 | 1.9674e-06 |  | 15.1369 | 4.2311e-06 | 5.6305 | 4.2311e-06
1.513692234760954e+001 | 7.5265e-07 | 15.1369 | 1.513692234760954e+001 | 1.2938e-06 |  | 1.513692234760954e+001 | 2.2354e-06 |  | 1.513692234760954e+001 | 1.9721e-06 |  | 15.1474 | 4.231e-06 | 5.6215 | 4.231e-06
1.514741809978743e+001 | 7.5383e-07 | 15.1474 | 1.514741809978743e+001 | 1.2967e-06 |  | 1.514741809978743e+001 | 2.2408e-06 |  | 1.514741809978743e+001 | 1.9769e-06 |  | 15.1579 | 4.2308e-06 | 5.6125 | 4.2308e-06
1.515792112958829e+001 | 7.5501e-07 | 15.1579 | 1.515792112958829e+001 | 1.2996e-06 |  | 1.515792112958829e+001 | 2.2463e-06 |  | 1.515792112958829e+001 | 1.9816e-06 |  | 15.1684 | 4.2307e-06 | 5.6035 | 4.2307e-06
1.516843144205833e+001 | 7.5619e-07 | 15.1684 | 1.516843144205833e+001 | 1.3024e-06 |  | 1.516843144205833e+001 | 2.2517e-06 |  | 1.516843144205833e+001 | 1.9864e-06 |  | 15.1789 | 4.2305e-06 | 5.5945 | 4.2305e-06
1.517894904224727e+001 | 7.5738e-07 | 15.1789 | 1.517894904224727e+001 | 1.3053e-06 |  | 1.517894904224727e+001 | 2.2572e-06 |  | 1.517894904224727e+001 | 1.9911e-06 |  | 15.1895 | 4.2304e-06 | 5.5856 | 4.2304e-06
1.518947393520831e+001 | 7.5857e-07 | 15.1895 | 1.518947393520831e+001 | 1.3082e-06 |  | 1.518947393520831e+001 | 2.2627e-06 |  | 1.518947393520831e+001 | 1.9959e-06 |  | 15.2 | 4.2302e-06 | 5.5766 | 4.2302e-06
1.520000612599818e+001 | 7.5976e-07 | 15.2 | 1.520000612599818e+001 | 1.3111e-06 |  | 1.520000612599818e+001 | 2.2682e-06 |  | 1.520000612599818e+001 | 2.0007e-06 |  | 15.2105 | 4.2301e-06 | 5.5676 | 4.2301e-06
1.521054561967710e+001 | 7.6095e-07 | 15.2105 | 1.521054561967710e+001 | 1.314e-06 |  | 1.521054561967710e+001 | 2.2737e-06 |  | 1.521054561967710e+001 | 2.0055e-06 |  | 15.2211 | 4.2299e-06 | 5.5587 | 4.2299e-06
1.522109242130879e+001 | 7.6215e-07 | 15.2211 | 1.522109242130879e+001 | 1.3169e-06 |  | 1.522109242130879e+001 | 2.2792e-06 |  | 1.522109242130879e+001 | 2.0103e-06 |  | 15.2316 | 4.2298e-06 | 5.5498 | 4.2298e-06
1.523164653596051e+001 | 7.6335e-07 | 15.2316 | 1.523164653596051e+001 | 1.3199e-06 |  | 1.523164653596051e+001 | 2.2848e-06 |  | 1.523164653596051e+001 | 2.0152e-06 |  | 15.2422 | 4.2296e-06 | 5.5409 | 4.2296e-06
1.524220796870300e+001 | 7.6455e-07 | 15.2422 | 1.524220796870300e+001 | 1.3228e-06 |  | 1.524220796870300e+001 | 2.2904e-06 |  | 1.524220796870300e+001 | 2.02e-06 |  | 15.2528 | 4.2294e-06 | 5.5319 | 4.2294e-06
1.525277672461055e+001 | 7.6575e-07 | 15.2528 | 1.525277672461055e+001 | 1.3257e-06 |  | 1.525277672461055e+001 | 2.296e-06 |  | 1.525277672461055e+001 | 2.0249e-06 |  | 15.2634 | 4.2293e-06 | 5.523 | 4.2293e-06
1.526335280876094e+001 | 7.6696e-07 | 15.2634 | 1.526335280876094e+001 | 1.3287e-06 |  | 1.526335280876094e+001 | 2.3016e-06 |  | 1.526335280876094e+001 | 2.0298e-06 |  | 15.2739 | 4.2291e-06 | 5.5141 | 4.2291e-06
1.527393622623547e+001 | 7.6817e-07 | 15.2739 | 1.527393622623547e+001 | 1.3316e-06 |  | 1.527393622623547e+001 | 2.3072e-06 |  | 1.527393622623547e+001 | 2.0346e-06 |  | 15.2845 | 4.229e-06 | 5.5053 | 4.229e-06
1.528452698211900e+001 | 7.6938e-07 | 15.2845 | 1.528452698211900e+001 | 1.3346e-06 |  | 1.528452698211900e+001 | 2.3128e-06 |  | 1.528452698211900e+001 | 2.0395e-06 |  | 15.2951 | 4.2288e-06 | 5.4964 | 4.2288e-06
1.529512508149988e+001 | 7.706e-07 | 15.2951 | 1.529512508149988e+001 | 1.3376e-06 |  | 1.529512508149988e+001 | 2.3185e-06 |  | 1.529512508149988e+001 | 2.0445e-06 |  | 15.3057 | 4.2287e-06 | 5.4875 | 4.2287e-06
1.530573052946999e+001 | 7.7182e-07 | 15.3057 | 1.530573052946999e+001 | 1.3405e-06 |  | 1.530573052946999e+001 | 2.3241e-06 |  | 1.530573052946999e+001 | 2.0494e-06 |  | 15.3163 | 4.2285e-06 | 5.4787 | 4.2285e-06
1.531634333112477e+001 | 7.7304e-07 | 15.3163 | 1.531634333112477e+001 | 1.3435e-06 |  | 1.531634333112477e+001 | 2.3298e-06 |  | 1.531634333112477e+001 | 2.0543e-06 |  | 15.327 | 4.2284e-06 | 5.4698 | 4.2284e-06
1.532696349156315e+001 | 7.7426e-07 | 15.327 | 1.532696349156315e+001 | 1.3465e-06 |  | 1.532696349156315e+001 | 2.3355e-06 |  | 1.532696349156315e+001 | 2.0593e-06 |  | 15.3376 | 4.2282e-06 | 5.461 | 4.2282e-06
1.533759101588763e+001 | 7.7548e-07 | 15.3376 | 1.533759101588763e+001 | 1.3495e-06 |  | 1.533759101588763e+001 | 2.3412e-06 |  | 1.533759101588763e+001 | 2.0643e-06 |  | 15.3482 | 4.2281e-06 | 5.4521 | 4.2281e-06
1.534822590920424e+001 | 7.7671e-07 | 15.3482 | 1.534822590920424e+001 | 1.3526e-06 |  | 1.534822590920424e+001 | 2.3469e-06 |  | 1.534822590920424e+001 | 2.0693e-06 |  | 15.3589 | 4.2279e-06 | 5.4433 | 4.2279e-06
1.535886817662253e+001 | 7.7794e-07 | 15.3589 | 1.535886817662253e+001 | 1.3556e-06 |  | 1.535886817662253e+001 | 2.3527e-06 |  | 1.535886817662253e+001 | 2.0743e-06 |  | 15.3695 | 4.2277e-06 | 5.4345 | 4.2277e-06
1.536951782325563e+001 | 7.7918e-07 | 15.3695 | 1.536951782325563e+001 | 1.3586e-06 |  | 1.536951782325563e+001 | 2.3585e-06 |  | 1.536951782325563e+001 | 2.0793e-06 |  | 15.3802 | 4.2276e-06 | 5.4257 | 4.2276e-06
1.538017485422019e+001 | 7.8041e-07 | 15.3802 | 1.538017485422019e+001 | 1.3616e-06 |  | 1.538017485422019e+001 | 2.3642e-06 |  | 1.538017485422019e+001 | 2.0843e-06 |  | 15.3908 | 4.2274e-06 | 5.4169 | 4.2274e-06
1.539083927463640e+001 | 7.8165e-07 | 15.3908 | 1.539083927463640e+001 | 1.3647e-06 |  | 1.539083927463640e+001 | 2.37e-06 |  | 1.539083927463640e+001 | 2.0894e-06 |  | 15.4015 | 4.2273e-06 | 5.4081 | 4.2273e-06
1.540151108962803e+001 | 7.8289e-07 | 15.4015 | 1.540151108962803e+001 | 1.3678e-06 |  | 1.540151108962803e+001 | 2.3758e-06 |  | 1.540151108962803e+001 | 2.0944e-06 |  | 15.4122 | 4.2271e-06 | 5.3994 | 4.2271e-06
1.541219030432237e+001 | 7.8414e-07 | 15.4122 | 1.541219030432237e+001 | 1.3708e-06 |  | 1.541219030432237e+001 | 2.3817e-06 |  | 1.541219030432237e+001 | 2.0995e-06 |  | 15.4229 | 4.227e-06 | 5.3906 | 4.227e-06
1.542287692385030e+001 | 7.8538e-07 | 15.4229 | 1.542287692385030e+001 | 1.3739e-06 |  | 1.542287692385030e+001 | 2.3875e-06 |  | 1.542287692385030e+001 | 2.1046e-06 |  | 15.4336 | 4.2268e-06 | 5.3819 | 4.2268e-06
1.543357095334622e+001 | 7.8663e-07 | 15.4336 | 1.543357095334622e+001 | 1.377e-06 |  | 1.543357095334622e+001 | 2.3934e-06 |  | 1.543357095334622e+001 | 2.1097e-06 |  | 15.4443 | 4.2267e-06 | 5.3731 | 4.2267e-06
1.544427239794812e+001 | 7.8789e-07 | 15.4443 | 1.544427239794812e+001 | 1.3801e-06 |  | 1.544427239794812e+001 | 2.3993e-06 |  | 1.544427239794812e+001 | 2.1148e-06 |  | 15.455 | 4.2265e-06 | 5.3644 | 4.2265e-06
1.545498126279753e+001 | 7.8914e-07 | 15.455 | 1.545498126279753e+001 | 1.3832e-06 |  | 1.545498126279753e+001 | 2.4052e-06 |  | 1.545498126279753e+001 | 2.12e-06 |  | 15.4657 | 4.2264e-06 | 5.3557 | 4.2264e-06
1.546569755303958e+001 | 7.904e-07 | 15.4657 | 1.546569755303958e+001 | 1.3863e-06 |  | 1.546569755303958e+001 | 2.4111e-06 |  | 1.546569755303958e+001 | 2.1251e-06 |  | 15.4764 | 4.2262e-06 | 5.3469 | 4.2262e-06
1.547642127382292e+001 | 7.9166e-07 | 15.4764 | 1.547642127382292e+001 | 1.3894e-06 |  | 1.547642127382292e+001 | 2.417e-06 |  | 1.547642127382292e+001 | 2.1303e-06 |  | 15.4872 | 4.2261e-06 | 5.3382 | 4.2261e-06
1.548715243029980e+001 | 7.9292e-07 | 15.4872 | 1.548715243029980e+001 | 1.3925e-06 |  | 1.548715243029980e+001 | 2.4229e-06 |  | 1.548715243029980e+001 | 2.1354e-06 |  | 15.4979 | 4.2259e-06 | 5.3295 | 4.2259e-06
1.549789102762605e+001 | 7.9419e-07 | 15.4979 | 1.549789102762605e+001 | 1.3957e-06 |  | 1.549789102762605e+001 | 2.4289e-06 |  | 1.549789102762605e+001 | 2.1406e-06 |  | 15.5086 | 4.2258e-06 | 5.3209 | 4.2258e-06
1.550863707096104e+001 | 7.9545e-07 | 15.5086 | 1.550863707096104e+001 | 1.3988e-06 |  | 1.550863707096104e+001 | 2.4349e-06 |  | 1.550863707096104e+001 | 2.1458e-06 |  | 15.5194 | 4.2256e-06 | 5.3122 | 4.2256e-06
1.551939056546776e+001 | 7.9673e-07 | 15.5194 | 1.551939056546776e+001 | 1.4019e-06 |  | 1.551939056546776e+001 | 2.4409e-06 |  | 1.551939056546776e+001 | 2.1511e-06 |  | 15.5302 | 4.2255e-06 | 5.3035 | 4.2255e-06
1.553015151631275e+001 | 7.98e-07 | 15.5302 | 1.553015151631275e+001 | 1.4051e-06 |  | 1.553015151631275e+001 | 2.4469e-06 |  | 1.553015151631275e+001 | 2.1563e-06 |  | 15.5409 | 4.2253e-06 | 5.2949 | 4.2253e-06
1.554091992866614e+001 | 7.9928e-07 | 15.5409 | 1.554091992866614e+001 | 1.4083e-06 |  | 1.554091992866614e+001 | 2.4529e-06 |  | 1.554091992866614e+001 | 2.1616e-06 |  | 15.5517 | 4.2251e-06 | 5.2862 | 4.2251e-06
1.555169580770165e+001 | 8.0056e-07 | 15.5517 | 1.555169580770165e+001 | 1.4115e-06 |  | 1.555169580770165e+001 | 2.459e-06 |  | 1.555169580770165e+001 | 2.1668e-06 |  | 15.5625 | 4.225e-06 | 5.2776 | 4.225e-06
1.556247915859657e+001 | 8.0184e-07 | 15.5625 | 1.556247915859657e+001 | 1.4146e-06 |  | 1.556247915859657e+001 | 2.4651e-06 |  | 1.556247915859657e+001 | 2.1721e-06 |  | 15.5733 | 4.2248e-06 | 5.269 | 4.2248e-06
1.557326998653182e+001 | 8.0312e-07 | 15.5733 | 1.557326998653182e+001 | 1.4178e-06 |  | 1.557326998653182e+001 | 2.4711e-06 |  | 1.557326998653182e+001 | 2.1774e-06 |  | 15.5841 | 4.2247e-06 | 5.2603 | 4.2247e-06
1.558406829669186e+001 | 8.0441e-07 | 15.5841 | 1.558406829669186e+001 | 1.421e-06 |  | 1.558406829669186e+001 | 2.4772e-06 |  | 1.558406829669186e+001 | 2.1827e-06 |  | 15.5949 | 4.2245e-06 | 5.2517 | 4.2245e-06
1.559487409426479e+001 | 8.057e-07 | 15.5949 | 1.559487409426479e+001 | 1.4243e-06 |  | 1.559487409426479e+001 | 2.4834e-06 |  | 1.559487409426479e+001 | 2.188e-06 |  | 15.6057 | 4.2244e-06 | 5.2431 | 4.2244e-06
1.560568738444227e+001 | 8.0699e-07 | 15.6057 | 1.560568738444227e+001 | 1.4275e-06 |  | 1.560568738444227e+001 | 2.4895e-06 |  | 1.560568738444227e+001 | 2.1934e-06 |  | 15.6165 | 4.2242e-06 | 5.2345 | 4.2242e-06
1.561650817241960e+001 | 8.0829e-07 | 15.6165 | 1.561650817241960e+001 | 1.4307e-06 |  | 1.561650817241960e+001 | 2.4956e-06 |  | 1.561650817241960e+001 | 2.1987e-06 |  | 15.6273 | 4.2241e-06 | 5.226 | 4.2241e-06
1.562733646339564e+001 | 8.0959e-07 | 15.6273 | 1.562733646339564e+001 | 1.434e-06 |  | 1.562733646339564e+001 | 2.5018e-06 |  | 1.562733646339564e+001 | 2.2041e-06 |  | 15.6382 | 4.2239e-06 | 5.2174 | 4.2239e-06
1.563817226257289e+001 | 8.1089e-07 | 15.6382 | 1.563817226257289e+001 | 1.4372e-06 |  | 1.563817226257289e+001 | 2.508e-06 |  | 1.563817226257289e+001 | 2.2095e-06 |  | 15.649 | 4.2238e-06 | 5.2088 | 4.2238e-06
1.564901557515744e+001 | 8.1219e-07 | 15.649 | 1.564901557515744e+001 | 1.4405e-06 |  | 1.564901557515744e+001 | 2.5142e-06 |  | 1.564901557515744e+001 | 2.2149e-06 |  | 15.6599 | 4.2236e-06 | 5.2003 | 4.2236e-06
1.565986640635898e+001 | 8.135e-07 | 15.6599 | 1.565986640635898e+001 | 1.4437e-06 |  | 1.565986640635898e+001 | 2.5204e-06 |  | 1.565986640635898e+001 | 2.2203e-06 |  | 15.6707 | 4.2235e-06 | 5.1917 | 4.2235e-06
1.567072476139084e+001 | 8.1481e-07 | 15.6707 | 1.567072476139084e+001 | 1.447e-06 |  | 1.567072476139084e+001 | 2.5267e-06 |  | 1.567072476139084e+001 | 2.2258e-06 |  | 15.6816 | 4.2233e-06 | 5.1832 | 4.2233e-06
1.568159064546994e+001 | 8.1612e-07 | 15.6816 | 1.568159064546994e+001 | 1.4503e-06 |  | 1.568159064546994e+001 | 2.5329e-06 |  | 1.568159064546994e+001 | 2.2312e-06 |  | 15.6925 | 4.2232e-06 | 5.1747 | 4.2232e-06
1.569246406381683e+001 | 8.1744e-07 | 15.6925 | 1.569246406381683e+001 | 1.4536e-06 |  | 1.569246406381683e+001 | 2.5392e-06 |  | 1.569246406381683e+001 | 2.2367e-06 |  | 15.7033 | 4.223e-06 | 5.1662 | 4.223e-06
1.570334502165567e+001 | 8.1875e-07 | 15.7033 | 1.570334502165567e+001 | 1.4569e-06 |  | 1.570334502165567e+001 | 2.5455e-06 |  | 1.570334502165567e+001 | 2.2422e-06 |  | 15.7142 | 4.2229e-06 | 5.1577 | 4.2229e-06
1.571423352421427e+001 | 8.2008e-07 | 15.7142 | 1.571423352421427e+001 | 1.4602e-06 |  | 1.571423352421427e+001 | 2.5518e-06 |  | 1.571423352421427e+001 | 2.2477e-06 |  | 15.7251 | 4.2227e-06 | 5.1492 | 4.2227e-06
1.572512957672402e+001 | 8.214e-07 | 15.7251 | 1.572512957672402e+001 | 1.4635e-06 |  | 1.572512957672402e+001 | 2.5582e-06 |  | 1.572512957672402e+001 | 2.2532e-06 |  | 15.736 | 4.2226e-06 | 5.1407 | 4.2226e-06
1.573603318441998e+001 | 8.2273e-07 | 15.736 | 1.573603318441998e+001 | 1.4669e-06 |  | 1.573603318441998e+001 | 2.5645e-06 |  | 1.573603318441998e+001 | 2.2587e-06 |  | 15.7469 | 4.2224e-06 | 5.1322 | 4.2224e-06
1.574694435254081e+001 | 8.2405e-07 | 15.7469 | 1.574694435254081e+001 | 1.4702e-06 |  | 1.574694435254081e+001 | 2.5709e-06 |  | 1.574694435254081e+001 | 2.2642e-06 |  | 15.7579 | 4.2223e-06 | 5.1238 | 4.2223e-06
1.575786308632882e+001 | 8.2539e-07 | 15.7579 | 1.575786308632882e+001 | 1.4736e-06 |  | 1.575786308632882e+001 | 2.5773e-06 |  | 1.575786308632882e+001 | 2.2698e-06 |  | 15.7688 | 4.2221e-06 | 5.1153 | 4.2221e-06
1.576878939102994e+001 | 8.2672e-07 | 15.7688 | 1.576878939102994e+001 | 1.4769e-06 |  | 1.576878939102994e+001 | 2.5837e-06 |  | 1.576878939102994e+001 | 2.2754e-06 |  | 15.7797 | 4.222e-06 | 5.1069 | 4.222e-06
1.577972327189375e+001 | 8.2806e-07 | 15.7797 | 1.577972327189375e+001 | 1.4803e-06 |  | 1.577972327189375e+001 | 2.5901e-06 |  | 1.577972327189375e+001 | 2.281e-06 |  | 15.7907 | 4.2218e-06 | 5.0985 | 4.2218e-06
1.579066473417347e+001 | 8.294e-07 | 15.7907 | 1.579066473417347e+001 | 1.4837e-06 |  | 1.579066473417347e+001 | 2.5965e-06 |  | 1.579066473417347e+001 | 2.2866e-06 |  | 15.8016 | 4.2217e-06 | 5.09 | 4.2217e-06
1.580161378312596e+001 | 8.3074e-07 | 15.8016 | 1.580161378312596e+001 | 1.4871e-06 |  | 1.580161378312596e+001 | 2.603e-06 |  | 1.580161378312596e+001 | 2.2922e-06 |  | 15.8126 | 4.2215e-06 | 5.0816 | 4.2215e-06
1.581257042401172e+001 | 8.3209e-07 | 15.8126 | 1.581257042401172e+001 | 1.4905e-06 |  | 1.581257042401172e+001 | 2.6095e-06 |  | 1.581257042401172e+001 | 2.2978e-06 |  | 15.8235 | 4.2214e-06 | 5.0732 | 4.2214e-06
1.582353466209491e+001 | 8.3344e-07 | 15.8235 | 1.582353466209491e+001 | 1.4939e-06 |  | 1.582353466209491e+001 | 2.616e-06 |  | 1.582353466209491e+001 | 2.3035e-06 |  | 15.8345 | 4.2212e-06 | 5.0648 | 4.2212e-06
1.583450650264332e+001 | 8.3479e-07 | 15.8345 | 1.583450650264332e+001 | 1.4973e-06 |  | 1.583450650264332e+001 | 2.6225e-06 |  | 1.583450650264332e+001 | 2.3092e-06 |  | 15.8455 | 4.2211e-06 | 5.0565 | 4.2211e-06
1.584548595092840e+001 | 8.3614e-07 | 15.8455 | 1.584548595092840e+001 | 1.5007e-06 |  | 1.584548595092840e+001 | 2.629e-06 |  | 1.584548595092840e+001 | 2.3148e-06 |  | 15.8565 | 4.2209e-06 | 5.0481 | 4.2209e-06
1.585647301222527e+001 | 8.375e-07 | 15.8565 | 1.585647301222527e+001 | 1.5042e-06 |  | 1.585647301222527e+001 | 2.6356e-06 |  | 1.585647301222527e+001 | 2.3205e-06 |  | 15.8675 | 4.2208e-06 | 5.0397 | 4.2208e-06
1.586746769181270e+001 | 8.3886e-07 | 15.8675 | 1.586746769181270e+001 | 1.5076e-06 |  | 1.586746769181270e+001 | 2.6421e-06 |  | 1.586746769181270e+001 | 2.3263e-06 |  | 15.8785 | 4.2206e-06 | 5.0314 | 4.2206e-06
1.587846999497310e+001 | 8.4022e-07 | 15.8785 | 1.587846999497310e+001 | 1.5111e-06 |  | 1.587846999497310e+001 | 2.6487e-06 |  | 1.587846999497310e+001 | 2.332e-06 |  | 15.8895 | 4.2205e-06 | 5.023 | 4.2205e-06
1.588947992699258e+001 | 8.4159e-07 | 15.8895 | 1.588947992699258e+001 | 1.5145e-06 |  | 1.588947992699258e+001 | 2.6553e-06 |  | 1.588947992699258e+001 | 2.3378e-06 |  | 15.9005 | 4.2203e-06 | 5.0147 | 4.2203e-06
1.590049749316088e+001 | 8.4296e-07 | 15.9005 | 1.590049749316088e+001 | 1.518e-06 |  | 1.590049749316088e+001 | 2.6619e-06 |  | 1.590049749316088e+001 | 2.3435e-06 |  | 15.9115 | 4.2202e-06 | 5.0064 | 4.2202e-06
1.591152269877144e+001 | 8.4433e-07 | 15.9115 | 1.591152269877144e+001 | 1.5215e-06 |  | 1.591152269877144e+001 | 2.6686e-06 |  | 1.591152269877144e+001 | 2.3493e-06 |  | 15.9226 | 4.22e-06 | 4.9981 | 4.22e-06
1.592255554912133e+001 | 8.4571e-07 | 15.9226 | 1.592255554912133e+001 | 1.525e-06 |  | 1.592255554912133e+001 | 2.6753e-06 |  | 1.592255554912133e+001 | 2.3551e-06 |  | 15.9336 | 4.2199e-06 | 4.9898 | 4.2199e-06
1.593359604951134e+001 | 8.4708e-07 | 15.9336 | 1.593359604951134e+001 | 1.5285e-06 |  | 1.593359604951134e+001 | 2.6819e-06 |  | 1.593359604951134e+001 | 2.3609e-06 |  | 15.9446 | 4.2197e-06 | 4.9815 | 4.2197e-06
1.594464420524589e+001 | 8.4846e-07 | 15.9446 | 1.594464420524589e+001 | 1.532e-06 |  | 1.594464420524589e+001 | 2.6886e-06 |  | 1.594464420524589e+001 | 2.3668e-06 |  | 15.9557 | 4.2196e-06 | 4.9732 | 4.2196e-06
1.595570002163312e+001 | 8.4985e-07 | 15.9557 | 1.595570002163312e+001 | 1.5355e-06 |  | 1.595570002163312e+001 | 2.6954e-06 |  | 1.595570002163312e+001 | 2.3726e-06 |  | 15.9668 | 4.2194e-06 | 4.965 | 4.2194e-06
1.596676350398481e+001 | 8.5123e-07 | 15.9668 | 1.596676350398481e+001 | 1.539e-06 |  | 1.596676350398481e+001 | 2.7021e-06 |  | 1.596676350398481e+001 | 2.3785e-06 |  | 15.9778 | 4.2193e-06 | 4.9567 | 4.2193e-06
1.597783465761647e+001 | 8.5262e-07 | 15.9778 | 1.597783465761647e+001 | 1.5426e-06 |  | 1.597783465761647e+001 | 2.7089e-06 |  | 1.597783465761647e+001 | 2.3843e-06 |  | 15.9889 | 4.2192e-06 | 4.9484 | 4.2192e-06
1.598891348784725e+001 | 8.5401e-07 | 15.9889 | 1.598891348784725e+001 | 1.5461e-06 |  | 1.598891348784725e+001 | 2.7156e-06 |  | 1.598891348784725e+001 | 2.3902e-06 |  | 16 | 4.219e-06 | 4.9402 | 4.219e-06
1.600000000000000e+001 | 8.5541e-07 | 16 | 1.600000000000000e+001 | 1.5497e-06 |  | 1.600000000000000e+001 | 2.7224e-06 |  | 1.600000000000000e+001 | 2.3962e-06 |  | 16.0111 | 4.2189e-06 | 4.932 | 4.2189e-06
1.601109419940130e+001 | 8.5681e-07 | 16.0111 | 1.601109419940130e+001 | 1.5533e-06 |  | 1.601109419940130e+001 | 2.7292e-06 |  | 1.601109419940130e+001 | 2.4021e-06 |  | 16.0222 | 4.2187e-06 | 4.9238 | 4.2187e-06
1.602219609138136e+001 | 8.5821e-07 | 16.0222 | 1.602219609138136e+001 | 1.5569e-06 |  | 1.602219609138136e+001 | 2.7361e-06 |  | 1.602219609138136e+001 | 2.408e-06 |  | 16.0333 | 4.2186e-06 | 4.9156 | 4.2186e-06
1.603330568127413e+001 | 8.5961e-07 | 16.0333 | 1.603330568127413e+001 | 1.5604e-06 |  | 1.603330568127413e+001 | 2.7429e-06 |  | 1.603330568127413e+001 | 2.414e-06 |  | 16.0444 | 4.2184e-06 | 4.9074 | 4.2184e-06
1.604442297441725e+001 | 8.6102e-07 | 16.0444 | 1.604442297441725e+001 | 1.564e-06 |  | 1.604442297441725e+001 | 2.7498e-06 |  | 1.604442297441725e+001 | 2.42e-06 |  | 16.0555 | 4.2183e-06 | 4.8992 | 4.2183e-06
1.605554797615205e+001 | 8.6242e-07 | 16.0555 | 1.605554797615205e+001 | 1.5677e-06 |  | 1.605554797615205e+001 | 2.7567e-06 |  | 1.605554797615205e+001 | 2.426e-06 |  | 16.0667 | 4.2181e-06 | 4.891 | 4.2181e-06
1.606668069182357e+001 | 8.6384e-07 | 16.0667 | 1.606668069182357e+001 | 1.5713e-06 |  | 1.606668069182357e+001 | 2.7636e-06 |  | 1.606668069182357e+001 | 2.432e-06 |  | 16.0778 | 4.218e-06 | 4.8828 | 4.218e-06
1.607782112678057e+001 | 8.6525e-07 | 16.0778 | 1.607782112678057e+001 | 1.5749e-06 |  | 1.607782112678057e+001 | 2.7705e-06 |  | 1.607782112678057e+001 | 2.438e-06 |  | 16.089 | 4.2178e-06 | 4.8747 | 4.2178e-06
1.608896928637550e+001 | 8.6667e-07 | 16.089 | 1.608896928637550e+001 | 1.5785e-06 |  | 1.608896928637550e+001 | 2.7775e-06 |  | 1.608896928637550e+001 | 2.4441e-06 |  | 16.1001 | 4.2177e-06 | 4.8665 | 4.2177e-06
1.610012517596451e+001 | 8.6809e-07 | 16.1001 | 1.610012517596451e+001 | 1.5822e-06 |  | 1.610012517596451e+001 | 2.7845e-06 |  | 1.610012517596451e+001 | 2.4502e-06 |  | 16.1113 | 4.2175e-06 | 4.8584 | 4.2175e-06
1.611128880090751e+001 | 8.6951e-07 | 16.1113 | 1.611128880090751e+001 | 1.5859e-06 |  | 1.611128880090751e+001 | 2.7915e-06 |  | 1.611128880090751e+001 | 2.4562e-06 |  | 16.1225 | 4.2174e-06 | 4.8503 | 4.2174e-06
1.612246016656807e+001 | 8.7094e-07 | 16.1225 | 1.612246016656807e+001 | 1.5895e-06 |  | 1.612246016656807e+001 | 2.7985e-06 |  | 1.612246016656807e+001 | 2.4623e-06 |  | 16.1336 | 4.2172e-06 | 4.8422 | 4.2172e-06
1.613363927831352e+001 | 8.7237e-07 | 16.1336 | 1.613363927831352e+001 | 1.5932e-06 |  | 1.613363927831352e+001 | 2.8055e-06 |  | 1.613363927831352e+001 | 2.4685e-06 |  | 16.1448 | 4.2171e-06 | 4.8341 | 4.2171e-06
1.614482614151491e+001 | 8.738e-07 | 16.1448 | 1.614482614151491e+001 | 1.5969e-06 |  | 1.614482614151491e+001 | 2.8125e-06 |  | 1.614482614151491e+001 | 2.4746e-06 |  | 16.156 | 4.2169e-06 | 4.826 | 4.2169e-06
1.615602076154698e+001 | 8.7524e-07 | 16.156 | 1.615602076154698e+001 | 1.6006e-06 |  | 1.615602076154698e+001 | 2.8196e-06 |  | 1.615602076154698e+001 | 2.4807e-06 |  | 16.1672 | 4.2168e-06 | 4.8179 | 4.2168e-06
1.616722314378822e+001 | 8.7667e-07 | 16.1672 | 1.616722314378822e+001 | 1.6043e-06 |  | 1.616722314378822e+001 | 2.8267e-06 |  | 1.616722314378822e+001 | 2.4869e-06 |  | 16.1784 | 4.2166e-06 | 4.8098 | 4.2167e-06
1.617843329362087e+001 | 8.7812e-07 | 16.1784 | 1.617843329362087e+001 | 1.608e-06 |  | 1.617843329362087e+001 | 2.8338e-06 |  | 1.617843329362087e+001 | 2.4931e-06 |  | 16.1897 | 4.2165e-06 | 4.8018 | 4.2165e-06
1.618965121643086e+001 | 8.7956e-07 | 16.1897 | 1.618965121643086e+001 | 1.6118e-06 |  | 1.618965121643086e+001 | 2.8409e-06 |  | 1.618965121643086e+001 | 2.4993e-06 |  | 16.2009 | 4.2164e-06 | 4.7937 | 4.2164e-06
1.620087691760789e+001 | 8.8101e-07 | 16.2009 | 1.620087691760789e+001 | 1.6155e-06 |  | 1.620087691760789e+001 | 2.8481e-06 |  | 1.620087691760789e+001 | 2.5055e-06 |  | 16.2121 | 4.2162e-06 | 4.7857 | 4.2162e-06
1.621211040254537e+001 | 8.8246e-07 | 16.2121 | 1.621211040254537e+001 | 1.6193e-06 |  | 1.621211040254537e+001 | 2.8552e-06 |  | 1.621211040254537e+001 | 2.5118e-06 |  | 16.2234 | 4.2161e-06 | 4.7776 | 4.2161e-06
1.622335167664047e+001 | 8.8391e-07 | 16.2234 | 1.622335167664047e+001 | 1.623e-06 |  | 1.622335167664047e+001 | 2.8624e-06 |  | 1.622335167664047e+001 | 2.518e-06 |  | 16.2346 | 4.2159e-06 | 4.7696 | 4.2159e-06
1.623460074529409e+001 | 8.8536e-07 | 16.2346 | 1.623460074529409e+001 | 1.6268e-06 |  | 1.623460074529409e+001 | 2.8696e-06 |  | 1.623460074529409e+001 | 2.5243e-06 |  | 16.2459 | 4.2158e-06 | 4.7616 | 4.2158e-06
1.624585761391088e+001 | 8.8682e-07 | 16.2459 | 1.624585761391088e+001 | 1.6306e-06 |  | 1.624585761391088e+001 | 2.8769e-06 |  | 1.624585761391088e+001 | 2.5306e-06 |  | 16.2571 | 4.2156e-06 | 4.7536 | 4.2156e-06
1.625712228789924e+001 | 8.8829e-07 | 16.2571 | 1.625712228789924e+001 | 1.6344e-06 |  | 1.625712228789924e+001 | 2.8841e-06 |  | 1.625712228789924e+001 | 2.5369e-06 |  | 16.2684 | 4.2155e-06 | 4.7456 | 4.2155e-06
1.626839477267130e+001 | 8.8975e-07 | 16.2684 | 1.626839477267130e+001 | 1.6382e-06 |  | 1.626839477267130e+001 | 2.8914e-06 |  | 1.626839477267130e+001 | 2.5432e-06 |  | 16.2797 | 4.2153e-06 | 4.7377 | 4.2153e-06
1.627967507364299e+001 | 8.9122e-07 | 16.2797 | 1.627967507364299e+001 | 1.642e-06 |  | 1.627967507364299e+001 | 2.8987e-06 |  | 1.627967507364299e+001 | 2.5496e-06 |  | 16.291 | 4.2152e-06 | 4.7297 | 4.2152e-06
1.629096319623394e+001 | 8.9269e-07 | 16.291 | 1.629096319623394e+001 | 1.6458e-06 |  | 1.629096319623394e+001 | 2.906e-06 |  | 1.629096319623394e+001 | 2.5559e-06 |  | 16.3023 | 4.215e-06 | 4.7218 | 4.215e-06
1.630225914586757e+001 | 8.9416e-07 | 16.3023 | 1.630225914586757e+001 | 1.6496e-06 |  | 1.630225914586757e+001 | 2.9133e-06 |  | 1.630225914586757e+001 | 2.5623e-06 |  | 16.3136 | 4.2149e-06 | 4.7138 | 4.2149e-06
1.631356292797105e+001 | 8.9564e-07 | 16.3136 | 1.631356292797105e+001 | 1.6535e-06 |  | 1.631356292797105e+001 | 2.9207e-06 |  | 1.631356292797105e+001 | 2.5687e-06 |  | 16.3249 | 4.2148e-06 | 4.7059 | 4.2148e-06
1.632487454797533e+001 | 8.9712e-07 | 16.3249 | 1.632487454797533e+001 | 1.6573e-06 |  | 1.632487454797533e+001 | 2.928e-06 |  | 1.632487454797533e+001 | 2.5751e-06 |  | 16.3362 | 4.2146e-06 | 4.698 | 4.2146e-06
1.633619401131510e+001 | 8.986e-07 | 16.3362 | 1.633619401131510e+001 | 1.6612e-06 |  | 1.633619401131510e+001 | 2.9354e-06 |  | 1.633619401131510e+001 | 2.5815e-06 |  | 16.3475 | 4.2145e-06 | 4.69 | 4.2145e-06
1.634752132342883e+001 | 9.0008e-07 | 16.3475 | 1.634752132342883e+001 | 1.6651e-06 |  | 1.634752132342883e+001 | 2.9428e-06 |  | 1.634752132342883e+001 | 2.588e-06 |  | 16.3589 | 4.2143e-06 | 4.6821 | 4.2143e-06
1.635885648975876e+001 | 9.0157e-07 | 16.3589 | 1.635885648975876e+001 | 1.669e-06 |  | 1.635885648975876e+001 | 2.9503e-06 |  | 1.635885648975876e+001 | 2.5945e-06 |  | 16.3702 | 4.2142e-06 | 4.6743 | 4.2142e-06
1.637019951575092e+001 | 9.0306e-07 | 16.3702 | 1.637019951575092e+001 | 1.6729e-06 |  | 1.637019951575092e+001 | 2.9577e-06 |  | 1.637019951575092e+001 | 2.6009e-06 |  | 16.3816 | 4.214e-06 | 4.6664 | 4.214e-06
1.638155040685508e+001 | 9.0456e-07 | 16.3816 | 1.638155040685508e+001 | 1.6768e-06 |  | 1.638155040685508e+001 | 2.9652e-06 |  | 1.638155040685508e+001 | 2.6074e-06 |  | 16.3929 | 4.2139e-06 | 4.6585 | 4.2139e-06
1.639290916852483e+001 | 9.0605e-07 | 16.3929 | 1.639290916852483e+001 | 1.6807e-06 |  | 1.639290916852483e+001 | 2.9727e-06 |  | 1.639290916852483e+001 | 2.614e-06 |  | 16.4043 | 4.2137e-06 | 4.6507 | 4.2137e-06
1.640427580621751e+001 | 9.0755e-07 | 16.4043 | 1.640427580621751e+001 | 1.6846e-06 |  | 1.640427580621751e+001 | 2.9802e-06 |  | 1.640427580621751e+001 | 2.6205e-06 |  | 16.4157 | 4.2136e-06 | 4.6428 | 4.2136e-06
1.641565032539425e+001 | 9.0905e-07 | 16.4157 | 1.641565032539425e+001 | 1.6886e-06 |  | 1.641565032539425e+001 | 2.9877e-06 |  | 1.641565032539425e+001 | 2.6271e-06 |  | 16.427 | 4.2135e-06 | 4.635 | 4.2135e-06
1.642703273151999e+001 | 9.1056e-07 | 16.427 | 1.642703273151999e+001 | 1.6925e-06 |  | 1.642703273151999e+001 | 2.9953e-06 |  | 1.642703273151999e+001 | 2.6336e-06 |  | 16.4384 | 4.2133e-06 | 4.6272 | 4.2133e-06
1.643842303006343e+001 | 9.1207e-07 | 16.4384 | 1.643842303006343e+001 | 1.6965e-06 |  | 1.643842303006343e+001 | 3.0029e-06 |  | 1.643842303006343e+001 | 2.6402e-06 |  | 16.4498 | 4.2132e-06 | 4.6193 | 4.2132e-06
1.644982122649707e+001 | 9.1358e-07 | 16.4498 | 1.644982122649707e+001 | 1.7005e-06 |  | 1.644982122649707e+001 | 3.0105e-06 |  | 1.644982122649707e+001 | 2.6468e-06 |  | 16.4612 | 4.213e-06 | 4.6115 | 4.213e-06
1.646122732629722e+001 | 9.151e-07 | 16.4612 | 1.646122732629722e+001 | 1.7044e-06 |  | 1.646122732629722e+001 | 3.0181e-06 |  | 1.646122732629722e+001 | 2.6535e-06 |  | 16.4726 | 4.2129e-06 | 4.6038 | 4.2129e-06
1.647264133494396e+001 | 9.1661e-07 | 16.4726 | 1.647264133494396e+001 | 1.7084e-06 |  | 1.647264133494396e+001 | 3.0257e-06 |  | 1.647264133494396e+001 | 2.6601e-06 |  | 16.4841 | 4.2127e-06 | 4.596 | 4.2127e-06
1.648406325792120e+001 | 9.1813e-07 | 16.4841 | 1.648406325792120e+001 | 1.7124e-06 |  | 1.648406325792120e+001 | 3.0334e-06 |  | 1.648406325792120e+001 | 2.6668e-06 |  | 16.4955 | 4.2126e-06 | 4.5882 | 4.2126e-06
1.649549310071663e+001 | 9.1966e-07 | 16.4955 | 1.649549310071663e+001 | 1.7164e-06 |  | 1.649549310071663e+001 | 3.0411e-06 |  | 1.649549310071663e+001 | 2.6735e-06 |  | 16.5069 | 4.2124e-06 | 4.5805 | 4.2124e-06
1.650693086882175e+001 | 9.2118e-07 | 16.5069 | 1.650693086882175e+001 | 1.7205e-06 |  | 1.650693086882175e+001 | 3.0488e-06 |  | 1.650693086882175e+001 | 2.6802e-06 |  | 16.5184 | 4.2123e-06 | 4.5727 | 4.2123e-06
1.651837656773187e+001 | 9.2271e-07 | 16.5184 | 1.651837656773187e+001 | 1.7245e-06 |  | 1.651837656773187e+001 | 3.0565e-06 |  | 1.651837656773187e+001 | 2.6869e-06 |  | 16.5298 | 4.2122e-06 | 4.565 | 4.2122e-06
1.652983020294613e+001 | 9.2424e-07 | 16.5298 | 1.652983020294613e+001 | 1.7285e-06 |  | 1.652983020294613e+001 | 3.0642e-06 |  | 1.652983020294613e+001 | 2.6936e-06 |  | 16.5413 | 4.212e-06 | 4.5573 | 4.212e-06
1.654129177996743e+001 | 9.2578e-07 | 16.5413 | 1.654129177996743e+001 | 1.7326e-06 |  | 1.654129177996743e+001 | 3.072e-06 |  | 1.654129177996743e+001 | 2.7004e-06 |  | 16.5528 | 4.2119e-06 | 4.5495 | 4.2119e-06
1.655276130430255e+001 | 9.2732e-07 | 16.5528 | 1.655276130430255e+001 | 1.7367e-06 |  | 1.655276130430255e+001 | 3.0798e-06 |  | 1.655276130430255e+001 | 2.7072e-06 |  | 16.5642 | 4.2117e-06 | 4.5418 | 4.2117e-06
1.656423878146205e+001 | 9.2886e-07 | 16.5642 | 1.656423878146205e+001 | 1.7407e-06 |  | 1.656423878146205e+001 | 3.0876e-06 |  | 1.656423878146205e+001 | 2.7139e-06 |  | 16.5757 | 4.2116e-06 | 4.5342 | 4.2116e-06
1.657572421696030e+001 | 9.304e-07 | 16.5757 | 1.657572421696030e+001 | 1.7448e-06 |  | 1.657572421696030e+001 | 3.0954e-06 |  | 1.657572421696030e+001 | 2.7208e-06 |  | 16.5872 | 4.2114e-06 | 4.5265 | 4.2114e-06
1.658721761631554e+001 | 9.3195e-07 | 16.5872 | 1.658721761631554e+001 | 1.7489e-06 |  | 1.658721761631554e+001 | 3.1033e-06 |  | 1.658721761631554e+001 | 2.7276e-06 |  | 16.5987 | 4.2113e-06 | 4.5188 | 4.2113e-06
1.659871898504979e+001 | 9.335e-07 | 16.5987 | 1.659871898504979e+001 | 1.753e-06 |  | 1.659871898504979e+001 | 3.1111e-06 |  | 1.659871898504979e+001 | 2.7344e-06 |  | 16.6102 | 4.2112e-06 | 4.5112 | 4.2112e-06
1.661022832868892e+001 | 9.3505e-07 | 16.6102 | 1.661022832868892e+001 | 1.7572e-06 |  | 1.661022832868892e+001 | 3.119e-06 |  | 1.661022832868892e+001 | 2.7413e-06 |  | 16.6217 | 4.211e-06 | 4.5035 | 4.211e-06
1.662174565276263e+001 | 9.3661e-07 | 16.6217 | 1.662174565276263e+001 | 1.7613e-06 |  | 1.662174565276263e+001 | 3.1269e-06 |  | 1.662174565276263e+001 | 2.7482e-06 |  | 16.6333 | 4.2109e-06 | 4.4959 | 4.2109e-06
1.663327096280446e+001 | 9.3816e-07 | 16.6333 | 1.663327096280446e+001 | 1.7654e-06 |  | 1.663327096280446e+001 | 3.1349e-06 |  | 1.663327096280446e+001 | 2.7551e-06 |  | 16.6448 | 4.2107e-06 | 4.4883 | 4.2107e-06
1.664480426435178e+001 | 9.3973e-07 | 16.6448 | 1.664480426435178e+001 | 1.7696e-06 |  | 1.664480426435178e+001 | 3.1428e-06 |  | 1.664480426435178e+001 | 2.762e-06 |  | 16.6563 | 4.2106e-06 | 4.4807 | 4.2106e-06
1.665634556294579e+001 | 9.4129e-07 | 16.6563 | 1.665634556294579e+001 | 1.7738e-06 |  | 1.665634556294579e+001 | 3.1508e-06 |  | 1.665634556294579e+001 | 2.769e-06 |  | 16.6679 | 4.2104e-06 | 4.4731 | 4.2104e-06
1.666789486413155e+001 | 9.4286e-07 | 16.6679 | 1.666789486413155e+001 | 1.7779e-06 |  | 1.666789486413155e+001 | 3.1588e-06 |  | 1.666789486413155e+001 | 2.7759e-06 |  | 16.6795 | 4.2103e-06 | 4.4655 | 4.2103e-06
1.667945217345795e+001 | 9.4443e-07 | 16.6795 | 1.667945217345795e+001 | 1.7821e-06 |  | 1.667945217345795e+001 | 3.1668e-06 |  | 1.667945217345795e+001 | 2.7829e-06 |  | 16.691 | 4.2102e-06 | 4.4579 | 4.2102e-06
1.669101749647774e+001 | 9.46e-07 | 16.691 | 1.669101749647774e+001 | 1.7863e-06 |  | 1.669101749647774e+001 | 3.1749e-06 |  | 1.669101749647774e+001 | 2.7899e-06 |  | 16.7026 | 4.21e-06 | 4.4503 | 4.21e-06
1.670259083874751e+001 | 9.4758e-07 | 16.7026 | 1.670259083874751e+001 | 1.7905e-06 |  | 1.670259083874751e+001 | 3.1829e-06 |  | 1.670259083874751e+001 | 2.7969e-06 |  | 16.7142 | 4.2099e-06 | 4.4428 | 4.2099e-06
1.671417220582771e+001 | 9.4916e-07 | 16.7142 | 1.671417220582771e+001 | 1.7948e-06 |  | 1.671417220582771e+001 | 3.191e-06 |  | 1.671417220582771e+001 | 2.804e-06 |  | 16.7258 | 4.2097e-06 | 4.4352 | 4.2097e-06
1.672576160328265e+001 | 9.5074e-07 | 16.7258 | 1.672576160328265e+001 | 1.799e-06 |  | 1.672576160328265e+001 | 3.1991e-06 |  | 1.672576160328265e+001 | 2.811e-06 |  | 16.7374 | 4.2096e-06 | 4.4277 | 4.2096e-06
1.673735903668047e+001 | 9.5232e-07 | 16.7374 | 1.673735903668047e+001 | 1.8032e-06 |  | 1.673735903668047e+001 | 3.2073e-06 |  | 1.673735903668047e+001 | 2.8181e-06 |  | 16.749 | 4.2095e-06 | 4.4202 | 4.2095e-06
1.674896451159322e+001 | 9.5391e-07 | 16.749 | 1.674896451159322e+001 | 1.8075e-06 |  | 1.674896451159322e+001 | 3.2154e-06 |  | 1.674896451159322e+001 | 2.8252e-06 |  | 16.7606 | 4.2093e-06 | 4.4127 | 4.2093e-06
1.676057803359677e+001 | 9.555e-07 | 16.7606 | 1.676057803359677e+001 | 1.8117e-06 |  | 1.676057803359677e+001 | 3.2236e-06 |  | 1.676057803359677e+001 | 2.8323e-06 |  | 16.7722 | 4.2092e-06 | 4.4052 | 4.2092e-06
1.677219960827086e+001 | 9.5709e-07 | 16.7722 | 1.677219960827086e+001 | 1.816e-06 |  | 1.677219960827086e+001 | 3.2318e-06 |  | 1.677219960827086e+001 | 2.8394e-06 |  | 16.7838 | 4.209e-06 | 4.3977 | 4.209e-06
1.678382924119914e+001 | 9.5869e-07 | 16.7838 | 1.678382924119914e+001 | 1.8203e-06 |  | 1.678382924119914e+001 | 3.24e-06 |  | 1.678382924119914e+001 | 2.8466e-06 |  | 16.7955 | 4.2089e-06 | 4.3902 | 4.2089e-06
1.679546693796908e+001 | 9.6029e-07 | 16.7955 | 1.679546693796908e+001 | 1.8246e-06 |  | 1.679546693796908e+001 | 3.2482e-06 |  | 1.679546693796908e+001 | 2.8537e-06 |  | 16.8071 | 4.2087e-06 | 4.3828 | 4.2087e-06
1.680711270417206e+001 | 9.6189e-07 | 16.8071 | 1.680711270417206e+001 | 1.8289e-06 |  | 1.680711270417206e+001 | 3.2565e-06 |  | 1.680711270417206e+001 | 2.8609e-06 |  | 16.8188 | 4.2086e-06 | 4.3753 | 4.2086e-06
1.681876654540331e+001 | 9.635e-07 | 16.8188 | 1.681876654540331e+001 | 1.8332e-06 |  | 1.681876654540331e+001 | 3.2648e-06 |  | 1.681876654540331e+001 | 2.8681e-06 |  | 16.8304 | 4.2085e-06 | 4.3679 | 4.2085e-06
1.683042846726196e+001 | 9.651e-07 | 16.8304 | 1.683042846726196e+001 | 1.8376e-06 |  | 1.683042846726196e+001 | 3.2731e-06 |  | 1.683042846726196e+001 | 2.8753e-06 |  | 16.8421 | 4.2083e-06 | 4.3605 | 4.2083e-06
1.684209847535102e+001 | 9.6672e-07 | 16.8421 | 1.684209847535102e+001 | 1.8419e-06 |  | 1.684209847535102e+001 | 3.2814e-06 |  | 1.684209847535102e+001 | 2.8826e-06 |  | 16.8538 | 4.2082e-06 | 4.3531 | 4.2082e-06
1.685377657527738e+001 | 9.6833e-07 | 16.8538 | 1.685377657527738e+001 | 1.8463e-06 |  | 1.685377657527738e+001 | 3.2898e-06 |  | 1.685377657527738e+001 | 2.8899e-06 |  | 16.8655 | 4.208e-06 | 4.3457 | 4.208e-06
1.686546277265181e+001 | 9.6995e-07 | 16.8655 | 1.686546277265181e+001 | 1.8506e-06 |  | 1.686546277265181e+001 | 3.2981e-06 |  | 1.686546277265181e+001 | 2.8971e-06 |  | 16.8772 | 4.2079e-06 | 4.3383 | 4.2079e-06
1.687715707308899e+001 | 9.7157e-07 | 16.8772 | 1.687715707308899e+001 | 1.855e-06 |  | 1.687715707308899e+001 | 3.3065e-06 |  | 1.687715707308899e+001 | 2.9044e-06 |  | 16.8889 | 4.2078e-06 | 4.3309 | 4.2078e-06
1.688885948220747e+001 | 9.7319e-07 | 16.8889 | 1.688885948220747e+001 | 1.8594e-06 |  | 1.688885948220747e+001 | 3.3149e-06 |  | 1.688885948220747e+001 | 2.9118e-06 |  | 16.9006 | 4.2076e-06 | 4.3235 | 4.2076e-06
1.690057000562972e+001 | 9.7481e-07 | 16.9006 | 1.690057000562972e+001 | 1.8638e-06 |  | 1.690057000562972e+001 | 3.3234e-06 |  | 1.690057000562972e+001 | 2.9191e-06 |  | 16.9123 | 4.2075e-06 | 4.3162 | 4.2075e-06
1.691228864898209e+001 | 9.7644e-07 | 16.9123 | 1.691228864898209e+001 | 1.8682e-06 |  | 1.691228864898209e+001 | 3.3318e-06 |  | 1.691228864898209e+001 | 2.9265e-06 |  | 16.924 | 4.2073e-06 | 4.3089 | 4.2073e-06
1.692401541789484e+001 | 9.7807e-07 | 16.924 | 1.692401541789484e+001 | 1.8726e-06 |  | 1.692401541789484e+001 | 3.3403e-06 |  | 1.692401541789484e+001 | 2.9338e-06 |  | 16.9358 | 4.2072e-06 | 4.3015 | 4.2072e-06
1.693575031800213e+001 | 9.7971e-07 | 16.9358 | 1.693575031800213e+001 | 1.8771e-06 |  | 1.693575031800213e+001 | 3.3488e-06 |  | 1.693575031800213e+001 | 2.9412e-06 |  | 16.9475 | 4.2071e-06 | 4.2942 | 4.2071e-06
1.694749335494203e+001 | 9.8134e-07 | 16.9475 | 1.694749335494203e+001 | 1.8815e-06 |  | 1.694749335494203e+001 | 3.3573e-06 |  | 1.694749335494203e+001 | 2.9486e-06 |  | 16.9592 | 4.2069e-06 | 4.2869 | 4.2069e-06
1.695924453435652e+001 | 9.8298e-07 | 16.9592 | 1.695924453435652e+001 | 1.8859e-06 |  | 1.695924453435652e+001 | 3.3659e-06 |  | 1.695924453435652e+001 | 2.9561e-06 |  | 16.971 | 4.2068e-06 | 4.2796 | 4.2068e-06
1.697100386189148e+001 | 9.8462e-07 | 16.971 | 1.697100386189148e+001 | 1.8904e-06 |  | 1.697100386189148e+001 | 3.3745e-06 |  | 1.697100386189148e+001 | 2.9635e-06 |  | 16.9828 | 4.2066e-06 | 4.2723 | 4.2066e-06
1.698277134319672e+001 | 9.8627e-07 | 16.9828 | 1.698277134319672e+001 | 1.8949e-06 |  | 1.698277134319672e+001 | 3.3831e-06 |  | 1.698277134319672e+001 | 2.971e-06 |  | 16.9945 | 4.2065e-06 | 4.2651 | 4.2065e-06
1.699454698392596e+001 | 9.8792e-07 | 16.9945 | 1.699454698392596e+001 | 1.8994e-06 |  | 1.699454698392596e+001 | 3.3917e-06 |  | 1.699454698392596e+001 | 2.9785e-06 |  | 17.0063 | 4.2064e-06 | 4.2578 | 4.2064e-06
1.700633078973686e+001 | 9.8957e-07 | 17.0063 | 1.700633078973686e+001 | 1.9039e-06 |  | 1.700633078973686e+001 | 3.4003e-06 |  | 1.700633078973686e+001 | 2.986e-06 |  | 17.0181 | 4.2062e-06 | 4.2506 | 4.2062e-06
1.701812276629096e+001 | 9.9122e-07 | 17.0181 | 1.701812276629096e+001 | 1.9084e-06 |  | 1.701812276629096e+001 | 3.409e-06 |  | 1.701812276629096e+001 | 2.9936e-06 |  | 17.0299 | 4.2061e-06 | 4.2433 | 4.2061e-06
1.702992291925376e+001 | 9.9288e-07 | 17.0299 | 1.702992291925376e+001 | 1.9129e-06 |  | 1.702992291925376e+001 | 3.4177e-06 |  | 1.702992291925376e+001 | 3.0011e-06 |  | 17.0417 | 4.2059e-06 | 4.2361 | 4.2059e-06
1.704173125429469e+001 | 9.9454e-07 | 17.0417 | 1.704173125429469e+001 | 1.9174e-06 |  | 1.704173125429469e+001 | 3.4264e-06 |  | 1.704173125429469e+001 | 3.0087e-06 |  | 17.0535 | 4.2058e-06 | 4.2289 | 4.2058e-06
1.705354777708709e+001 | 9.962e-07 | 17.0535 | 1.705354777708709e+001 | 1.922e-06 |  | 1.705354777708709e+001 | 3.4351e-06 |  | 1.705354777708709e+001 | 3.0163e-06 |  | 17.0654 | 4.2057e-06 | 4.2217 | 4.2057e-06
1.706537249330824e+001 | 9.9786e-07 | 17.0654 | 1.706537249330824e+001 | 1.9265e-06 |  | 1.706537249330824e+001 | 3.4438e-06 |  | 1.706537249330824e+001 | 3.0239e-06 |  | 17.0772 | 4.2055e-06 | 4.2145 | 4.2055e-06
1.707720540863937e+001 | 9.9953e-07 | 17.0772 | 1.707720540863937e+001 | 1.9311e-06 |  | 1.707720540863937e+001 | 3.4526e-06 |  | 1.707720540863937e+001 | 3.0315e-06 |  | 17.089 | 4.2054e-06 | 4.2074 | 4.2054e-06
1.708904652876563e+001 | 1.0012e-06 | 17.089 | 1.708904652876563e+001 | 1.9357e-06 |  | 1.708904652876563e+001 | 3.4614e-06 |  | 1.708904652876563e+001 | 3.0392e-06 |  | 17.1009 | 4.2052e-06 | 4.2002 | 4.2052e-06
1.710089585937613e+001 | 1.0029e-06 | 17.1009 | 1.710089585937613e+001 | 1.9403e-06 |  | 1.710089585937613e+001 | 3.4702e-06 |  | 1.710089585937613e+001 | 3.0468e-06 |  | 17.1128 | 4.2051e-06 | 4.1931 | 4.2051e-06
1.711275340616392e+001 | 1.0045e-06 | 17.1128 | 1.711275340616392e+001 | 1.9449e-06 |  | 1.711275340616392e+001 | 3.4791e-06 |  | 1.711275340616392e+001 | 3.0545e-06 |  | 17.1246 | 4.205e-06 | 4.1859 | 4.205e-06
1.712461917482599e+001 | 1.0062e-06 | 17.1246 | 1.712461917482599e+001 | 1.9495e-06 |  | 1.712461917482599e+001 | 3.4879e-06 |  | 1.712461917482599e+001 | 3.0622e-06 |  | 17.1365 | 4.2048e-06 | 4.1788 | 4.2048e-06
1.713649317106328e+001 | 1.0079e-06 | 17.1365 | 1.713649317106328e+001 | 1.9541e-06 |  | 1.713649317106328e+001 | 3.4968e-06 |  | 1.713649317106328e+001 | 3.07e-06 |  | 17.1484 | 4.2047e-06 | 4.1717 | 4.2047e-06
1.714837540058070e+001 | 1.0096e-06 | 17.1484 | 1.714837540058070e+001 | 1.9588e-06 |  | 1.714837540058070e+001 | 3.5057e-06 |  | 1.714837540058070e+001 | 3.0777e-06 |  | 17.1603 | 4.2046e-06 | 4.1646 | 4.2046e-06
1.716026586908708e+001 | 1.0113e-06 | 17.1603 | 1.716026586908708e+001 | 1.9634e-06 |  | 1.716026586908708e+001 | 3.5146e-06 |  | 1.716026586908708e+001 | 3.0855e-06 |  | 17.1722 | 4.2044e-06 | 4.1575 | 4.2044e-06
1.717216458229526e+001 | 1.013e-06 | 17.1722 | 1.717216458229526e+001 | 1.9681e-06 |  | 1.717216458229526e+001 | 3.5236e-06 |  | 1.717216458229526e+001 | 3.0933e-06 |  | 17.1841 | 4.2043e-06 | 4.1505 | 4.2043e-06
1.718407154592200e+001 | 1.0147e-06 | 17.1841 | 1.718407154592200e+001 | 1.9727e-06 |  | 1.718407154592200e+001 | 3.5326e-06 |  | 1.718407154592200e+001 | 3.1011e-06 |  | 17.196 | 4.2041e-06 | 4.1434 | 4.2041e-06
1.719598676568803e+001 | 1.0164e-06 | 17.196 | 1.719598676568803e+001 | 1.9774e-06 |  | 1.719598676568803e+001 | 3.5416e-06 |  | 1.719598676568803e+001 | 3.1089e-06 |  | 17.2079 | 4.204e-06 | 4.1363 | 4.204e-06
1.720791024731805e+001 | 1.0181e-06 | 17.2079 | 1.720791024731805e+001 | 1.9821e-06 |  | 1.720791024731805e+001 | 3.5506e-06 |  | 1.720791024731805e+001 | 3.1167e-06 |  | 17.2198 | 4.2039e-06 | 4.1293 | 4.2039e-06
1.721984199654076e+001 | 1.0198e-06 | 17.2198 | 1.721984199654076e+001 | 1.9868e-06 |  | 1.721984199654076e+001 | 3.5596e-06 |  | 1.721984199654076e+001 | 3.1246e-06 |  | 17.2318 | 4.2037e-06 | 4.1223 | 4.2037e-06
1.723178201908878e+001 | 1.0215e-06 | 17.2318 | 1.723178201908878e+001 | 1.9915e-06 |  | 1.723178201908878e+001 | 3.5687e-06 |  | 1.723178201908878e+001 | 3.1325e-06 |  | 17.2437 | 4.2036e-06 | 4.1153 | 4.2036e-06
1.724373032069874e+001 | 1.0232e-06 | 17.2437 | 1.724373032069874e+001 | 1.9963e-06 |  | 1.724373032069874e+001 | 3.5778e-06 |  | 1.724373032069874e+001 | 3.1404e-06 |  | 17.2557 | 4.2035e-06 | 4.1083 | 4.2035e-06
1.725568690711123e+001 | 1.0249e-06 | 17.2557 | 1.725568690711123e+001 | 2.001e-06 |  | 1.725568690711123e+001 | 3.5869e-06 |  | 1.725568690711123e+001 | 3.1483e-06 |  | 17.2677 | 4.2033e-06 | 4.1013 | 4.2033e-06
1.726765178407084e+001 | 1.0266e-06 | 17.2677 | 1.726765178407084e+001 | 2.0057e-06 |  | 1.726765178407084e+001 | 3.596e-06 |  | 1.726765178407084e+001 | 3.1563e-06 |  | 17.2796 | 4.2032e-06 | 4.0943 | 4.2032e-06
1.727962495732612e+001 | 1.0283e-06 | 17.2796 | 1.727962495732612e+001 | 2.0105e-06 |  | 1.727962495732612e+001 | 3.6052e-06 |  | 1.727962495732612e+001 | 3.1642e-06 |  | 17.2916 | 4.203e-06 | 4.0874 | 4.203e-06
1.729160643262963e+001 | 1.03e-06 | 17.2916 | 1.729160643262963e+001 | 2.0153e-06 |  | 1.729160643262963e+001 | 3.6144e-06 |  | 1.729160643262963e+001 | 3.1722e-06 |  | 17.3036 | 4.2029e-06 | 4.0804 | 4.2029e-06
1.730359621573789e+001 | 1.0317e-06 | 17.3036 | 1.730359621573789e+001 | 2.0201e-06 |  | 1.730359621573789e+001 | 3.6236e-06 |  | 1.730359621573789e+001 | 3.1802e-06 |  | 17.3156 | 4.2028e-06 | 4.0735 | 4.2028e-06
1.731559431241144e+001 | 1.0335e-06 | 17.3156 | 1.731559431241144e+001 | 2.0249e-06 |  | 1.731559431241144e+001 | 3.6328e-06 |  | 1.731559431241144e+001 | 3.1882e-06 |  | 17.3276 | 4.2026e-06 | 4.0666 | 4.2026e-06
1.732760072841480e+001 | 1.0352e-06 | 17.3276 | 1.732760072841480e+001 | 2.0297e-06 |  | 1.732760072841480e+001 | 3.642e-06 |  | 1.732760072841480e+001 | 3.1963e-06 |  | 17.3396 | 4.2025e-06 | 4.0597 | 4.2025e-06
1.733961546951649e+001 | 1.0369e-06 | 17.3396 | 1.733961546951649e+001 | 2.0345e-06 |  | 1.733961546951649e+001 | 3.6513e-06 |  | 1.733961546951649e+001 | 3.2043e-06 |  | 17.3516 | 4.2024e-06 | 4.0528 | 4.2024e-06
1.735163854148902e+001 | 1.0386e-06 | 17.3516 | 1.735163854148902e+001 | 2.0393e-06 |  | 1.735163854148902e+001 | 3.6606e-06 |  | 1.735163854148902e+001 | 3.2124e-06 |  | 17.3637 | 4.2022e-06 | 4.0459 | 4.2022e-06
1.736366995010892e+001 | 1.0404e-06 | 17.3637 | 1.736366995010892e+001 | 2.0442e-06 |  | 1.736366995010892e+001 | 3.6699e-06 |  | 1.736366995010892e+001 | 3.2205e-06 |  | 17.3757 | 4.2021e-06 | 4.0391 | 4.2021e-06
1.737570970115671e+001 | 1.0421e-06 | 17.3757 | 1.737570970115671e+001 | 2.049e-06 |  | 1.737570970115671e+001 | 3.6792e-06 |  | 1.737570970115671e+001 | 3.2286e-06 |  | 17.3878 | 4.2019e-06 | 4.0322 | 4.2019e-06
1.738775780041694e+001 | 1.0438e-06 | 17.3878 | 1.738775780041694e+001 | 2.0539e-06 |  | 1.738775780041694e+001 | 3.6886e-06 |  | 1.738775780041694e+001 | 3.2368e-06 |  | 17.3998 | 4.2018e-06 | 4.0254 | 4.2018e-06
1.739981425367813e+001 | 1.0456e-06 | 17.3998 | 1.739981425367813e+001 | 2.0587e-06 |  | 1.739981425367813e+001 | 3.698e-06 |  | 1.739981425367813e+001 | 3.2449e-06 |  | 17.4119 | 4.2017e-06 | 4.0185 | 4.2017e-06
1.741187906673287e+001 | 1.0473e-06 | 17.4119 | 1.741187906673287e+001 | 2.0636e-06 |  | 1.741187906673287e+001 | 3.7074e-06 |  | 1.741187906673287e+001 | 3.2531e-06 |  | 17.424 | 4.2015e-06 | 4.0117 | 4.2015e-06
1.742395224537771e+001 | 1.0491e-06 | 17.424 | 1.742395224537771e+001 | 2.0685e-06 |  | 1.742395224537771e+001 | 3.7168e-06 |  | 1.742395224537771e+001 | 3.2613e-06 |  | 17.436 | 4.2014e-06 | 4.0049 | 4.2014e-06
1.743603379541326e+001 | 1.0508e-06 | 17.436 | 1.743603379541326e+001 | 2.0734e-06 |  | 1.743603379541326e+001 | 3.7263e-06 |  | 1.743603379541326e+001 | 3.2695e-06 |  | 17.4481 | 4.2013e-06 | 3.9981 | 4.2013e-06
1.744812372264413e+001 | 1.0526e-06 | 17.4481 | 1.744812372264413e+001 | 2.0784e-06 |  | 1.744812372264413e+001 | 3.7357e-06 |  | 1.744812372264413e+001 | 3.2778e-06 |  | 17.4602 | 4.2011e-06 | 3.9914 | 4.2011e-06
1.746022203287896e+001 | 1.0543e-06 | 17.4602 | 1.746022203287896e+001 | 2.0833e-06 |  | 1.746022203287896e+001 | 3.7452e-06 |  | 1.746022203287896e+001 | 3.286e-06 |  | 17.4723 | 4.201e-06 | 3.9846 | 4.201e-06
1.747232873193044e+001 | 1.0561e-06 | 17.4723 | 1.747232873193044e+001 | 2.0882e-06 |  | 1.747232873193044e+001 | 3.7548e-06 |  | 1.747232873193044e+001 | 3.2943e-06 |  | 17.4844 | 4.2009e-06 | 3.9779 | 4.2009e-06
1.748444382561524e+001 | 1.0578e-06 | 17.4844 | 1.748444382561524e+001 | 2.0932e-06 |  | 1.748444382561524e+001 | 3.7643e-06 |  | 1.748444382561524e+001 | 3.3026e-06 |  | 17.4966 | 4.2007e-06 | 3.9711 | 4.2007e-06
1.749656731975412e+001 | 1.0596e-06 | 17.4966 | 1.749656731975412e+001 | 2.0982e-06 |  | 1.749656731975412e+001 | 3.7739e-06 |  | 1.749656731975412e+001 | 3.3109e-06 |  | 17.5087 | 4.2006e-06 | 3.9644 | 4.2006e-06
1.750869922017184e+001 | 1.0613e-06 | 17.5087 | 1.750869922017184e+001 | 2.1031e-06 |  | 1.750869922017184e+001 | 3.7835e-06 |  | 1.750869922017184e+001 | 3.3192e-06 |  | 17.5208 | 4.2004e-06 | 3.9577 | 4.2004e-06
1.752083953269720e+001 | 1.0631e-06 | 17.5208 | 1.752083953269720e+001 | 2.1081e-06 |  | 1.752083953269720e+001 | 3.7931e-06 |  | 1.752083953269720e+001 | 3.3276e-06 |  | 17.533 | 4.2003e-06 | 3.951 | 4.2003e-06
1.753298826316306e+001 | 1.0649e-06 | 17.533 | 1.753298826316306e+001 | 2.1131e-06 |  | 1.753298826316306e+001 | 3.8027e-06 |  | 1.753298826316306e+001 | 3.336e-06 |  | 17.5451 | 4.2002e-06 | 3.9443 | 4.2002e-06
1.754514541740631e+001 | 1.0666e-06 | 17.5451 | 1.754514541740631e+001 | 2.1181e-06 |  | 1.754514541740631e+001 | 3.8123e-06 |  | 1.754514541740631e+001 | 3.3444e-06 |  | 17.5573 | 4.2e-06 | 3.9377 | 4.2e-06
1.755731100126790e+001 | 1.0684e-06 | 17.5573 | 1.755731100126790e+001 | 2.1232e-06 |  | 1.755731100126790e+001 | 3.822e-06 |  | 1.755731100126790e+001 | 3.3528e-06 |  | 17.5695 | 4.1999e-06 | 3.931 | 4.1999e-06
1.756948502059280e+001 | 1.0702e-06 | 17.5695 | 1.756948502059280e+001 | 2.1282e-06 |  | 1.756948502059280e+001 | 3.8317e-06 |  | 1.756948502059280e+001 | 3.3612e-06 |  | 17.5817 | 4.1998e-06 | 3.9244 | 4.1998e-06
1.758166748123008e+001 | 1.072e-06 | 17.5817 | 1.758166748123008e+001 | 2.1332e-06 |  | 1.758166748123008e+001 | 3.8414e-06 |  | 1.758166748123008e+001 | 3.3697e-06 |  | 17.5939 | 4.1996e-06 | 3.9177 | 4.1996e-06
1.759385838903283e+001 | 1.0737e-06 | 17.5939 | 1.759385838903283e+001 | 2.1383e-06 |  | 1.759385838903283e+001 | 3.8512e-06 |  | 1.759385838903283e+001 | 3.3781e-06 |  | 17.6061 | 4.1995e-06 | 3.9111 | 4.1995e-06
1.760605774985820e+001 | 1.0755e-06 | 17.6061 | 1.760605774985820e+001 | 2.1434e-06 |  | 1.760605774985820e+001 | 3.861e-06 |  | 1.760605774985820e+001 | 3.3866e-06 |  | 17.6183 | 4.1994e-06 | 3.9045 | 4.1994e-06
1.761826556956742e+001 | 1.0773e-06 | 17.6183 | 1.761826556956742e+001 | 2.1484e-06 |  | 1.761826556956742e+001 | 3.8707e-06 |  | 1.761826556956742e+001 | 3.3952e-06 |  | 17.6305 | 4.1992e-06 | 3.8979 | 4.1992e-06
1.763048185402578e+001 | 1.0791e-06 | 17.6305 | 1.763048185402578e+001 | 2.1535e-06 |  | 1.763048185402578e+001 | 3.8806e-06 |  | 1.763048185402578e+001 | 3.4037e-06 |  | 17.6427 | 4.1991e-06 | 3.8914 | 4.1991e-06
1.764270660910261e+001 | 1.0809e-06 | 17.6427 | 1.764270660910261e+001 | 2.1586e-06 |  | 1.764270660910261e+001 | 3.8904e-06 |  | 1.764270660910261e+001 | 3.4122e-06 |  | 17.6549 | 4.199e-06 | 3.8848 | 4.199e-06
1.765493984067135e+001 | 1.0827e-06 | 17.6549 | 1.765493984067135e+001 | 2.1638e-06 |  | 1.765493984067135e+001 | 3.9002e-06 |  | 1.765493984067135e+001 | 3.4208e-06 |  | 17.6672 | 4.1988e-06 | 3.8783 | 4.1988e-06
1.766718155460949e+001 | 1.0844e-06 | 17.6672 | 1.766718155460949e+001 | 2.1689e-06 |  | 1.766718155460949e+001 | 3.9101e-06 |  | 1.766718155460949e+001 | 3.4294e-06 |  | 17.6794 | 4.1987e-06 | 3.8717 | 4.1987e-06
1.767943175679859e+001 | 1.0862e-06 | 17.6794 | 1.767943175679859e+001 | 2.174e-06 |  | 1.767943175679859e+001 | 3.92e-06 |  | 1.767943175679859e+001 | 3.438e-06 |  | 17.6917 | 4.1986e-06 | 3.8652 | 4.1986e-06
1.769169045312431e+001 | 1.088e-06 | 17.6917 | 1.769169045312431e+001 | 2.1792e-06 |  | 1.769169045312431e+001 | 3.93e-06 |  | 1.769169045312431e+001 | 3.4466e-06 |  | 17.704 | 4.1984e-06 | 3.8587 | 4.1984e-06
1.770395764947636e+001 | 1.0898e-06 | 17.704 | 1.770395764947636e+001 | 2.1843e-06 |  | 1.770395764947636e+001 | 3.9399e-06 |  | 1.770395764947636e+001 | 3.4553e-06 |  | 17.7162 | 4.1983e-06 | 3.8522 | 4.1983e-06
1.771623335174857e+001 | 1.0916e-06 | 17.7162 | 1.771623335174857e+001 | 2.1895e-06 |  | 1.771623335174857e+001 | 3.9499e-06 |  | 1.771623335174857e+001 | 3.4639e-06 |  | 17.7285 | 4.1982e-06 | 3.8458 | 4.1982e-06
1.772851756583882e+001 | 1.0934e-06 | 17.7285 | 1.772851756583882e+001 | 2.1947e-06 |  | 1.772851756583882e+001 | 3.9599e-06 |  | 1.772851756583882e+001 | 3.4726e-06 |  | 17.7408 | 4.198e-06 | 3.8393 | 4.198e-06
1.774081029764911e+001 | 1.0952e-06 | 17.7408 | 1.774081029764911e+001 | 2.1999e-06 |  | 1.774081029764911e+001 | 3.9699e-06 |  | 1.774081029764911e+001 | 3.4813e-06 |  | 17.7531 | 4.1979e-06 | 3.8328 | 4.1979e-06
1.775311155308553e+001 | 1.097e-06 | 17.7531 | 1.775311155308553e+001 | 2.2051e-06 |  | 1.775311155308553e+001 | 3.9799e-06 |  | 1.775311155308553e+001 | 3.4901e-06 |  | 17.7654 | 4.1978e-06 | 3.8264 | 4.1978e-06
1.776542133805823e+001 | 1.0989e-06 | 17.7654 | 1.776542133805823e+001 | 2.2103e-06 |  | 1.776542133805823e+001 | 3.99e-06 |  | 1.776542133805823e+001 | 3.4988e-06 |  | 17.7777 | 4.1976e-06 | 3.82 | 4.1976e-06
1.777773965848150e+001 | 1.1007e-06 | 17.7777 | 1.777773965848150e+001 | 2.2155e-06 |  | 1.777773965848150e+001 | 4e-06 |  | 1.777773965848150e+001 | 3.5076e-06 |  | 17.7901 | 4.1975e-06 | 3.8136 | 4.1975e-06
1.779006652027372e+001 | 1.1025e-06 | 17.7901 | 1.779006652027372e+001 | 2.2207e-06 |  | 1.779006652027372e+001 | 4.0102e-06 |  | 1.779006652027372e+001 | 3.5164e-06 |  | 17.8024 | 4.1974e-06 | 3.8072 | 4.1974e-06
1.780240192935735e+001 | 1.1043e-06 | 17.8024 | 1.780240192935735e+001 | 2.226e-06 |  | 1.780240192935735e+001 | 4.0203e-06 |  | 1.780240192935735e+001 | 3.5252e-06 |  | 17.8147 | 4.1972e-06 | 3.8008 | 4.1972e-06
1.781474589165899e+001 | 1.1061e-06 | 17.8147 | 1.781474589165899e+001 | 2.2312e-06 |  | 1.781474589165899e+001 | 4.0304e-06 |  | 1.781474589165899e+001 | 3.534e-06 |  | 17.8271 | 4.1971e-06 | 3.7945 | 4.1971e-06
1.782709841310932e+001 | 1.1079e-06 | 17.8271 | 1.782709841310932e+001 | 2.2365e-06 |  | 1.782709841310932e+001 | 4.0406e-06 |  | 1.782709841310932e+001 | 3.5428e-06 |  | 17.8395 | 4.1969e-06 | 3.7881 | 4.197e-06
1.783945949964316e+001 | 1.1097e-06 | 17.8395 | 1.783945949964316e+001 | 2.2418e-06 |  | 1.783945949964316e+001 | 4.0508e-06 |  | 1.783945949964316e+001 | 3.5517e-06 |  | 17.8518 | 4.1968e-06 | 3.7818 | 4.1968e-06
1.785182915719943e+001 | 1.1116e-06 | 17.8518 | 1.785182915719943e+001 | 2.2471e-06 |  | 1.785182915719943e+001 | 4.061e-06 |  | 1.785182915719943e+001 | 3.5606e-06 |  | 17.8642 | 4.1967e-06 | 3.7755 | 4.1967e-06
1.786420739172117e+001 | 1.1134e-06 | 17.8642 | 1.786420739172117e+001 | 2.2524e-06 |  | 1.786420739172117e+001 | 4.0712e-06 |  | 1.786420739172117e+001 | 3.5695e-06 |  | 17.8766 | 4.1966e-06 | 3.7692 | 4.1966e-06
1.787659420915552e+001 | 1.1152e-06 | 17.8766 | 1.787659420915552e+001 | 2.2577e-06 |  | 1.787659420915552e+001 | 4.0815e-06 |  | 1.787659420915552e+001 | 3.5784e-06 |  | 17.889 | 4.1964e-06 | 3.7629 | 4.1964e-06
1.788898961545380e+001 | 1.117e-06 | 17.889 | 1.788898961545380e+001 | 2.263e-06 |  | 1.788898961545380e+001 | 4.0918e-06 |  | 1.788898961545380e+001 | 3.5873e-06 |  | 17.9014 | 4.1963e-06 | 3.7566 | 4.1963e-06
1.790139361657139e+001 | 1.1189e-06 | 17.9014 | 1.790139361657139e+001 | 2.2683e-06 |  | 1.790139361657139e+001 | 4.1021e-06 |  | 1.790139361657139e+001 | 3.5963e-06 |  | 17.9138 | 4.1962e-06 | 3.7503 | 4.1962e-06
1.791380621846784e+001 | 1.1207e-06 | 17.9138 | 1.791380621846784e+001 | 2.2737e-06 |  | 1.791380621846784e+001 | 4.1124e-06 |  | 1.791380621846784e+001 | 3.6052e-06 |  | 17.9262 | 4.196e-06 | 3.7441 | 4.196e-06
1.792622742710682e+001 | 1.1225e-06 | 17.9262 | 1.792622742710682e+001 | 2.279e-06 |  | 1.792622742710682e+001 | 4.1227e-06 |  | 1.792622742710682e+001 | 3.6142e-06 |  | 17.9387 | 4.1959e-06 | 3.7378 | 4.1959e-06
1.793865724845615e+001 | 1.1244e-06 | 17.9387 | 1.793865724845615e+001 | 2.2844e-06 |  | 1.793865724845615e+001 | 4.1331e-06 |  | 1.793865724845615e+001 | 3.6232e-06 |  | 17.9511 | 4.1958e-06 | 3.7316 | 4.1958e-06
1.795109568848776e+001 | 1.1262e-06 | 17.9511 | 1.795109568848776e+001 | 2.2898e-06 |  | 1.795109568848776e+001 | 4.1435e-06 |  | 1.795109568848776e+001 | 3.6323e-06 |  | 17.9635 | 4.1956e-06 | 3.7254 | 4.1956e-06
1.796354275317774e+001 | 1.1281e-06 | 17.9635 | 1.796354275317774e+001 | 2.2952e-06 |  | 1.796354275317774e+001 | 4.1539e-06 |  | 1.796354275317774e+001 | 3.6413e-06 |  | 17.976 | 4.1955e-06 | 3.7192 | 4.1955e-06
1.797599844850632e+001 | 1.1299e-06 | 17.976 | 1.797599844850632e+001 | 2.3006e-06 |  | 1.797599844850632e+001 | 4.1643e-06 |  | 1.797599844850632e+001 | 3.6504e-06 |  | 17.9885 | 4.1954e-06 | 3.7131 | 4.1954e-06
1.798846278045789e+001 | 1.1317e-06 | 17.9885 | 1.798846278045789e+001 | 2.306e-06 |  | 1.798846278045789e+001 | 4.1748e-06 |  | 1.798846278045789e+001 | 3.6595e-06 |  | 18.0009 | 4.1952e-06 | 3.7069 | 4.1952e-06
1.800093575502095e+001 | 1.1336e-06 | 18.0009 | 1.800093575502095e+001 | 2.3114e-06 |  | 1.800093575502095e+001 | 4.1852e-06 |  | 1.800093575502095e+001 | 3.6686e-06 |  | 18.0134 | 4.1951e-06 | 3.7008 | 4.1951e-06
1.801341737818821e+001 | 1.1354e-06 | 18.0134 | 1.801341737818821e+001 | 2.3168e-06 |  | 1.801341737818821e+001 | 4.1957e-06 |  | 1.801341737818821e+001 | 3.6777e-06 |  | 18.0259 | 4.195e-06 | 3.6946 | 4.195e-06
1.802590765595647e+001 | 1.1373e-06 | 18.0259 | 1.802590765595647e+001 | 2.3223e-06 |  | 1.802590765595647e+001 | 4.2062e-06 |  | 1.802590765595647e+001 | 3.6868e-06 |  | 18.0384 | 4.1948e-06 | 3.6885 | 4.1948e-06
1.803840659432675e+001 | 1.1391e-06 | 18.0384 | 1.803840659432675e+001 | 2.3277e-06 |  | 1.803840659432675e+001 | 4.2168e-06 |  | 1.803840659432675e+001 | 3.696e-06 |  | 18.0509 | 4.1947e-06 | 3.6824 | 4.1947e-06
1.805091419930419e+001 | 1.141e-06 | 18.0509 | 1.805091419930419e+001 | 2.3332e-06 |  | 1.805091419930419e+001 | 4.2273e-06 |  | 1.805091419930419e+001 | 3.7051e-06 |  | 18.0634 | 4.1946e-06 | 3.6763 | 4.1946e-06
1.806343047689811e+001 | 1.1428e-06 | 18.0634 | 1.806343047689811e+001 | 2.3386e-06 |  | 1.806343047689811e+001 | 4.2379e-06 |  | 1.806343047689811e+001 | 3.7143e-06 |  | 18.076 | 4.1944e-06 | 3.6703 | 4.1944e-06
1.807595543312198e+001 | 1.1447e-06 | 18.076 | 1.807595543312198e+001 | 2.3441e-06 |  | 1.807595543312198e+001 | 4.2485e-06 |  | 1.807595543312198e+001 | 3.7236e-06 |  | 18.0885 | 4.1943e-06 | 3.6642 | 4.1943e-06
1.808848907399348e+001 | 1.1465e-06 | 18.0885 | 1.808848907399348e+001 | 2.3496e-06 |  | 1.808848907399348e+001 | 4.2591e-06 |  | 1.808848907399348e+001 | 3.7328e-06 |  | 18.101 | 4.1942e-06 | 3.6582 | 4.1942e-06
1.810103140553441e+001 | 1.1484e-06 | 18.101 | 1.810103140553441e+001 | 2.3551e-06 |  | 1.810103140553441e+001 | 4.2698e-06 |  | 1.810103140553441e+001 | 3.742e-06 |  | 18.1136 | 4.194e-06 | 3.6521 | 4.194e-06
1.811358243377079e+001 | 1.1502e-06 | 18.1136 | 1.811358243377079e+001 | 2.3606e-06 |  | 1.811358243377079e+001 | 4.2804e-06 |  | 1.811358243377079e+001 | 3.7513e-06 |  | 18.1261 | 4.1939e-06 | 3.6461 | 4.1939e-06
1.812614216473278e+001 | 1.1521e-06 | 18.1261 | 1.812614216473278e+001 | 2.3661e-06 |  | 1.812614216473278e+001 | 4.2911e-06 |  | 1.812614216473278e+001 | 3.7606e-06 |  | 18.1387 | 4.1938e-06 | 3.6401 | 4.1938e-06
1.813871060445476e+001 | 1.154e-06 | 18.1387 | 1.813871060445476e+001 | 2.3717e-06 |  | 1.813871060445476e+001 | 4.3018e-06 |  | 1.813871060445476e+001 | 3.7699e-06 |  | 18.1513 | 4.1936e-06 | 3.6342 | 4.1936e-06
1.815128775897527e+001 | 1.1558e-06 | 18.1513 | 1.815128775897527e+001 | 2.3772e-06 |  | 1.815128775897527e+001 | 4.3125e-06 |  | 1.815128775897527e+001 | 3.7792e-06 |  | 18.1639 | 4.1935e-06 | 3.6282 | 4.1935e-06
1.816387363433704e+001 | 1.1577e-06 | 18.1639 | 1.816387363433704e+001 | 2.3828e-06 |  | 1.816387363433704e+001 | 4.3233e-06 |  | 1.816387363433704e+001 | 3.7885e-06 |  | 18.1765 | 4.1934e-06 | 3.6222 | 4.1934e-06
1.817646823658699e+001 | 1.1595e-06 | 18.1765 | 1.817646823658699e+001 | 2.3883e-06 |  | 1.817646823658699e+001 | 4.334e-06 |  | 1.817646823658699e+001 | 3.7979e-06 |  | 18.1891 | 4.1933e-06 | 3.6163 | 4.1933e-06
1.818907157177623e+001 | 1.1614e-06 | 18.1891 | 1.818907157177623e+001 | 2.3939e-06 |  | 1.818907157177623e+001 | 4.3448e-06 |  | 1.818907157177623e+001 | 3.8073e-06 |  | 18.2017 | 4.1931e-06 | 3.6104 | 4.1931e-06
1.820168364596008e+001 | 1.1633e-06 | 18.2017 | 1.820168364596008e+001 | 2.3995e-06 |  | 1.820168364596008e+001 | 4.3556e-06 |  | 1.820168364596008e+001 | 3.8167e-06 |  | 18.2143 | 4.193e-06 | 3.6045 | 4.193e-06
1.821430446519805e+001 | 1.1651e-06 | 18.2143 | 1.821430446519805e+001 | 2.4051e-06 |  | 1.821430446519805e+001 | 4.3665e-06 |  | 1.821430446519805e+001 | 3.8261e-06 |  | 18.2269 | 4.1929e-06 | 3.5986 | 4.1929e-06
1.822693403555384e+001 | 1.167e-06 | 18.2269 | 1.822693403555384e+001 | 2.4107e-06 |  | 1.822693403555384e+001 | 4.3773e-06 |  | 1.822693403555384e+001 | 3.8355e-06 |  | 18.2396 | 4.1927e-06 | 3.5927 | 4.1927e-06
1.823957236309538e+001 | 1.1689e-06 | 18.2396 | 1.823957236309538e+001 | 2.4163e-06 |  | 1.823957236309538e+001 | 4.3882e-06 |  | 1.823957236309538e+001 | 3.8449e-06 |  | 18.2522 | 4.1926e-06 | 3.5869 | 4.1926e-06
1.825221945389479e+001 | 1.1707e-06 | 18.2522 | 1.825221945389479e+001 | 2.4219e-06 |  | 1.825221945389479e+001 | 4.399e-06 |  | 1.825221945389479e+001 | 3.8544e-06 |  | 18.2649 | 4.1925e-06 | 3.581 | 4.1925e-06
1.826487531402838e+001 | 1.1726e-06 | 18.2649 | 1.826487531402838e+001 | 2.4275e-06 |  | 1.826487531402838e+001 | 4.41e-06 |  | 1.826487531402838e+001 | 3.8639e-06 |  | 18.2775 | 4.1923e-06 | 3.5752 | 4.1923e-06
1.827753994957673e+001 | 1.1745e-06 | 18.2775 | 1.827753994957673e+001 | 2.4332e-06 |  | 1.827753994957673e+001 | 4.4209e-06 |  | 1.827753994957673e+001 | 3.8734e-06 |  | 18.2902 | 4.1922e-06 | 3.5694 | 4.1922e-06
1.829021336662459e+001 | 1.1764e-06 | 18.2902 | 1.829021336662459e+001 | 2.4388e-06 |  | 1.829021336662459e+001 | 4.4318e-06 |  | 1.829021336662459e+001 | 3.8829e-06 |  | 18.3029 | 4.1921e-06 | 3.5636 | 4.1921e-06
1.830289557126093e+001 | 1.1782e-06 | 18.3029 | 1.830289557126093e+001 | 2.4445e-06 |  | 1.830289557126093e+001 | 4.4428e-06 |  | 1.830289557126093e+001 | 3.8924e-06 |  | 18.3156 | 4.1919e-06 | 3.5578 | 4.1919e-06
1.831558656957896e+001 | 1.1801e-06 | 18.3156 | 1.831558656957896e+001 | 2.4501e-06 |  | 1.831558656957896e+001 | 4.4538e-06 |  | 1.831558656957896e+001 | 3.9019e-06 |  | 18.3283 | 4.1918e-06 | 3.552 | 4.1918e-06
1.832828636767612e+001 | 1.182e-06 | 18.3283 | 1.832828636767612e+001 | 2.4558e-06 |  | 1.832828636767612e+001 | 4.4648e-06 |  | 1.832828636767612e+001 | 3.9115e-06 |  | 18.341 | 4.1917e-06 | 3.5463 | 4.1917e-06
1.834099497165405e+001 | 1.1839e-06 | 18.341 | 1.834099497165405e+001 | 2.4615e-06 |  | 1.834099497165405e+001 | 4.4758e-06 |  | 1.834099497165405e+001 | 3.9211e-06 |  | 18.3537 | 4.1916e-06 | 3.5406 | 4.1916e-06
1.835371238761865e+001 | 1.1857e-06 | 18.3537 | 1.835371238761865e+001 | 2.4672e-06 |  | 1.835371238761865e+001 | 4.4868e-06 |  | 1.835371238761865e+001 | 3.9307e-06 |  | 18.3664 | 4.1914e-06 | 3.5349 | 4.1914e-06
1.836643862168004e+001 | 1.1876e-06 | 18.3664 | 1.836643862168004e+001 | 2.4729e-06 |  | 1.836643862168004e+001 | 4.4979e-06 |  | 1.836643862168004e+001 | 3.9403e-06 |  | 18.3792 | 4.1913e-06 | 3.5291 | 4.1913e-06
1.837917367995257e+001 | 1.1895e-06 | 18.3792 | 1.837917367995257e+001 | 2.4786e-06 |  | 1.837917367995257e+001 | 4.509e-06 |  | 1.837917367995257e+001 | 3.9499e-06 |  | 18.3919 | 4.1912e-06 | 3.5235 | 4.1912e-06
1.839191756855484e+001 | 1.1914e-06 | 18.3919 | 1.839191756855484e+001 | 2.4843e-06 |  | 1.839191756855484e+001 | 4.5201e-06 |  | 1.839191756855484e+001 | 3.9595e-06 |  | 18.4047 | 4.191e-06 | 3.5178 | 4.191e-06
1.840467029360969e+001 | 1.1933e-06 | 18.4047 | 1.840467029360969e+001 | 2.4901e-06 |  | 1.840467029360969e+001 | 4.5312e-06 |  | 1.840467029360969e+001 | 3.9692e-06 |  | 18.4174 | 4.1909e-06 | 3.5121 | 4.1909e-06
1.841743186124421e+001 | 1.1951e-06 | 18.4174 | 1.841743186124421e+001 | 2.4958e-06 |  | 1.841743186124421e+001 | 4.5423e-06 |  | 1.841743186124421e+001 | 3.9789e-06 |  | 18.4302 | 4.1908e-06 | 3.5065 | 4.1908e-06
1.843020227758973e+001 | 1.197e-06 | 18.4302 | 1.843020227758973e+001 | 2.5016e-06 |  | 1.843020227758973e+001 | 4.5535e-06 |  | 1.843020227758973e+001 | 3.9886e-06 |  | 18.443 | 4.1907e-06 | 3.5009 | 4.1907e-06
1.844298154878183e+001 | 1.1989e-06 | 18.443 | 1.844298154878183e+001 | 2.5073e-06 |  | 1.844298154878183e+001 | 4.5646e-06 |  | 1.844298154878183e+001 | 3.9983e-06 |  | 18.4558 | 4.1905e-06 | 3.4953 | 4.1905e-06
1.845576968096037e+001 | 1.2008e-06 | 18.4558 | 1.845576968096037e+001 | 2.5131e-06 |  | 1.845576968096037e+001 | 4.5758e-06 |  | 1.845576968096037e+001 | 4.008e-06 |  | 18.4686 | 4.1904e-06 | 3.4897 | 4.1904e-06
1.846856668026942e+001 | 1.2027e-06 | 18.4686 | 1.846856668026942e+001 | 2.5189e-06 |  | 1.846856668026942e+001 | 4.587e-06 |  | 1.846856668026942e+001 | 4.0177e-06 |  | 18.4814 | 4.1903e-06 | 3.4841 | 4.1903e-06
1.848137255285735e+001 | 1.2046e-06 | 18.4814 | 1.848137255285735e+001 | 2.5246e-06 |  | 1.848137255285735e+001 | 4.5982e-06 |  | 1.848137255285735e+001 | 4.0275e-06 |  | 18.4942 | 4.1901e-06 | 3.4786 | 4.1901e-06
1.849418730487679e+001 | 1.2064e-06 | 18.4942 | 1.849418730487679e+001 | 2.5304e-06 |  | 1.849418730487679e+001 | 4.6095e-06 |  | 1.849418730487679e+001 | 4.0372e-06 |  | 18.507 | 4.19e-06 | 3.473 | 4.19e-06
1.850701094248461e+001 | 1.2083e-06 | 18.507 | 1.850701094248461e+001 | 2.5362e-06 |  | 1.850701094248461e+001 | 4.6207e-06 |  | 1.850701094248461e+001 | 4.047e-06 |  | 18.5198 | 4.1899e-06 | 3.4675 | 4.1899e-06
1.851984347184197e+001 | 1.2102e-06 | 18.5198 | 1.851984347184197e+001 | 2.542e-06 |  | 1.851984347184197e+001 | 4.632e-06 |  | 1.851984347184197e+001 | 4.0568e-06 |  | 18.5327 | 4.1897e-06 | 3.462 | 4.1898e-06
1.853268489911430e+001 | 1.2121e-06 | 18.5327 | 1.853268489911430e+001 | 2.5479e-06 |  | 1.853268489911430e+001 | 4.6433e-06 |  | 1.853268489911430e+001 | 4.0666e-06 |  | 18.5455 | 4.1896e-06 | 3.4565 | 4.1896e-06
1.854553523047130e+001 | 1.214e-06 | 18.5455 | 1.854553523047130e+001 | 2.5537e-06 |  | 1.854553523047130e+001 | 4.6546e-06 |  | 1.854553523047130e+001 | 4.0765e-06 |  | 18.5584 | 4.1895e-06 | 3.451 | 4.1895e-06
1.855839447208696e+001 | 1.2159e-06 | 18.5584 | 1.855839447208696e+001 | 2.5595e-06 |  | 1.855839447208696e+001 | 4.666e-06 |  | 1.855839447208696e+001 | 4.0863e-06 |  | 18.5713 | 4.1894e-06 | 3.4456 | 4.1894e-06
1.857126263013953e+001 | 1.2178e-06 | 18.5713 | 1.857126263013953e+001 | 2.5654e-06 |  | 1.857126263013953e+001 | 4.6773e-06 |  | 1.857126263013953e+001 | 4.0962e-06 |  | 18.5841 | 4.1892e-06 | 3.4401 | 4.1892e-06
1.858413971081156e+001 | 1.2196e-06 | 18.5841 | 1.858413971081156e+001 | 2.5712e-06 |  | 1.858413971081156e+001 | 4.6887e-06 |  | 1.858413971081156e+001 | 4.106e-06 |  | 18.597 | 4.1891e-06 | 3.4347 | 4.1891e-06
1.859702572028988e+001 | 1.2215e-06 | 18.597 | 1.859702572028988e+001 | 2.5771e-06 |  | 1.859702572028988e+001 | 4.7e-06 |  | 1.859702572028988e+001 | 4.1159e-06 |  | 18.6099 | 4.189e-06 | 3.4293 | 4.189e-06
1.860992066476562e+001 | 1.2234e-06 | 18.6099 | 1.860992066476562e+001 | 2.5829e-06 |  | 1.860992066476562e+001 | 4.7114e-06 |  | 1.860992066476562e+001 | 4.1258e-06 |  | 18.6228 | 4.1889e-06 | 3.4239 | 4.1889e-06
1.862282455043419e+001 | 1.2253e-06 | 18.6228 | 1.862282455043419e+001 | 2.5888e-06 |  | 1.862282455043419e+001 | 4.7229e-06 |  | 1.862282455043419e+001 | 4.1357e-06 |  | 18.6357 | 4.1887e-06 | 3.4185 | 4.1887e-06
1.863573738349530e+001 | 1.2272e-06 | 18.6357 | 1.863573738349530e+001 | 2.5947e-06 |  | 1.863573738349530e+001 | 4.7343e-06 |  | 1.863573738349530e+001 | 4.1457e-06 |  | 18.6487 | 4.1886e-06 | 3.4132 | 4.1886e-06
1.864865917015296e+001 | 1.2291e-06 | 18.6487 | 1.864865917015296e+001 | 2.6006e-06 |  | 1.864865917015296e+001 | 4.7457e-06 |  | 1.864865917015296e+001 | 4.1556e-06 |  | 18.6616 | 4.1885e-06 | 3.4078 | 4.1885e-06
1.866158991661548e+001 | 1.231e-06 | 18.6616 | 1.866158991661548e+001 | 2.6065e-06 |  | 1.866158991661548e+001 | 4.7572e-06 |  | 1.866158991661548e+001 | 4.1656e-06 |  | 18.6745 | 4.1883e-06 | 3.4025 | 4.1883e-06
1.867452962909549e+001 | 1.2328e-06 | 18.6745 | 1.867452962909549e+001 | 2.6124e-06 |  | 1.867452962909549e+001 | 4.7687e-06 |  | 1.867452962909549e+001 | 4.1755e-06 |  | 18.6875 | 4.1882e-06 | 3.3972 | 4.1882e-06
1.868747831380989e+001 | 1.2347e-06 | 18.6875 | 1.868747831380989e+001 | 2.6183e-06 |  | 1.868747831380989e+001 | 4.7802e-06 |  | 1.868747831380989e+001 | 4.1855e-06 |  | 18.7004 | 4.1881e-06 | 3.3919 | 4.1881e-06
1.870043597697993e+001 | 1.2366e-06 | 18.7004 | 1.870043597697993e+001 | 2.6242e-06 |  | 1.870043597697993e+001 | 4.7917e-06 |  | 1.870043597697993e+001 | 4.1955e-06 |  | 18.7134 | 4.188e-06 | 3.3866 | 4.188e-06
1.871340262483117e+001 | 1.2385e-06 | 18.7134 | 1.871340262483117e+001 | 2.6301e-06 |  | 1.871340262483117e+001 | 4.8032e-06 |  | 1.871340262483117e+001 | 4.2055e-06 |  | 18.7264 | 4.1878e-06 | 3.3814 | 4.1878e-06
1.872637826359345e+001 | 1.2404e-06 | 18.7264 | 1.872637826359345e+001 | 2.6361e-06 |  | 1.872637826359345e+001 | 4.8147e-06 |  | 1.872637826359345e+001 | 4.2155e-06 |  | 18.7394 | 4.1877e-06 | 3.3761 | 4.1877e-06
1.873936289950096e+001 | 1.2423e-06 | 18.7394 | 1.873936289950096e+001 | 2.642e-06 |  | 1.873936289950096e+001 | 4.8263e-06 |  | 1.873936289950096e+001 | 4.2256e-06 |  | 18.7524 | 4.1876e-06 | 3.3709 | 4.1876e-06
1.875235653879223e+001 | 1.2441e-06 | 18.7524 | 1.875235653879223e+001 | 2.648e-06 |  | 1.875235653879223e+001 | 4.8379e-06 |  | 1.875235653879223e+001 | 4.2356e-06 |  | 18.7654 | 4.1875e-06 | 3.3657 | 4.1875e-06
1.876535918771007e+001 | 1.246e-06 | 18.7654 | 1.876535918771007e+001 | 2.6539e-06 |  | 1.876535918771007e+001 | 4.8494e-06 |  | 1.876535918771007e+001 | 4.2457e-06 |  | 18.7784 | 4.1873e-06 | 3.3605 | 4.1873e-06
1.877837085250165e+001 | 1.2479e-06 | 18.7784 | 1.877837085250165e+001 | 2.6599e-06 |  | 1.877837085250165e+001 | 4.861e-06 |  | 1.877837085250165e+001 | 4.2558e-06 |  | 18.7914 | 4.1872e-06 | 3.3554 | 4.1872e-06
1.879139153941846e+001 | 1.2498e-06 | 18.7914 | 1.879139153941846e+001 | 2.6659e-06 |  | 1.879139153941846e+001 | 4.8727e-06 |  | 1.879139153941846e+001 | 4.2658e-06 |  | 18.8044 | 4.1871e-06 | 3.3502 | 4.1871e-06
1.880442125471634e+001 | 1.2517e-06 | 18.8044 | 1.880442125471634e+001 | 2.6718e-06 |  | 1.880442125471634e+001 | 4.8843e-06 |  | 1.880442125471634e+001 | 4.2759e-06 |  | 18.8175 | 4.1869e-06 | 3.3451 | 4.1869e-06
1.881746000465544e+001 | 1.2536e-06 | 18.8175 | 1.881746000465544e+001 | 2.6778e-06 |  | 1.881746000465544e+001 | 4.8959e-06 |  | 1.881746000465544e+001 | 4.2861e-06 |  | 18.8305 | 4.1868e-06 | 3.34 | 4.1868e-06
1.883050779550028e+001 | 1.2554e-06 | 18.8305 | 1.883050779550028e+001 | 2.6838e-06 |  | 1.883050779550028e+001 | 4.9076e-06 |  | 1.883050779550028e+001 | 4.2962e-06 |  | 18.8436 | 4.1867e-06 | 3.3349 | 4.1867e-06
1.884356463351971e+001 | 1.2573e-06 | 18.8436 | 1.884356463351971e+001 | 2.6898e-06 |  | 1.884356463351971e+001 | 4.9192e-06 |  | 1.884356463351971e+001 | 4.3063e-06 |  | 18.8566 | 4.1866e-06 | 3.3298 | 4.1866e-06
1.885663052498692e+001 | 1.2592e-06 | 18.8566 | 1.885663052498692e+001 | 2.6958e-06 |  | 1.885663052498692e+001 | 4.9309e-06 |  | 1.885663052498692e+001 | 4.3165e-06 |  | 18.8697 | 4.1864e-06 | 3.3247 | 4.1864e-06
1.886970547617946e+001 | 1.2611e-06 | 18.8697 | 1.886970547617946e+001 | 2.7018e-06 |  | 1.886970547617946e+001 | 4.9426e-06 |  | 1.886970547617946e+001 | 4.3266e-06 |  | 18.8828 | 4.1863e-06 | 3.3197 | 4.1863e-06
1.888278949337924e+001 | 1.2629e-06 | 18.8828 | 1.888278949337924e+001 | 2.7078e-06 |  | 1.888278949337924e+001 | 4.9543e-06 |  | 1.888278949337924e+001 | 4.3368e-06 |  | 18.8959 | 4.1862e-06 | 3.3146 | 4.1862e-06
1.889588258287249e+001 | 1.2648e-06 | 18.8959 | 1.889588258287249e+001 | 2.7138e-06 |  | 1.889588258287249e+001 | 4.9661e-06 |  | 1.889588258287249e+001 | 4.347e-06 |  | 18.909 | 4.1861e-06 | 3.3096 | 4.1861e-06
1.890898475094985e+001 | 1.2667e-06 | 18.909 | 1.890898475094985e+001 | 2.7198e-06 |  | 1.890898475094985e+001 | 4.9778e-06 |  | 1.890898475094985e+001 | 4.3572e-06 |  | 18.9221 | 4.1859e-06 | 3.3046 | 4.1859e-06
1.892209600390629e+001 | 1.2686e-06 | 18.9221 | 1.892209600390629e+001 | 2.7259e-06 |  | 1.892209600390629e+001 | 4.9895e-06 |  | 1.892209600390629e+001 | 4.3674e-06 |  | 18.9352 | 4.1858e-06 | 3.2996 | 4.1858e-06
1.893521634804115e+001 | 1.2704e-06 | 18.9352 | 1.893521634804115e+001 | 2.7319e-06 |  | 1.893521634804115e+001 | 5.0013e-06 |  | 1.893521634804115e+001 | 4.3776e-06 |  | 18.9483 | 4.1857e-06 | 3.2947 | 4.1857e-06
1.894834578965813e+001 | 1.2723e-06 | 18.9483 | 1.894834578965813e+001 | 2.7379e-06 |  | 1.894834578965813e+001 | 5.0131e-06 |  | 1.894834578965813e+001 | 4.3878e-06 |  | 18.9615 | 4.1856e-06 | 3.2897 | 4.1856e-06
1.896148433506532e+001 | 1.2742e-06 | 18.9615 | 1.896148433506532e+001 | 2.744e-06 |  | 1.896148433506532e+001 | 5.0249e-06 |  | 1.896148433506532e+001 | 4.398e-06 |  | 18.9746 | 4.1854e-06 | 3.2848 | 4.1854e-06
1.897463199057517e+001 | 1.276e-06 | 18.9746 | 1.897463199057517e+001 | 2.75e-06 |  | 1.897463199057517e+001 | 5.0367e-06 |  | 1.897463199057517e+001 | 4.4083e-06 |  | 18.9878 | 4.1853e-06 | 3.2799 | 4.1853e-06
1.898778876250452e+001 | 1.2779e-06 | 18.9878 | 1.898778876250452e+001 | 2.7561e-06 |  | 1.898778876250452e+001 | 5.0485e-06 |  | 1.898778876250452e+001 | 4.4185e-06 |  | 19.001 | 4.1852e-06 | 3.275 | 4.1852e-06
1.900095465717457e+001 | 1.2798e-06 | 19.001 | 1.900095465717457e+001 | 2.7622e-06 |  | 1.900095465717457e+001 | 5.0603e-06 |  | 1.900095465717457e+001 | 4.4288e-06 |  | 19.0141 | 4.1851e-06 | 3.2701 | 4.1851e-06
1.901412968091092e+001 | 1.2816e-06 | 19.0141 | 1.901412968091092e+001 | 2.7682e-06 |  | 1.901412968091092e+001 | 5.0721e-06 |  | 1.901412968091092e+001 | 4.4391e-06 |  | 19.0273 | 4.1849e-06 | 3.2653 | 4.1849e-06
1.902731384004354e+001 | 1.2835e-06 | 19.0273 | 1.902731384004354e+001 | 2.7743e-06 |  | 1.902731384004354e+001 | 5.0839e-06 |  | 1.902731384004354e+001 | 4.4493e-06 |  | 19.0405 | 4.1848e-06 | 3.2604 | 4.1848e-06
1.904050714090682e+001 | 1.2854e-06 | 19.0405 | 1.904050714090682e+001 | 2.7804e-06 |  | 1.904050714090682e+001 | 5.0958e-06 |  | 1.904050714090682e+001 | 4.4596e-06 |  | 19.0537 | 4.1847e-06 | 3.2556 | 4.1847e-06
1.905370958983950e+001 | 1.2872e-06 | 19.0537 | 1.905370958983950e+001 | 2.7864e-06 |  | 1.905370958983950e+001 | 5.1077e-06 |  | 1.905370958983950e+001 | 4.4699e-06 |  | 19.0669 | 4.1846e-06 | 3.2508 | 4.1846e-06
1.906692119318474e+001 | 1.2891e-06 | 19.0669 | 1.906692119318474e+001 | 2.7925e-06 |  | 1.906692119318474e+001 | 5.1195e-06 |  | 1.906692119318474e+001 | 4.4802e-06 |  | 19.0801 | 4.1844e-06 | 3.246 | 4.1844e-06
1.908014195729011e+001 | 1.2909e-06 | 19.0801 | 1.908014195729011e+001 | 2.7986e-06 |  | 1.908014195729011e+001 | 5.1314e-06 |  | 1.908014195729011e+001 | 4.4905e-06 |  | 19.0934 | 4.1843e-06 | 3.2413 | 4.1843e-06
1.909337188850756e+001 | 1.2928e-06 | 19.0934 | 1.909337188850756e+001 | 2.8047e-06 |  | 1.909337188850756e+001 | 5.1433e-06 |  | 1.909337188850756e+001 | 4.5009e-06 |  | 19.1066 | 4.1842e-06 | 3.2365 | 4.1842e-06
1.910661099319344e+001 | 1.2946e-06 | 19.1066 | 1.910661099319344e+001 | 2.8108e-06 |  | 1.910661099319344e+001 | 5.1552e-06 |  | 1.910661099319344e+001 | 4.5112e-06 |  | 19.1199 | 4.1841e-06 | 3.2318 | 4.1841e-06
1.911985927770852e+001 | 1.2965e-06 | 19.1199 | 1.911985927770852e+001 | 2.8169e-06 |  | 1.911985927770852e+001 | 5.1671e-06 |  | 1.911985927770852e+001 | 4.5215e-06 |  | 19.1331 | 4.1839e-06 | 3.2271 | 4.1839e-06
1.913311674841799e+001 | 1.2983e-06 | 19.1331 | 1.913311674841799e+001 | 2.823e-06 |  | 1.913311674841799e+001 | 5.179e-06 |  | 1.913311674841799e+001 | 4.5319e-06 |  | 19.1464 | 4.1838e-06 | 3.2224 | 4.1838e-06
1.914638341169144e+001 | 1.3002e-06 | 19.1464 | 1.914638341169144e+001 | 2.8291e-06 |  | 1.914638341169144e+001 | 5.191e-06 |  | 1.914638341169144e+001 | 4.5423e-06 |  | 19.1597 | 4.1837e-06 | 3.2177 | 4.1837e-06
1.915965927390286e+001 | 1.302e-06 | 19.1597 | 1.915965927390286e+001 | 2.8352e-06 |  | 1.915965927390286e+001 | 5.2029e-06 |  | 1.915965927390286e+001 | 4.5526e-06 |  | 19.1729 | 4.1836e-06 | 3.2131 | 4.1836e-06
1.917294434143070e+001 | 1.3039e-06 | 19.1729 | 1.917294434143070e+001 | 2.8413e-06 |  | 1.917294434143070e+001 | 5.2148e-06 |  | 1.917294434143070e+001 | 4.563e-06 |  | 19.1862 | 4.1834e-06 | 3.2085 | 4.1834e-06
1.918623862065781e+001 | 1.3057e-06 | 19.1862 | 1.918623862065781e+001 | 2.8475e-06 |  | 1.918623862065781e+001 | 5.2268e-06 |  | 1.918623862065781e+001 | 4.5734e-06 |  | 19.1995 | 4.1833e-06 | 3.2038 | 4.1833e-06
1.919954211797145e+001 | 1.3076e-06 | 19.1995 | 1.919954211797145e+001 | 2.8536e-06 |  | 1.919954211797145e+001 | 5.2388e-06 |  | 1.919954211797145e+001 | 4.5837e-06 |  | 19.2129 | 4.1832e-06 | 3.1992 | 4.1832e-06
1.921285483976335e+001 | 1.3094e-06 | 19.2129 | 1.921285483976335e+001 | 2.8597e-06 |  | 1.921285483976335e+001 | 5.2507e-06 |  | 1.921285483976335e+001 | 4.5941e-06 |  | 19.2262 | 4.1831e-06 | 3.1947 | 4.1831e-06
1.922617679242962e+001 | 1.3112e-06 | 19.2262 | 1.922617679242962e+001 | 2.8658e-06 |  | 1.922617679242962e+001 | 5.2627e-06 |  | 1.922617679242962e+001 | 4.6045e-06 |  | 19.2395 | 4.1829e-06 | 3.1901 | 4.1829e-06
1.923950798237085e+001 | 1.313e-06 | 19.2395 | 1.923950798237085e+001 | 2.872e-06 |  | 1.923950798237085e+001 | 5.2747e-06 |  | 1.923950798237085e+001 | 4.6149e-06 |  | 19.2528 | 4.1828e-06 | 3.1856 | 4.1828e-06
1.925284841599205e+001 | 1.3149e-06 | 19.2528 | 1.925284841599205e+001 | 2.8781e-06 |  | 1.925284841599205e+001 | 5.2867e-06 |  | 1.925284841599205e+001 | 4.6254e-06 |  | 19.2662 | 4.1827e-06 | 3.181 | 4.1827e-06
1.926619809970266e+001 | 1.3167e-06 | 19.2662 | 1.926619809970266e+001 | 2.8842e-06 |  | 1.926619809970266e+001 | 5.2987e-06 |  | 1.926619809970266e+001 | 4.6358e-06 |  | 19.2796 | 4.1826e-06 | 3.1765 | 4.1826e-06
1.927955703991659e+001 | 1.3185e-06 | 19.2796 | 1.927955703991659e+001 | 2.8904e-06 |  | 1.927955703991659e+001 | 5.3107e-06 |  | 1.927955703991659e+001 | 4.6462e-06 |  | 19.2929 | 4.1824e-06 | 3.1721 | 4.1824e-06
1.929292524305217e+001 | 1.3203e-06 | 19.2929 | 1.929292524305217e+001 | 2.8965e-06 |  | 1.929292524305217e+001 | 5.3227e-06 |  | 1.929292524305217e+001 | 4.6566e-06 |  | 19.3063 | 4.1823e-06 | 3.1676 | 4.1823e-06
1.930630271553221e+001 | 1.3222e-06 | 19.3063 | 1.930630271553221e+001 | 2.9027e-06 |  | 1.930630271553221e+001 | 5.3347e-06 |  | 1.930630271553221e+001 | 4.667e-06 |  | 19.3197 | 4.1822e-06 | 3.1631 | 4.1822e-06
1.931968946378395e+001 | 1.324e-06 | 19.3197 | 1.931968946378395e+001 | 2.9088e-06 |  | 1.931968946378395e+001 | 5.3467e-06 |  | 1.931968946378395e+001 | 4.6775e-06 |  | 19.3331 | 4.1821e-06 | 3.1587 | 4.1821e-06
1.933308549423909e+001 | 1.3258e-06 | 19.3331 | 1.933308549423909e+001 | 2.9149e-06 |  | 1.933308549423909e+001 | 5.3588e-06 |  | 1.933308549423909e+001 | 4.6879e-06 |  | 19.3465 | 4.1819e-06 | 3.1543 | 4.1819e-06
1.934649081333379e+001 | 1.3276e-06 | 19.3465 | 1.934649081333379e+001 | 2.9211e-06 |  | 1.934649081333379e+001 | 5.3708e-06 |  | 1.934649081333379e+001 | 4.6984e-06 |  | 19.3599 | 4.1818e-06 | 3.1499 | 4.1818e-06
1.935990542750869e+001 | 1.3294e-06 | 19.3599 | 1.935990542750869e+001 | 2.9272e-06 |  | 1.935990542750869e+001 | 5.3828e-06 |  | 1.935990542750869e+001 | 4.7088e-06 |  | 19.3733 | 4.1817e-06 | 3.1456 | 4.1817e-06
1.937332934320887e+001 | 1.3312e-06 | 19.3733 | 1.937332934320887e+001 | 2.9334e-06 |  | 1.937332934320887e+001 | 5.3949e-06 |  | 1.937332934320887e+001 | 4.7193e-06 |  | 19.3868 | 4.1816e-06 | 3.1412 | 4.1816e-06
1.938676256688390e+001 | 1.333e-06 | 19.3868 | 1.938676256688390e+001 | 2.9395e-06 |  | 1.938676256688390e+001 | 5.4069e-06 |  | 1.938676256688390e+001 | 4.7297e-06 |  | 19.4002 | 4.1814e-06 | 3.1369 | 4.1814e-06
1.940020510498780e+001 | 1.3348e-06 | 19.4002 | 1.940020510498780e+001 | 2.9457e-06 |  | 1.940020510498780e+001 | 5.419e-06 |  | 1.940020510498780e+001 | 4.7402e-06 |  | 19.4137 | 4.1813e-06 | 3.1326 | 4.1813e-06
1.941365696397909e+001 | 1.3366e-06 | 19.4137 | 1.941365696397909e+001 | 2.9518e-06 |  | 1.941365696397909e+001 | 5.431e-06 |  | 1.941365696397909e+001 | 4.7506e-06 |  | 19.4271 | 4.1812e-06 | 3.1283 | 4.1812e-06
1.942711815032076e+001 | 1.3384e-06 | 19.4271 | 1.942711815032076e+001 | 2.958e-06 |  | 1.942711815032076e+001 | 5.4431e-06 |  | 1.942711815032076e+001 | 4.7611e-06 |  | 19.4406 | 4.1811e-06 | 3.124 | 4.1811e-06
1.944058867048026e+001 | 1.3402e-06 | 19.4406 | 1.944058867048026e+001 | 2.9641e-06 |  | 1.944058867048026e+001 | 5.4552e-06 |  | 1.944058867048026e+001 | 4.7716e-06 |  | 19.4541 | 4.181e-06 | 3.1197 | 4.181e-06
1.945406853092956e+001 | 1.3419e-06 | 19.4541 | 1.945406853092956e+001 | 2.9703e-06 |  | 1.945406853092956e+001 | 5.4672e-06 |  | 1.945406853092956e+001 | 4.782e-06 |  | 19.4676 | 4.1808e-06 | 3.1155 | 4.1808e-06
1.946755773814509e+001 | 1.3437e-06 | 19.4676 | 1.946755773814509e+001 | 2.9765e-06 |  | 1.946755773814509e+001 | 5.4793e-06 |  | 1.946755773814509e+001 | 4.7925e-06 |  | 19.4811 | 4.1807e-06 | 3.1113 | 4.1807e-06
1.948105629860778e+001 | 1.3455e-06 | 19.4811 | 1.948105629860778e+001 | 2.9826e-06 |  | 1.948105629860778e+001 | 5.4914e-06 |  | 1.948105629860778e+001 | 4.803e-06 |  | 19.4946 | 4.1806e-06 | 3.1071 | 4.1806e-06
1.949456421880307e+001 | 1.3473e-06 | 19.4946 | 1.949456421880307e+001 | 2.9888e-06 |  | 1.949456421880307e+001 | 5.5034e-06 |  | 1.949456421880307e+001 | 4.8135e-06 |  | 19.5081 | 4.1805e-06 | 3.1029 | 4.1805e-06
1.950808150522086e+001 | 1.349e-06 | 19.5081 | 1.950808150522086e+001 | 2.9949e-06 |  | 1.950808150522086e+001 | 5.5155e-06 |  | 1.950808150522086e+001 | 4.8239e-06 |  | 19.5216 | 4.1803e-06 | 3.0988 | 4.1803e-06
1.952160816435558e+001 | 1.3508e-06 | 19.5216 | 1.952160816435558e+001 | 3.0011e-06 |  | 1.952160816435558e+001 | 5.5276e-06 |  | 1.952160816435558e+001 | 4.8344e-06 |  | 19.5351 | 4.1802e-06 | 3.0946 | 4.1802e-06
1.953514420270615e+001 | 1.3526e-06 | 19.5351 | 1.953514420270615e+001 | 3.0072e-06 |  | 1.953514420270615e+001 | 5.5396e-06 |  | 1.953514420270615e+001 | 4.8449e-06 |  | 19.5487 | 4.1801e-06 | 3.0905 | 4.1801e-06
1.954868962677601e+001 | 1.3543e-06 | 19.5487 | 1.954868962677601e+001 | 3.0134e-06 |  | 1.954868962677601e+001 | 5.5517e-06 |  | 1.954868962677601e+001 | 4.8554e-06 |  | 19.5622 | 4.18e-06 | 3.0864 | 4.18e-06
1.956224444307310e+001 | 1.3561e-06 | 19.5622 | 1.956224444307310e+001 | 3.0195e-06 |  | 1.956224444307310e+001 | 5.5638e-06 |  | 1.956224444307310e+001 | 4.8658e-06 |  | 19.5758 | 4.1799e-06 | 3.0823 | 4.1799e-06
1.957580865810987e+001 | 1.3578e-06 | 19.5758 | 1.957580865810987e+001 | 3.0257e-06 |  | 1.957580865810987e+001 | 5.5759e-06 |  | 1.957580865810987e+001 | 4.8763e-06 |  | 19.5894 | 4.1797e-06 | 3.0783 | 4.1797e-06
1.958938227840328e+001 | 1.3596e-06 | 19.5894 | 1.958938227840328e+001 | 3.0318e-06 |  | 1.958938227840328e+001 | 5.5879e-06 |  | 1.958938227840328e+001 | 4.8868e-06 |  | 19.603 | 4.1796e-06 | 3.0742 | 4.1796e-06
1.960296531047482e+001 | 1.3613e-06 | 19.603 | 1.960296531047482e+001 | 3.038e-06 |  | 1.960296531047482e+001 | 5.6e-06 |  | 1.960296531047482e+001 | 4.8973e-06 |  | 19.6166 | 4.1795e-06 | 3.0702 | 4.1795e-06
1.961655776085051e+001 | 1.363e-06 | 19.6166 | 1.961655776085051e+001 | 3.0441e-06 |  | 1.961655776085051e+001 | 5.6121e-06 |  | 1.961655776085051e+001 | 4.9078e-06 |  | 19.6302 | 4.1794e-06 | 3.0662 | 4.1794e-06
1.963015963606087e+001 | 1.3648e-06 | 19.6302 | 1.963015963606087e+001 | 3.0503e-06 |  | 1.963015963606087e+001 | 5.6242e-06 |  | 1.963015963606087e+001 | 4.9182e-06 |  | 19.6438 | 4.1792e-06 | 3.0622 | 4.1792e-06
1.964377094264097e+001 | 1.3665e-06 | 19.6438 | 1.964377094264097e+001 | 3.0564e-06 |  | 1.964377094264097e+001 | 5.6362e-06 |  | 1.964377094264097e+001 | 4.9287e-06 |  | 19.6574 | 4.1791e-06 | 3.0583 | 4.1791e-06
1.965739168713040e+001 | 1.3682e-06 | 19.6574 | 1.965739168713040e+001 | 3.0626e-06 |  | 1.965739168713040e+001 | 5.6483e-06 |  | 1.965739168713040e+001 | 4.9392e-06 |  | 19.671 | 4.179e-06 | 3.0543 | 4.179e-06
1.967102187607330e+001 | 1.3699e-06 | 19.671 | 1.967102187607330e+001 | 3.0687e-06 |  | 1.967102187607330e+001 | 5.6604e-06 |  | 1.967102187607330e+001 | 4.9496e-06 |  | 19.6847 | 4.1789e-06 | 3.0504 | 4.1789e-06
1.968466151601832e+001 | 1.3716e-06 | 19.6847 | 1.968466151601832e+001 | 3.0748e-06 |  | 1.968466151601832e+001 | 5.6725e-06 |  | 1.968466151601832e+001 | 4.9601e-06 |  | 19.6983 | 4.1788e-06 | 3.0465 | 4.1788e-06
1.969831061351867e+001 | 1.3734e-06 | 19.6983 | 1.969831061351867e+001 | 3.081e-06 |  | 1.969831061351867e+001 | 5.6845e-06 |  | 1.969831061351867e+001 | 4.9706e-06 |  | 19.712 | 4.1786e-06 | 3.0427 | 4.1786e-06
1.971196917513210e+001 | 1.3751e-06 | 19.712 | 1.971196917513210e+001 | 3.0871e-06 |  | 1.971196917513210e+001 | 5.6966e-06 |  | 1.971196917513210e+001 | 4.981e-06 |  | 19.7256 | 4.1785e-06 | 3.0388 | 4.1785e-06
1.972563720742091e+001 | 1.3768e-06 | 19.7256 | 1.972563720742091e+001 | 3.0932e-06 |  | 1.972563720742091e+001 | 5.7086e-06 |  | 1.972563720742091e+001 | 4.9915e-06 |  | 19.7393 | 4.1784e-06 | 3.035 | 4.1784e-06
1.973931471695195e+001 | 1.3784e-06 | 19.7393 | 1.973931471695195e+001 | 3.0994e-06 |  | 1.973931471695195e+001 | 5.7207e-06 |  | 1.973931471695195e+001 | 5.002e-06 |  | 19.753 | 4.1783e-06 | 3.0311 | 4.1783e-06
1.975300171029662e+001 | 1.3801e-06 | 19.753 | 1.975300171029662e+001 | 3.1055e-06 |  | 1.975300171029662e+001 | 5.7327e-06 |  | 1.975300171029662e+001 | 5.0124e-06 |  | 19.7667 | 4.1782e-06 | 3.0274 | 4.1782e-06
1.976669819403087e+001 | 1.3818e-06 | 19.7667 | 1.976669819403087e+001 | 3.1116e-06 |  | 1.976669819403087e+001 | 5.7448e-06 |  | 1.976669819403087e+001 | 5.0229e-06 |  | 19.7804 | 4.178e-06 | 3.0236 | 4.178e-06
1.978040417473523e+001 | 1.3835e-06 | 19.7804 | 1.978040417473523e+001 | 3.1177e-06 |  | 1.978040417473523e+001 | 5.7568e-06 |  | 1.978040417473523e+001 | 5.0333e-06 |  | 19.7941 | 4.1779e-06 | 3.0198 | 4.1779e-06
1.979411965899477e+001 | 1.3852e-06 | 19.7941 | 1.979411965899477e+001 | 3.1238e-06 |  | 1.979411965899477e+001 | 5.7689e-06 |  | 1.979411965899477e+001 | 5.0437e-06 |  | 19.8078 | 4.1778e-06 | 3.0161 | 4.1778e-06
1.980784465339914e+001 | 1.3868e-06 | 19.8078 | 1.980784465339914e+001 | 3.1299e-06 |  | 1.980784465339914e+001 | 5.7809e-06 |  | 1.980784465339914e+001 | 5.0542e-06 |  | 19.8216 | 4.1777e-06 | 3.0124 | 4.1777e-06
1.982157916454255e+001 | 1.3885e-06 | 19.8216 | 1.982157916454255e+001 | 3.1361e-06 |  | 1.982157916454255e+001 | 5.7929e-06 |  | 1.982157916454255e+001 | 5.0646e-06 |  | 19.8353 | 4.1776e-06 | 3.0087 | 4.1776e-06
1.983532319902379e+001 | 1.3902e-06 | 19.8353 | 1.983532319902379e+001 | 3.1422e-06 |  | 1.983532319902379e+001 | 5.8049e-06 |  | 1.983532319902379e+001 | 5.075e-06 |  | 19.8491 | 4.1774e-06 | 3.005 | 4.1774e-06
1.984907676344623e+001 | 1.3918e-06 | 19.8491 | 1.984907676344623e+001 | 3.1482e-06 |  | 1.984907676344623e+001 | 5.817e-06 |  | 1.984907676344623e+001 | 5.0854e-06 |  | 19.8628 | 4.1773e-06 | 3.0014 | 4.1773e-06
1.986283986441780e+001 | 1.3935e-06 | 19.8628 | 1.986283986441780e+001 | 3.1543e-06 |  | 1.986283986441780e+001 | 5.829e-06 |  | 1.986283986441780e+001 | 5.0959e-06 |  | 19.8766 | 4.1772e-06 | 2.9977 | 4.1772e-06
1.987661250855104e+001 | 1.3951e-06 | 19.8766 | 1.987661250855104e+001 | 3.1604e-06 |  | 1.987661250855104e+001 | 5.841e-06 |  | 1.987661250855104e+001 | 5.1063e-06 |  | 19.8904 | 4.1771e-06 | 2.9941 | 4.1771e-06
1.989039470246304e+001 | 1.3967e-06 | 19.8904 | 1.989039470246304e+001 | 3.1665e-06 |  | 1.989039470246304e+001 | 5.8529e-06 |  | 1.989039470246304e+001 | 5.1167e-06 |  | 19.9042 | 4.177e-06 | 2.9905 | 4.177e-06
1.990418645277551e+001 | 1.3984e-06 | 19.9042 | 1.990418645277551e+001 | 3.1726e-06 |  | 1.990418645277551e+001 | 5.8649e-06 |  | 1.990418645277551e+001 | 5.1271e-06 |  | 19.918 | 4.1768e-06 | 2.987 | 4.1768e-06
1.991798776611473e+001 | 1.4e-06 | 19.918 | 1.991798776611473e+001 | 3.1787e-06 |  | 1.991798776611473e+001 | 5.8769e-06 |  | 1.991798776611473e+001 | 5.1374e-06 |  | 19.9318 | 4.1767e-06 | 2.9834 | 4.1767e-06
1.993179864911159e+001 | 1.4016e-06 | 19.9318 | 1.993179864911159e+001 | 3.1847e-06 |  | 1.993179864911159e+001 | 5.8889e-06 |  | 1.993179864911159e+001 | 5.1478e-06 |  | 19.9456 | 4.1766e-06 | 2.9799 | 4.1766e-06
1.994561910840156e+001 | 1.4032e-06 | 19.9456 | 1.994561910840156e+001 | 3.1908e-06 |  | 1.994561910840156e+001 | 5.9008e-06 |  | 1.994561910840156e+001 | 5.1582e-06 |  | 19.9594 | 4.1765e-06 | 2.9764 | 4.1765e-06
1.995944915062474e+001 | 1.4048e-06 | 19.9594 | 1.995944915062474e+001 | 3.1968e-06 |  | 1.995944915062474e+001 | 5.9128e-06 |  | 1.995944915062474e+001 | 5.1685e-06 |  | 19.9733 | 4.1764e-06 | 2.9729 | 4.1764e-06
1.997328878242580e+001 | 1.4064e-06 | 19.9733 | 1.997328878242580e+001 | 3.2029e-06 |  | 1.997328878242580e+001 | 5.9247e-06 |  | 1.997328878242580e+001 | 5.1789e-06 |  | 19.9871 | 4.1762e-06 | 2.9694 | 4.1762e-06
1.998713801045403e+001 | 1.408e-06 | 19.9871 | 1.998713801045403e+001 | 3.2089e-06 |  | 1.998713801045403e+001 | 5.9366e-06 |  | 1.998713801045403e+001 | 5.1892e-06 |  | 20.001 | 4.1761e-06 | 2.966 | 4.1761e-06
2.000099684136335e+001 | 1.4096e-06 | 20.001 | 2.000099684136335e+001 | 3.215e-06 |  | 2.000099684136335e+001 | 5.9486e-06 |  | 2.000099684136335e+001 | 5.1996e-06 |  | 20.0149 | 4.176e-06 | 2.9626 | 4.176e-06
2.001486528181227e+001 | 1.4112e-06 | 20.0149 | 2.001486528181227e+001 | 3.221e-06 |  | 2.001486528181227e+001 | 5.9605e-06 |  | 2.001486528181227e+001 | 5.2099e-06 |  | 20.0287 | 4.1759e-06 | 2.9592 | 4.1759e-06
2.002874333846392e+001 | 1.4127e-06 | 20.0287 | 2.002874333846392e+001 | 3.227e-06 |  | 2.002874333846392e+001 | 5.9724e-06 |  | 2.002874333846392e+001 | 5.2202e-06 |  | 20.0426 | 4.1758e-06 | 2.9558 | 4.1758e-06
2.004263101798605e+001 | 1.4143e-06 | 20.0426 | 2.004263101798605e+001 | 3.233e-06 |  | 2.004263101798605e+001 | 5.9843e-06 |  | 2.004263101798605e+001 | 5.2305e-06 |  | 20.0565 | 4.1756e-06 | 2.9524 | 4.1756e-06
2.005652832705106e+001 | 1.4159e-06 | 20.0565 | 2.005652832705106e+001 | 3.239e-06 |  | 2.005652832705106e+001 | 5.9961e-06 |  | 2.005652832705106e+001 | 5.2408e-06 |  | 20.0704 | 4.1755e-06 | 2.9491 | 4.1755e-06
2.007043527233592e+001 | 1.4174e-06 | 20.0704 | 2.007043527233592e+001 | 3.245e-06 |  | 2.007043527233592e+001 | 6.008e-06 |  | 2.007043527233592e+001 | 5.2511e-06 |  | 20.0844 | 4.1754e-06 | 2.9458 | 4.1754e-06
2.008435186052230e+001 | 1.419e-06 | 20.0844 | 2.008435186052230e+001 | 3.251e-06 |  | 2.008435186052230e+001 | 6.0198e-06 |  | 2.008435186052230e+001 | 5.2614e-06 |  | 20.0983 | 4.1753e-06 | 2.9425 | 4.1753e-06
2.009827809829644e+001 | 1.4205e-06 | 20.0983 | 2.009827809829644e+001 | 3.257e-06 |  | 2.009827809829644e+001 | 6.0317e-06 |  | 2.009827809829644e+001 | 5.2716e-06 |  | 20.1122 | 4.1752e-06 | 2.9392 | 4.1752e-06
2.011221399234926e+001 | 1.422e-06 | 20.1122 | 2.011221399234926e+001 | 3.263e-06 |  | 2.011221399234926e+001 | 6.0435e-06 |  | 2.011221399234926e+001 | 5.2819e-06 |  | 20.1262 | 4.175e-06 | 2.936 | 4.175e-06
2.012615954937629e+001 | 1.4236e-06 | 20.1262 | 2.012615954937629e+001 | 3.2689e-06 |  | 2.012615954937629e+001 | 6.0553e-06 |  | 2.012615954937629e+001 | 5.2921e-06 |  | 20.1401 | 4.1749e-06 | 2.9327 | 4.1749e-06
2.014011477607773e+001 | 1.4251e-06 | 20.1401 | 2.014011477607773e+001 | 3.2749e-06 |  | 2.014011477607773e+001 | 6.0671e-06 |  | 2.014011477607773e+001 | 5.3023e-06 |  | 20.1541 | 4.1748e-06 | 2.9295 | 4.1748e-06
2.015407967915840e+001 | 1.4266e-06 | 20.1541 | 2.015407967915840e+001 | 3.2808e-06 |  | 2.015407967915840e+001 | 6.0789e-06 |  | 2.015407967915840e+001 | 5.3126e-06 |  | 20.1681 | 4.1747e-06 | 2.9263 | 4.1747e-06
2.016805426532778e+001 | 1.4281e-06 | 20.1681 | 2.016805426532778e+001 | 3.2868e-06 |  | 2.016805426532778e+001 | 6.0907e-06 |  | 2.016805426532778e+001 | 5.3228e-06 |  | 20.182 | 4.1746e-06 | 2.9232 | 4.1746e-06
2.018203854130000e+001 | 1.4296e-06 | 20.182 | 2.018203854130000e+001 | 3.2927e-06 |  | 2.018203854130000e+001 | 6.1024e-06 |  | 2.018203854130000e+001 | 5.3329e-06 |  | 20.196 | 4.1744e-06 | 2.92 | 4.1744e-06
2.019603251379386e+001 | 1.4311e-06 | 20.196 | 2.019603251379386e+001 | 3.2986e-06 |  | 2.019603251379386e+001 | 6.1141e-06 |  | 2.019603251379386e+001 | 5.3431e-06 |  | 20.21 | 4.1743e-06 | 2.9169 | 4.1743e-06
2.021003618953279e+001 | 1.4326e-06 | 20.21 | 2.021003618953279e+001 | 3.3046e-06 |  | 2.021003618953279e+001 | 6.1259e-06 |  | 2.021003618953279e+001 | 5.3533e-06 |  | 20.224 | 4.1742e-06 | 2.9138 | 4.1742e-06
2.022404957524492e+001 | 1.434e-06 | 20.224 | 2.022404957524492e+001 | 3.3105e-06 |  | 2.022404957524492e+001 | 6.1376e-06 |  | 2.022404957524492e+001 | 5.3634e-06 |  | 20.2381 | 4.1741e-06 | 2.9107 | 4.1741e-06
2.023807267766300e+001 | 1.4355e-06 | 20.2381 | 2.023807267766300e+001 | 3.3163e-06 |  | 2.023807267766300e+001 | 6.1493e-06 |  | 2.023807267766300e+001 | 5.3735e-06 |  | 20.2521 | 4.174e-06 | 2.9077 | 4.174e-06
2.025210550352449e+001 | 1.437e-06 | 20.2521 | 2.025210550352449e+001 | 3.3222e-06 |  | 2.025210550352449e+001 | 6.1609e-06 |  | 2.025210550352449e+001 | 5.3837e-06 |  | 20.2661 | 4.1739e-06 | 2.9046 | 4.1739e-06
2.026614805957149e+001 | 1.4384e-06 | 20.2661 | 2.026614805957149e+001 | 3.3281e-06 |  | 2.026614805957149e+001 | 6.1726e-06 |  | 2.026614805957149e+001 | 5.3938e-06 |  | 20.2802 | 4.1737e-06 | 2.9016 | 4.1737e-06
2.028020035255080e+001 | 1.4399e-06 | 20.2802 | 2.028020035255080e+001 | 3.334e-06 |  | 2.028020035255080e+001 | 6.1842e-06 |  | 2.028020035255080e+001 | 5.4038e-06 |  | 20.2943 | 4.1736e-06 | 2.8986 | 4.1736e-06
2.029426238921388e+001 | 1.4413e-06 | 20.2943 | 2.029426238921388e+001 | 3.3398e-06 |  | 2.029426238921388e+001 | 6.1958e-06 |  | 2.029426238921388e+001 | 5.4139e-06 |  | 20.3083 | 4.1735e-06 | 2.8957 | 4.1735e-06
2.030833417631688e+001 | 1.4427e-06 | 20.3083 | 2.030833417631688e+001 | 3.3457e-06 |  | 2.030833417631688e+001 | 6.2074e-06 |  | 2.030833417631688e+001 | 5.4239e-06 |  | 20.3224 | 4.1734e-06 | 2.8927 | 4.1734e-06
2.032241572062064e+001 | 1.4441e-06 | 20.3224 | 2.032241572062064e+001 | 3.3515e-06 |  | 2.032241572062064e+001 | 6.219e-06 |  | 2.032241572062064e+001 | 5.434e-06 |  | 20.3365 | 4.1733e-06 | 2.8898 | 4.1733e-06
2.033650702889067e+001 | 1.4455e-06 | 20.3365 | 2.033650702889067e+001 | 3.3573e-06 |  | 2.033650702889067e+001 | 6.2306e-06 |  | 2.033650702889067e+001 | 5.444e-06 |  | 20.3506 | 4.1732e-06 | 2.8869 | 4.1732e-06
2.035060810789718e+001 | 1.4469e-06 | 20.3506 | 2.035060810789718e+001 | 3.3631e-06 |  | 2.035060810789718e+001 | 6.2421e-06 |  | 2.035060810789718e+001 | 5.454e-06 |  | 20.3647 | 4.173e-06 | 2.884 | 4.173e-06
2.036471896441509e+001 | 1.4483e-06 | 20.3647 | 2.036471896441509e+001 | 3.3689e-06 |  | 2.036471896441509e+001 | 6.2536e-06 |  | 2.036471896441509e+001 | 5.464e-06 |  | 20.3788 | 4.1729e-06 | 2.8812 | 4.1729e-06
2.037883960522400e+001 | 1.4497e-06 | 20.3788 | 2.037883960522400e+001 | 3.3747e-06 |  | 2.037883960522400e+001 | 6.2651e-06 |  | 2.037883960522400e+001 | 5.4739e-06 |  | 20.393 | 4.1728e-06 | 2.8783 | 4.1728e-06
2.039297003710820e+001 | 1.4511e-06 | 20.393 | 2.039297003710820e+001 | 3.3805e-06 |  | 2.039297003710820e+001 | 6.2766e-06 |  | 2.039297003710820e+001 | 5.4839e-06 |  | 20.4071 | 4.1727e-06 | 2.8755 | 4.1727e-06
2.040711026685671e+001 | 1.4525e-06 | 20.4071 | 2.040711026685671e+001 | 3.3862e-06 |  | 2.040711026685671e+001 | 6.288e-06 |  | 2.040711026685671e+001 | 5.4938e-06 |  | 20.4213 | 4.1726e-06 | 2.8727 | 4.1726e-06
2.042126030126325e+001 | 1.4538e-06 | 20.4213 | 2.042126030126325e+001 | 3.392e-06 |  | 2.042126030126325e+001 | 6.2995e-06 |  | 2.042126030126325e+001 | 5.5037e-06 |  | 20.4354 | 4.1724e-06 | 2.87 | 4.1724e-06
2.043542014712624e+001 | 1.4552e-06 | 20.4354 | 2.043542014712624e+001 | 3.3977e-06 |  | 2.043542014712624e+001 | 6.3109e-06 |  | 2.043542014712624e+001 | 5.5136e-06 |  | 20.4496 | 4.1723e-06 | 2.8672 | 4.1723e-06
2.044958981124883e+001 | 1.4565e-06 | 20.4496 | 2.044958981124883e+001 | 3.4034e-06 |  | 2.044958981124883e+001 | 6.3223e-06 |  | 2.044958981124883e+001 | 5.5235e-06 |  | 20.4638 | 4.1722e-06 | 2.8645 | 4.1722e-06
2.046376930043887e+001 | 1.4579e-06 | 20.4638 | 2.046376930043887e+001 | 3.4091e-06 |  | 2.046376930043887e+001 | 6.3336e-06 |  | 2.046376930043887e+001 | 5.5333e-06 |  | 20.478 | 4.1721e-06 | 2.8618 | 4.1721e-06
2.047795862150893e+001 | 1.4592e-06 | 20.478 | 2.047795862150893e+001 | 3.4148e-06 |  | 2.047795862150893e+001 | 6.345e-06 |  | 2.047795862150893e+001 | 5.5431e-06 |  | 20.4922 | 4.172e-06 | 2.8591 | 4.172e-06
2.049215778127633e+001 | 1.4605e-06 | 20.4922 | 2.049215778127633e+001 | 3.4205e-06 |  | 2.049215778127633e+001 | 6.3563e-06 |  | 2.049215778127633e+001 | 5.5529e-06 |  | 20.5064 | 4.1719e-06 | 2.8564 | 4.1719e-06
2.050636678656309e+001 | 1.4618e-06 | 20.5064 | 2.050636678656309e+001 | 3.4262e-06 |  | 2.050636678656309e+001 | 6.3676e-06 |  | 2.050636678656309e+001 | 5.5627e-06 |  | 20.5206 | 4.1717e-06 | 2.8538 | 4.1717e-06
2.052058564419598e+001 | 1.4631e-06 | 20.5206 | 2.052058564419598e+001 | 3.4318e-06 |  | 2.052058564419598e+001 | 6.3789e-06 |  | 2.052058564419598e+001 | 5.5725e-06 |  | 20.5348 | 4.1716e-06 | 2.8512 | 4.1716e-06
2.053481436100647e+001 | 1.4644e-06 | 20.5348 | 2.053481436100647e+001 | 3.4374e-06 |  | 2.053481436100647e+001 | 6.3901e-06 |  | 2.053481436100647e+001 | 5.5822e-06 |  | 20.5491 | 4.1715e-06 | 2.8486 | 4.1715e-06
2.054905294383082e+001 | 1.4657e-06 | 20.5491 | 2.054905294383082e+001 | 3.4431e-06 |  | 2.054905294383082e+001 | 6.4013e-06 |  | 2.054905294383082e+001 | 5.5919e-06 |  | 20.5633 | 4.1714e-06 | 2.846 | 4.1714e-06
2.056330139950997e+001 | 1.467e-06 | 20.5633 | 2.056330139950997e+001 | 3.4487e-06 |  | 2.056330139950997e+001 | 6.4125e-06 |  | 2.056330139950997e+001 | 5.6016e-06 |  | 20.5776 | 4.1713e-06 | 2.8435 | 4.1713e-06
2.057755973488966e+001 | 1.4682e-06 | 20.5776 | 2.057755973488966e+001 | 3.4543e-06 |  | 2.057755973488966e+001 | 6.4237e-06 |  | 2.057755973488966e+001 | 5.6113e-06 |  | 20.5918 | 4.1712e-06 | 2.841 | 4.1712e-06
2.059182795682034e+001 | 1.4695e-06 | 20.5918 | 2.059182795682034e+001 | 3.4599e-06 |  | 2.059182795682034e+001 | 6.4348e-06 |  | 2.059182795682034e+001 | 5.6209e-06 |  | 20.6061 | 4.171e-06 | 2.8385 | 4.171e-06
2.060610607215721e+001 | 1.4707e-06 | 20.6061 | 2.060610607215721e+001 | 3.4654e-06 |  | 2.060610607215721e+001 | 6.446e-06 |  | 2.060610607215721e+001 | 5.6306e-06 |  | 20.6204 | 4.1709e-06 | 2.836 | 4.1709e-06
2.062039408776025e+001 | 1.472e-06 | 20.6204 | 2.062039408776025e+001 | 3.471e-06 |  | 2.062039408776025e+001 | 6.457e-06 |  | 2.062039408776025e+001 | 5.6402e-06 |  | 20.6347 | 4.1708e-06 | 2.8335 | 4.1708e-06
2.063469201049418e+001 | 1.4732e-06 | 20.6347 | 2.063469201049418e+001 | 3.4765e-06 |  | 2.063469201049418e+001 | 6.4681e-06 |  | 2.063469201049418e+001 | 5.6497e-06 |  | 20.649 | 4.1707e-06 | 2.8311 | 4.1707e-06
2.064899984722847e+001 | 1.4744e-06 | 20.649 | 2.064899984722847e+001 | 3.482e-06 |  | 2.064899984722847e+001 | 6.4791e-06 |  | 2.064899984722847e+001 | 5.6593e-06 |  | 20.6633 | 4.1706e-06 | 2.8287 | 4.1706e-06
2.066331760483737e+001 | 1.4756e-06 | 20.6633 | 2.066331760483737e+001 | 3.4875e-06 |  | 2.066331760483737e+001 | 6.4901e-06 |  | 2.066331760483737e+001 | 5.6688e-06 |  | 20.6776 | 4.1705e-06 | 2.8263 | 4.1705e-06
2.067764529019988e+001 | 1.4768e-06 | 20.6776 | 2.067764529019988e+001 | 3.493e-06 |  | 2.067764529019988e+001 | 6.5011e-06 |  | 2.067764529019988e+001 | 5.6783e-06 |  | 20.692 | 4.1704e-06 | 2.8239 | 4.1704e-06
2.069198291019980e+001 | 1.478e-06 | 20.692 | 2.069198291019980e+001 | 3.4985e-06 |  | 2.069198291019980e+001 | 6.5121e-06 |  | 2.069198291019980e+001 | 5.6878e-06 |  | 20.7063 | 4.1702e-06 | 2.8216 | 4.1702e-06
2.070633047172566e+001 | 1.4792e-06 | 20.7063 | 2.070633047172566e+001 | 3.5039e-06 |  | 2.070633047172566e+001 | 6.523e-06 |  | 2.070633047172566e+001 | 5.6972e-06 |  | 20.7207 | 4.1701e-06 | 2.8193 | 4.1701e-06
2.072068798167081e+001 | 1.4803e-06 | 20.7207 | 2.072068798167081e+001 | 3.5094e-06 |  | 2.072068798167081e+001 | 6.5339e-06 |  | 2.072068798167081e+001 | 5.7067e-06 |  | 20.7351 | 4.17e-06 | 2.817 | 4.17e-06
2.073505544693335e+001 | 1.4815e-06 | 20.7351 | 2.073505544693335e+001 | 3.5148e-06 |  | 2.073505544693335e+001 | 6.5447e-06 |  | 2.073505544693335e+001 | 5.7161e-06 |  | 20.7494 | 4.1699e-06 | 2.8147 | 4.1699e-06
2.074943287441616e+001 | 1.4826e-06 | 20.7494 | 2.074943287441616e+001 | 3.5202e-06 |  | 2.074943287441616e+001 | 6.5555e-06 |  | 2.074943287441616e+001 | 5.7254e-06 |  | 20.7638 | 4.1698e-06 | 2.8124 | 4.1698e-06
2.076382027102694e+001 | 1.4838e-06 | 20.7638 | 2.076382027102694e+001 | 3.5256e-06 |  | 2.076382027102694e+001 | 6.5663e-06 |  | 2.076382027102694e+001 | 5.7348e-06 |  | 20.7782 | 4.1697e-06 | 2.8102 | 4.1697e-06
2.077821764367815e+001 | 1.4849e-06 | 20.7782 | 2.077821764367815e+001 | 3.5309e-06 |  | 2.077821764367815e+001 | 6.5771e-06 |  | 2.077821764367815e+001 | 5.7441e-06 |  | 20.7926 | 4.1695e-06 | 2.808 | 4.1695e-06
2.079262499928705e+001 | 1.486e-06 | 20.7926 | 2.079262499928705e+001 | 3.5363e-06 |  | 2.079262499928705e+001 | 6.5878e-06 |  | 2.079262499928705e+001 | 5.7534e-06 |  | 20.807 | 4.1694e-06 | 2.8058 | 4.1694e-06
2.080704234477569e+001 | 1.4871e-06 | 20.807 | 2.080704234477569e+001 | 3.5416e-06 |  | 2.080704234477569e+001 | 6.5985e-06 |  | 2.080704234477569e+001 | 5.7626e-06 |  | 20.8215 | 4.1693e-06 | 2.8037 | 4.1693e-06
2.082146968707095e+001 | 1.4882e-06 | 20.8215 | 2.082146968707095e+001 | 3.5469e-06 |  | 2.082146968707095e+001 | 6.6092e-06 |  | 2.082146968707095e+001 | 5.7719e-06 |  | 20.8359 | 4.1692e-06 | 2.8015 | 4.1692e-06
2.083590703310446e+001 | 1.4893e-06 | 20.8359 | 2.083590703310446e+001 | 3.5522e-06 |  | 2.083590703310446e+001 | 6.6198e-06 |  | 2.083590703310446e+001 | 5.7811e-06 |  | 20.8504 | 4.1691e-06 | 2.7994 | 4.1691e-06
2.085035438981271e+001 | 1.4903e-06 | 20.8504 | 2.085035438981271e+001 | 3.5575e-06 |  | 2.085035438981271e+001 | 6.6304e-06 |  | 2.085035438981271e+001 | 5.7902e-06 |  | 20.8648 | 4.169e-06 | 2.7973 | 4.169e-06
2.086481176413697e+001 | 1.4914e-06 | 20.8648 | 2.086481176413697e+001 | 3.5627e-06 |  | 2.086481176413697e+001 | 6.641e-06 |  | 2.086481176413697e+001 | 5.7994e-06 |  | 20.8793 | 4.1689e-06 | 2.7953 | 4.1689e-06
2.087927916302333e+001 | 1.4925e-06 | 20.8793 | 2.087927916302333e+001 | 3.568e-06 |  | 2.087927916302333e+001 | 6.6515e-06 |  | 2.087927916302333e+001 | 5.8085e-06 |  | 20.8938 | 4.1687e-06 | 2.7932 | 4.1687e-06
2.089375659342269e+001 | 1.4935e-06 | 20.8938 | 2.089375659342269e+001 | 3.5732e-06 |  | 2.089375659342269e+001 | 6.662e-06 |  | 2.089375659342269e+001 | 5.8175e-06 |  | 20.9082 | 4.1686e-06 | 2.7912 | 4.1686e-06
2.090824406229078e+001 | 1.4945e-06 | 20.9082 | 2.090824406229078e+001 | 3.5784e-06 |  | 2.090824406229078e+001 | 6.6724e-06 |  | 2.090824406229078e+001 | 5.8266e-06 |  | 20.9227 | 4.1685e-06 | 2.7892 | 4.1685e-06
2.092274157658815e+001 | 1.4955e-06 | 20.9227 | 2.092274157658815e+001 | 3.5836e-06 |  | 2.092274157658815e+001 | 6.6829e-06 |  | 2.092274157658815e+001 | 5.8356e-06 |  | 20.9372 | 4.1684e-06 | 2.7872 | 4.1684e-06
2.093724914328017e+001 | 1.4966e-06 | 20.9372 | 2.093724914328017e+001 | 3.5887e-06 |  | 2.093724914328017e+001 | 6.6932e-06 |  | 2.093724914328017e+001 | 5.8446e-06 |  | 20.9518 | 4.1683e-06 | 2.7853 | 4.1683e-06
2.095176676933705e+001 | 1.4975e-06 | 20.9518 | 2.095176676933705e+001 | 3.5938e-06 |  | 2.095176676933705e+001 | 6.7036e-06 |  | 2.095176676933705e+001 | 5.8536e-06 |  | 20.9663 | 4.1682e-06 | 2.7833 | 4.1682e-06
2.096629446173382e+001 | 1.4985e-06 | 20.9663 | 2.096629446173382e+001 | 3.599e-06 |  | 2.096629446173382e+001 | 6.7139e-06 |  | 2.096629446173382e+001 | 5.8625e-06 |  | 20.9808 | 4.1681e-06 | 2.7814 | 4.1681e-06
2.098083222745036e+001 | 1.4995e-06 | 20.9808 | 2.098083222745036e+001 | 3.6041e-06 |  | 2.098083222745036e+001 | 6.7242e-06 |  | 2.098083222745036e+001 | 5.8714e-06 |  | 20.9954 | 4.1679e-06 | 2.7795 | 4.1679e-06
2.099538007347138e+001 | 1.5005e-06 | 20.9954 | 2.099538007347138e+001 | 3.6091e-06 |  | 2.099538007347138e+001 | 6.7344e-06 |  | 2.099538007347138e+001 | 5.8802e-06 |  | 21.0099 | 4.1678e-06 | 2.7777 | 4.1678e-06
2.100993800678644e+001 | 1.5014e-06 | 21.0099 | 2.100993800678644e+001 | 3.6142e-06 |  | 2.100993800678644e+001 | 6.7446e-06 |  | 2.100993800678644e+001 | 5.889e-06 |  | 21.0245 | 4.1677e-06 | 2.7758 | 4.1677e-06
2.102450603438994e+001 | 1.5024e-06 | 21.0245 | 2.102450603438994e+001 | 3.6192e-06 |  | 2.102450603438994e+001 | 6.7548e-06 |  | 2.102450603438994e+001 | 5.8978e-06 |  | 21.0391 | 4.1676e-06 | 2.774 | 4.1676e-06
2.103908416328114e+001 | 1.5033e-06 | 21.0391 | 2.103908416328114e+001 | 3.6242e-06 |  | 2.103908416328114e+001 | 6.7649e-06 |  | 2.103908416328114e+001 | 5.9066e-06 |  | 21.0537 | 4.1675e-06 | 2.7722 | 4.1675e-06
2.105367240046414e+001 | 1.5042e-06 | 21.0537 | 2.105367240046414e+001 | 3.6292e-06 |  | 2.105367240046414e+001 | 6.775e-06 |  | 2.105367240046414e+001 | 5.9153e-06 |  | 21.0683 | 4.1674e-06 | 2.7705 | 4.1674e-06
2.106827075294790e+001 | 1.5051e-06 | 21.0683 | 2.106827075294790e+001 | 3.6342e-06 |  | 2.106827075294790e+001 | 6.7851e-06 |  | 2.106827075294790e+001 | 5.924e-06 |  | 21.0829 | 4.1673e-06 | 2.7687 | 4.1673e-06
2.108287922774625e+001 | 1.506e-06 | 21.0829 | 2.108287922774625e+001 | 3.6392e-06 |  | 2.108287922774625e+001 | 6.7951e-06 |  | 2.108287922774625e+001 | 5.9327e-06 |  | 21.0975 | 4.1671e-06 | 2.767 | 4.1671e-06
2.109749783187787e+001 | 1.5069e-06 | 21.0975 | 2.109749783187787e+001 | 3.6441e-06 |  | 2.109749783187787e+001 | 6.805e-06 |  | 2.109749783187787e+001 | 5.9413e-06 |  | 21.1121 | 4.167e-06 | 2.7653 | 4.167e-06
2.111212657236631e+001 | 1.5078e-06 | 21.1121 | 2.111212657236631e+001 | 3.649e-06 |  | 2.111212657236631e+001 | 6.815e-06 |  | 2.111212657236631e+001 | 5.9499e-06 |  | 21.1268 | 4.1669e-06 | 2.7636 | 4.1669e-06
2.112676545624001e+001 | 1.5086e-06 | 21.1268 | 2.112676545624001e+001 | 3.6539e-06 |  | 2.112676545624001e+001 | 6.8249e-06 |  | 2.112676545624001e+001 | 5.9584e-06 |  | 21.1414 | 4.1668e-06 | 2.762 | 4.1668e-06
2.114141449053225e+001 | 1.5095e-06 | 21.1414 | 2.114141449053225e+001 | 3.6587e-06 |  | 2.114141449053225e+001 | 6.8347e-06 |  | 2.114141449053225e+001 | 5.9669e-06 |  | 21.1561 | 4.1667e-06 | 2.7604 | 4.1667e-06
2.115607368228120e+001 | 1.5103e-06 | 21.1561 | 2.115607368228120e+001 | 3.6636e-06 |  | 2.115607368228120e+001 | 6.8445e-06 |  | 2.115607368228120e+001 | 5.9754e-06 |  | 21.1707 | 4.1666e-06 | 2.7588 | 4.1666e-06
2.117074303852993e+001 | 1.5111e-06 | 21.1707 | 2.117074303852993e+001 | 3.6684e-06 |  | 2.117074303852993e+001 | 6.8543e-06 |  | 2.117074303852993e+001 | 5.9838e-06 |  | 21.1854 | 4.1665e-06 | 2.7572 | 4.1665e-06
2.118542256632636e+001 | 1.512e-06 | 21.1854 | 2.118542256632636e+001 | 3.6732e-06 |  | 2.118542256632636e+001 | 6.864e-06 |  | 2.118542256632636e+001 | 5.9922e-06 |  | 21.2001 | 4.1664e-06 | 2.7556 | 4.1664e-06
2.120011227272332e+001 | 1.5128e-06 | 21.2001 | 2.120011227272332e+001 | 3.678e-06 |  | 2.120011227272332e+001 | 6.8737e-06 |  | 2.120011227272332e+001 | 6.0006e-06 |  | 21.2148 | 4.1662e-06 | 2.7541 | 4.1662e-06
2.121481216477853e+001 | 1.5135e-06 | 21.2148 | 2.121481216477853e+001 | 3.6827e-06 |  | 2.121481216477853e+001 | 6.8833e-06 |  | 2.121481216477853e+001 | 6.0089e-06 |  | 21.2295 | 4.1661e-06 | 2.7526 | 4.1661e-06
2.122952224955460e+001 | 1.5143e-06 | 21.2295 | 2.122952224955460e+001 | 3.6874e-06 |  | 2.122952224955460e+001 | 6.8929e-06 |  | 2.122952224955460e+001 | 6.0172e-06 |  | 21.2442 | 4.166e-06 | 2.7511 | 4.166e-06
2.124424253411901e+001 | 1.5151e-06 | 21.2442 | 2.124424253411901e+001 | 3.6921e-06 |  | 2.124424253411901e+001 | 6.9025e-06 |  | 2.124424253411901e+001 | 6.0255e-06 |  | 21.259 | 4.1659e-06 | 2.7496 | 4.1659e-06
2.125897302554419e+001 | 1.5158e-06 | 21.259 | 2.125897302554419e+001 | 3.6968e-06 |  | 2.125897302554419e+001 | 6.912e-06 |  | 2.125897302554419e+001 | 6.0337e-06 |  | 21.2737 | 4.1658e-06 | 2.7482 | 4.1658e-06
2.127371373090745e+001 | 1.5166e-06 | 21.2737 | 2.127371373090745e+001 | 3.7014e-06 |  | 2.127371373090745e+001 | 6.9214e-06 |  | 2.127371373090745e+001 | 6.0419e-06 |  | 21.2885 | 4.1657e-06 | 2.7468 | 4.1657e-06
2.128846465729098e+001 | 1.5173e-06 | 21.2885 | 2.128846465729098e+001 | 3.7061e-06 |  | 2.128846465729098e+001 | 6.9309e-06 |  | 2.128846465729098e+001 | 6.05e-06 |  | 21.3032 | 4.1656e-06 | 2.7454 | 4.1656e-06
2.130322581178194e+001 | 1.518e-06 | 21.3032 | 2.130322581178194e+001 | 3.7107e-06 |  | 2.130322581178194e+001 | 6.9402e-06 |  | 2.130322581178194e+001 | 6.0581e-06 |  | 21.318 | 4.1654e-06 | 2.744 | 4.1654e-06
2.131799720147236e+001 | 1.5187e-06 | 21.318 | 2.131799720147236e+001 | 3.7153e-06 |  | 2.131799720147236e+001 | 6.9496e-06 |  | 2.131799720147236e+001 | 6.0662e-06 |  | 21.3328 | 4.1653e-06 | 2.7426 | 4.1653e-06
2.133277883345918e+001 | 1.5194e-06 | 21.3328 | 2.133277883345918e+001 | 3.7198e-06 |  | 2.133277883345918e+001 | 6.9588e-06 |  | 2.133277883345918e+001 | 6.0742e-06 |  | 21.3476 | 4.1652e-06 | 2.7413 | 4.1652e-06
2.134757071484431e+001 | 1.5201e-06 | 21.3476 | 2.134757071484431e+001 | 3.7243e-06 |  | 2.134757071484431e+001 | 6.9681e-06 |  | 2.134757071484431e+001 | 6.0822e-06 |  | 21.3624 | 4.1651e-06 | 2.74 | 4.1651e-06
2.136237285273454e+001 | 1.5208e-06 | 21.3624 | 2.136237285273454e+001 | 3.7288e-06 |  | 2.136237285273454e+001 | 6.9773e-06 |  | 2.136237285273454e+001 | 6.0901e-06 |  | 21.3772 | 4.165e-06 | 2.7387 | 4.165e-06
2.137718525424160e+001 | 1.5214e-06 | 21.3772 | 2.137718525424160e+001 | 3.7333e-06 |  | 2.137718525424160e+001 | 6.9864e-06 |  | 2.137718525424160e+001 | 6.098e-06 |  | 21.392 | 4.1649e-06 | 2.7375 | 4.1649e-06
2.139200792648215e+001 | 1.5221e-06 | 21.392 | 2.139200792648215e+001 | 3.7378e-06 |  | 2.139200792648215e+001 | 6.9955e-06 |  | 2.139200792648215e+001 | 6.1059e-06 |  | 21.4068 | 4.1648e-06 | 2.7363 | 4.1648e-06
2.140684087657780e+001 | 1.5227e-06 | 21.4068 | 2.140684087657780e+001 | 3.7422e-06 |  | 2.140684087657780e+001 | 7.0046e-06 |  | 2.140684087657780e+001 | 6.1137e-06 |  | 21.4217 | 4.1647e-06 | 2.735 | 4.1647e-06
2.142168411165508e+001 | 1.5233e-06 | 21.4217 | 2.142168411165508e+001 | 3.7466e-06 |  | 2.142168411165508e+001 | 7.0136e-06 |  | 2.142168411165508e+001 | 6.1215e-06 |  | 21.4365 | 4.1646e-06 | 2.7339 | 4.1646e-06
2.143653763884546e+001 | 1.5239e-06 | 21.4365 | 2.143653763884546e+001 | 3.751e-06 |  | 2.143653763884546e+001 | 7.0226e-06 |  | 2.143653763884546e+001 | 6.1292e-06 |  | 21.4514 | 4.1644e-06 | 2.7327 | 4.1644e-06
2.145140146528538e+001 | 1.5245e-06 | 21.4514 | 2.145140146528538e+001 | 3.7553e-06 |  | 2.145140146528538e+001 | 7.0315e-06 |  | 2.145140146528538e+001 | 6.1369e-06 |  | 21.4663 | 4.1643e-06 | 2.7316 | 4.1643e-06
2.146627559811619e+001 | 1.5251e-06 | 21.4663 | 2.146627559811619e+001 | 3.7597e-06 |  | 2.146627559811619e+001 | 7.0403e-06 |  | 2.146627559811619e+001 | 6.1446e-06 |  | 21.4812 | 4.1642e-06 | 2.7304 | 4.1642e-06
2.148116004448422e+001 | 1.5257e-06 | 21.4812 | 2.148116004448422e+001 | 3.764e-06 |  | 2.148116004448422e+001 | 7.0492e-06 |  | 2.148116004448422e+001 | 6.1522e-06 |  | 21.4961 | 4.1641e-06 | 2.7294 | 4.1641e-06
2.149605481154076e+001 | 1.5262e-06 | 21.4961 | 2.149605481154076e+001 | 3.7682e-06 |  | 2.149605481154076e+001 | 7.0579e-06 |  | 2.149605481154076e+001 | 6.1598e-06 |  | 21.511 | 4.164e-06 | 2.7283 | 4.164e-06
2.151095990644203e+001 | 1.5268e-06 | 21.511 | 2.151095990644203e+001 | 3.7725e-06 |  | 2.151095990644203e+001 | 7.0666e-06 |  | 2.151095990644203e+001 | 6.1673e-06 |  | 21.5259 | 4.1639e-06 | 2.7272 | 4.1639e-06
2.152587533634922e+001 | 1.5273e-06 | 21.5259 | 2.152587533634922e+001 | 3.7767e-06 |  | 2.152587533634922e+001 | 7.0753e-06 |  | 2.152587533634922e+001 | 6.1748e-06 |  | 21.5408 | 4.1638e-06 | 2.7262 | 4.1638e-06
2.154080110842853e+001 | 1.5278e-06 | 21.5408 | 2.154080110842853e+001 | 3.7809e-06 |  | 2.154080110842853e+001 | 7.0839e-06 |  | 2.154080110842853e+001 | 6.1822e-06 |  | 21.5557 | 4.1637e-06 | 2.7252 | 4.1637e-06
2.155573722985105e+001 | 1.5283e-06 | 21.5557 | 2.155573722985105e+001 | 3.7851e-06 |  | 2.155573722985105e+001 | 7.0925e-06 |  | 2.155573722985105e+001 | 6.1896e-06 |  | 21.5707 | 4.1635e-06 | 2.7243 | 4.1635e-06
2.157068370779291e+001 | 1.5288e-06 | 21.5707 | 2.157068370779291e+001 | 3.7892e-06 |  | 2.157068370779291e+001 | 7.101e-06 |  | 2.157068370779291e+001 | 6.197e-06 |  | 21.5856 | 4.1634e-06 | 2.7233 | 4.1634e-06
2.158564054943519e+001 | 1.5293e-06 | 21.5856 | 2.158564054943519e+001 | 3.7933e-06 |  | 2.158564054943519e+001 | 7.1095e-06 |  | 2.158564054943519e+001 | 6.2043e-06 |  | 21.6006 | 4.1633e-06 | 2.7224 | 4.1633e-06
2.160060776196394e+001 | 1.5298e-06 | 21.6006 | 2.160060776196394e+001 | 3.7974e-06 |  | 2.160060776196394e+001 | 7.1179e-06 |  | 2.160060776196394e+001 | 6.2116e-06 |  | 21.6156 | 4.1632e-06 | 2.7215 | 4.1632e-06
2.161558535257021e+001 | 1.5302e-06 | 21.6156 | 2.161558535257021e+001 | 3.8015e-06 |  | 2.161558535257021e+001 | 7.1263e-06 |  | 2.161558535257021e+001 | 6.2188e-06 |  | 21.6306 | 4.1631e-06 | 2.7206 | 4.1631e-06
2.163057332845002e+001 | 1.5307e-06 | 21.6306 | 2.163057332845002e+001 | 3.8055e-06 |  | 2.163057332845002e+001 | 7.1346e-06 |  | 2.163057332845002e+001 | 6.226e-06 |  | 21.6456 | 4.163e-06 | 2.7197 | 4.163e-06
2.164557169680440e+001 | 1.5311e-06 | 21.6456 | 2.164557169680440e+001 | 3.8095e-06 |  | 2.164557169680440e+001 | 7.1429e-06 |  | 2.164557169680440e+001 | 6.2331e-06 |  | 21.6606 | 4.1629e-06 | 2.7189 | 4.1629e-06
2.166058046483935e+001 | 1.5315e-06 | 21.6606 | 2.166058046483935e+001 | 3.8135e-06 |  | 2.166058046483935e+001 | 7.1511e-06 |  | 2.166058046483935e+001 | 6.2402e-06 |  | 21.6756 | 4.1628e-06 | 2.7181 | 4.1628e-06
2.167559963976589e+001 | 1.5319e-06 | 21.6756 | 2.167559963976589e+001 | 3.8175e-06 |  | 2.167559963976589e+001 | 7.1593e-06 |  | 2.167559963976589e+001 | 6.2472e-06 |  | 21.6906 | 4.1627e-06 | 2.7173 | 4.1627e-06
2.169062922880002e+001 | 1.5323e-06 | 21.6906 | 2.169062922880002e+001 | 3.8214e-06 |  | 2.169062922880002e+001 | 7.1674e-06 |  | 2.169062922880002e+001 | 6.2542e-06 |  | 21.7057 | 4.1626e-06 | 2.7166 | 4.1626e-06
2.170566923916276e+001 | 1.5327e-06 | 21.7057 | 2.170566923916276e+001 | 3.8253e-06 |  | 2.170566923916276e+001 | 7.1755e-06 |  | 2.170566923916276e+001 | 6.2612e-06 |  | 21.7207 | 4.1624e-06 | 2.7158 | 4.1624e-06
2.172071967808012e+001 | 1.533e-06 | 21.7207 | 2.172071967808012e+001 | 3.8291e-06 |  | 2.172071967808012e+001 | 7.1835e-06 |  | 2.172071967808012e+001 | 6.2681e-06 |  | 21.7358 | 4.1623e-06 | 2.7151 | 4.1623e-06
2.173578055278312e+001 | 1.5334e-06 | 21.7358 | 2.173578055278312e+001 | 3.833e-06 |  | 2.173578055278312e+001 | 7.1914e-06 |  | 2.173578055278312e+001 | 6.275e-06 |  | 21.7509 | 4.1622e-06 | 2.7144 | 4.1622e-06
2.175085187050783e+001 | 1.5337e-06 | 21.7509 | 2.175085187050783e+001 | 3.8368e-06 |  | 2.175085187050783e+001 | 7.1993e-06 |  | 2.175085187050783e+001 | 6.2818e-06 |  | 21.7659 | 4.1621e-06 | 2.7137 | 4.1621e-06
2.176593363849529e+001 | 1.534e-06 | 21.7659 | 2.176593363849529e+001 | 3.8406e-06 |  | 2.176593363849529e+001 | 7.2072e-06 |  | 2.176593363849529e+001 | 6.2885e-06 |  | 21.781 | 4.162e-06 | 2.7131 | 4.162e-06
2.178102586399158e+001 | 1.5344e-06 | 21.781 | 2.178102586399158e+001 | 3.8443e-06 |  | 2.178102586399158e+001 | 7.215e-06 |  | 2.178102586399158e+001 | 6.2953e-06 |  | 21.7961 | 4.1619e-06 | 2.7125 | 4.1619e-06
2.179612855424782e+001 | 1.5347e-06 | 21.7961 | 2.179612855424782e+001 | 3.848e-06 |  | 2.179612855424782e+001 | 7.2227e-06 |  | 2.179612855424782e+001 | 6.3019e-06 |  | 21.8112 | 4.1618e-06 | 2.7119 | 4.1618e-06
2.181124171652013e+001 | 1.5349e-06 | 21.8112 | 2.181124171652013e+001 | 3.8517e-06 |  | 2.181124171652013e+001 | 7.2304e-06 |  | 2.181124171652013e+001 | 6.3086e-06 |  | 21.8264 | 4.1617e-06 | 2.7113 | 4.1617e-06
2.182636535806968e+001 | 1.5352e-06 | 21.8264 | 2.182636535806968e+001 | 3.8554e-06 |  | 2.182636535806968e+001 | 7.2381e-06 |  | 2.182636535806968e+001 | 6.3152e-06 |  | 21.8415 | 4.1616e-06 | 2.7107 | 4.1616e-06
2.184149948616267e+001 | 1.5355e-06 | 21.8415 | 2.184149948616267e+001 | 3.859e-06 |  | 2.184149948616267e+001 | 7.2457e-06 |  | 2.184149948616267e+001 | 6.3217e-06 |  | 21.8566 | 4.1614e-06 | 2.7102 | 4.1614e-06
2.185664410807033e+001 | 1.5357e-06 | 21.8566 | 2.185664410807033e+001 | 3.8627e-06 |  | 2.185664410807033e+001 | 7.2532e-06 |  | 2.185664410807033e+001 | 6.3282e-06 |  | 21.8718 | 4.1613e-06 | 2.7097 | 4.1613e-06
2.187179923106896e+001 | 1.536e-06 | 21.8718 | 2.187179923106896e+001 | 3.8662e-06 |  | 2.187179923106896e+001 | 7.2607e-06 |  | 2.187179923106896e+001 | 6.3346e-06 |  | 21.887 | 4.1612e-06 | 2.7092 | 4.1612e-06
2.188696486243986e+001 | 1.5362e-06 | 21.887 | 2.188696486243986e+001 | 3.8698e-06 |  | 2.188696486243986e+001 | 7.2681e-06 |  | 2.188696486243986e+001 | 6.341e-06 |  | 21.9021 | 4.1611e-06 | 2.7087 | 4.1611e-06
2.190214100946942e+001 | 1.5364e-06 | 21.9021 | 2.190214100946942e+001 | 3.8733e-06 |  | 2.190214100946942e+001 | 7.2755e-06 |  | 2.190214100946942e+001 | 6.3474e-06 |  | 21.9173 | 4.161e-06 | 2.7083 | 4.161e-06
2.191732767944906e+001 | 1.5366e-06 | 21.9173 | 2.191732767944906e+001 | 3.8768e-06 |  | 2.191732767944906e+001 | 7.2828e-06 |  | 2.191732767944906e+001 | 6.3537e-06 |  | 21.9325 | 4.1609e-06 | 2.7079 | 4.1609e-06
2.193252487967526e+001 | 1.5368e-06 | 21.9325 | 2.193252487967526e+001 | 3.8803e-06 |  | 2.193252487967526e+001 | 7.2901e-06 |  | 2.193252487967526e+001 | 6.3599e-06 |  | 21.9477 | 4.1608e-06 | 2.7075 | 4.1608e-06
2.194773261744957e+001 | 1.5369e-06 | 21.9477 | 2.194773261744957e+001 | 3.8837e-06 |  | 2.194773261744957e+001 | 7.2973e-06 |  | 2.194773261744957e+001 | 6.3661e-06 |  | 21.963 | 4.1607e-06 | 2.7071 | 4.1607e-06
2.196295090007858e+001 | 1.5371e-06 | 21.963 | 2.196295090007858e+001 | 3.8871e-06 |  | 2.196295090007858e+001 | 7.3044e-06 |  | 2.196295090007858e+001 | 6.3723e-06 |  | 21.9782 | 4.1606e-06 | 2.7068 | 4.1606e-06
2.197817973487397e+001 | 1.5372e-06 | 21.9782 | 2.197817973487397e+001 | 3.8905e-06 |  | 2.197817973487397e+001 | 7.3115e-06 |  | 2.197817973487397e+001 | 6.3784e-06 |  | 21.9934 | 4.1605e-06 | 2.7065 | 4.1605e-06
2.199341912915247e+001 | 1.5374e-06 | 21.9934 | 2.199341912915247e+001 | 3.8938e-06 |  | 2.199341912915247e+001 | 7.3185e-06 |  | 2.199341912915247e+001 | 6.3845e-06 |  | 22.0087 | 4.1604e-06 | 2.7062 | 4.1604e-06
2.200866909023591e+001 | 1.5375e-06 | 22.0087 | 2.200866909023591e+001 | 3.8971e-06 |  | 2.200866909023591e+001 | 7.3255e-06 |  | 2.200866909023591e+001 | 6.3905e-06 |  | 22.0239 | 4.1602e-06 | 2.7059 | 4.1602e-06
2.202392962545116e+001 | 1.5376e-06 | 22.0239 | 2.202392962545116e+001 | 3.9004e-06 |  | 2.202392962545116e+001 | 7.3325e-06 |  | 2.202392962545116e+001 | 6.3964e-06 |  | 22.0392 | 4.1601e-06 | 2.7056 | 4.1601e-06
2.203920074213021e+001 | 1.5377e-06 | 22.0392 | 2.203920074213021e+001 | 3.9037e-06 |  | 2.203920074213021e+001 | 7.3393e-06 |  | 2.203920074213021e+001 | 6.4024e-06 |  | 22.0545 | 4.16e-06 | 2.7054 | 4.16e-06
2.205448244761010e+001 | 1.5377e-06 | 22.0545 | 2.205448244761010e+001 | 3.9069e-06 |  | 2.205448244761010e+001 | 7.3461e-06 |  | 2.205448244761010e+001 | 6.4082e-06 |  | 22.0698 | 4.1599e-06 | 2.7052 | 4.1599e-06
2.206977474923298e+001 | 1.5378e-06 | 22.0698 | 2.206977474923298e+001 | 3.9101e-06 |  | 2.206977474923298e+001 | 7.3529e-06 |  | 2.206977474923298e+001 | 6.414e-06 |  | 22.0851 | 4.1598e-06 | 2.705 | 4.1598e-06
2.208507765434607e+001 | 1.5379e-06 | 22.0851 | 2.208507765434607e+001 | 3.9133e-06 |  | 2.208507765434607e+001 | 7.3596e-06 |  | 2.208507765434607e+001 | 6.4198e-06 |  | 22.1004 | 4.1597e-06 | 2.7049 | 4.1597e-06
2.210039117030172e+001 | 1.5379e-06 | 22.1004 | 2.210039117030172e+001 | 3.9164e-06 |  | 2.210039117030172e+001 | 7.3663e-06 |  | 2.210039117030172e+001 | 6.4255e-06 |  | 22.1157 | 4.1596e-06 | 2.7047 | 4.1596e-06
2.211571530445733e+001 | 1.5379e-06 | 22.1157 | 2.211571530445733e+001 | 3.9195e-06 |  | 2.211571530445733e+001 | 7.3729e-06 |  | 2.211571530445733e+001 | 6.4312e-06 |  | 22.1311 | 4.1595e-06 | 2.7046 | 4.1595e-06
2.213105006417544e+001 | 1.5379e-06 | 22.1311 | 2.213105006417544e+001 | 3.9226e-06 |  | 2.213105006417544e+001 | 7.3794e-06 |  | 2.213105006417544e+001 | 6.4368e-06 |  | 22.1464 | 4.1594e-06 | 2.7045 | 4.1594e-06
2.214639545682369e+001 | 1.5379e-06 | 22.1464 | 2.214639545682369e+001 | 3.9257e-06 |  | 2.214639545682369e+001 | 7.3859e-06 |  | 2.214639545682369e+001 | 6.4424e-06 |  | 22.1618 | 4.1593e-06 | 2.7044 | 4.1593e-06
2.216175148977480e+001 | 1.5379e-06 | 22.1618 | 2.216175148977480e+001 | 3.9287e-06 |  | 2.216175148977480e+001 | 7.3923e-06 |  | 2.216175148977480e+001 | 6.4479e-06 |  | 22.1771 | 4.1592e-06 | 2.7044 | 4.1592e-06
2.217711817040664e+001 | 1.5379e-06 | 22.1771 | 2.217711817040664e+001 | 3.9317e-06 |  | 2.217711817040664e+001 | 7.3987e-06 |  | 2.217711817040664e+001 | 6.4534e-06 |  | 22.1925 | 4.1591e-06 | 2.7044 | 4.1591e-06
2.219249550610217e+001 | 1.5379e-06 | 22.1925 | 2.219249550610217e+001 | 3.9346e-06 |  | 2.219249550610217e+001 | 7.405e-06 |  | 2.219249550610217e+001 | 6.4588e-06 |  | 22.2079 | 4.1589e-06 | 2.7044 | 4.1589e-06
2.220788350424948e+001 | 1.5378e-06 | 22.2079 | 2.220788350424948e+001 | 3.9375e-06 |  | 2.220788350424948e+001 | 7.4112e-06 |  | 2.220788350424948e+001 | 6.4642e-06 |  | 22.2233 | 4.1588e-06 | 2.7044 | 4.1588e-06
2.222328217224177e+001 | 1.5377e-06 | 22.2233 | 2.222328217224177e+001 | 3.9404e-06 |  | 2.222328217224177e+001 | 7.4174e-06 |  | 2.222328217224177e+001 | 6.4695e-06 |  | 22.2387 | 4.1587e-06 | 2.7044 | 4.1587e-06
2.223869151747740e+001 | 1.5377e-06 | 22.2387 | 2.223869151747740e+001 | 3.9433e-06 |  | 2.223869151747740e+001 | 7.4235e-06 |  | 2.223869151747740e+001 | 6.4748e-06 |  | 22.2541 | 4.1586e-06 | 2.7045 | 4.1586e-06
2.225411154735982e+001 | 1.5376e-06 | 22.2541 | 2.225411154735982e+001 | 3.9461e-06 |  | 2.225411154735982e+001 | 7.4296e-06 |  | 2.225411154735982e+001 | 6.48e-06 |  | 22.2695 | 4.1585e-06 | 2.7046 | 4.1585e-06
2.226954226929763e+001 | 1.5375e-06 | 22.2695 | 2.226954226929763e+001 | 3.9489e-06 |  | 2.226954226929763e+001 | 7.4356e-06 |  | 2.226954226929763e+001 | 6.4852e-06 |  | 22.285 | 4.1584e-06 | 2.7047 | 4.1584e-06
2.228498369070457e+001 | 1.5374e-06 | 22.285 | 2.228498369070457e+001 | 3.9517e-06 |  | 2.228498369070457e+001 | 7.4416e-06 |  | 2.228498369070457e+001 | 6.4903e-06 |  | 22.3004 | 4.1583e-06 | 2.7048 | 4.1583e-06
2.230043581899951e+001 | 1.5372e-06 | 22.3004 | 2.230043581899951e+001 | 3.9545e-06 |  | 2.230043581899951e+001 | 7.4475e-06 |  | 2.230043581899951e+001 | 6.4954e-06 |  | 22.3159 | 4.1582e-06 | 2.705 | 4.1582e-06
2.231589866160649e+001 | 1.5371e-06 | 22.3159 | 2.231589866160649e+001 | 3.9572e-06 |  | 2.231589866160649e+001 | 7.4534e-06 |  | 2.231589866160649e+001 | 6.5004e-06 |  | 22.3314 | 4.1581e-06 | 2.7052 | 4.1581e-06
2.233137222595467e+001 | 1.5369e-06 | 22.3314 | 2.233137222595467e+001 | 3.9598e-06 |  | 2.233137222595467e+001 | 7.4592e-06 |  | 2.233137222595467e+001 | 6.5053e-06 |  | 22.3469 | 4.158e-06 | 2.7054 | 4.158e-06
2.234685651947837e+001 | 1.5368e-06 | 22.3469 | 2.234685651947837e+001 | 3.9625e-06 |  | 2.234685651947837e+001 | 7.4649e-06 |  | 2.234685651947837e+001 | 6.5103e-06 |  | 22.3624 | 4.1579e-06 | 2.7056 | 4.1579e-06
2.236235154961706e+001 | 1.5366e-06 | 22.3624 | 2.236235154961706e+001 | 3.9651e-06 |  | 2.236235154961706e+001 | 7.4706e-06 |  | 2.236235154961706e+001 | 6.5151e-06 |  | 22.3779 | 4.1578e-06 | 2.7059 | 4.1578e-06
2.237785732381539e+001 | 1.5364e-06 | 22.3779 | 2.237785732381539e+001 | 3.9677e-06 |  | 2.237785732381539e+001 | 7.4762e-06 |  | 2.237785732381539e+001 | 6.52e-06 |  | 22.3934 | 4.1577e-06 | 2.7061 | 4.1577e-06
2.239337384952314e+001 | 1.5362e-06 | 22.3934 | 2.239337384952314e+001 | 3.9703e-06 |  | 2.239337384952314e+001 | 7.4818e-06 |  | 2.239337384952314e+001 | 6.5247e-06 |  | 22.4089 | 4.1575e-06 | 2.7064 | 4.1575e-06
2.240890113419528e+001 | 1.536e-06 | 22.4089 | 2.240890113419528e+001 | 3.9728e-06 |  | 2.240890113419528e+001 | 7.4873e-06 |  | 2.240890113419528e+001 | 6.5294e-06 |  | 22.4244 | 4.1574e-06 | 2.7067 | 4.1574e-06
2.242443918529194e+001 | 1.5357e-06 | 22.4244 | 2.242443918529194e+001 | 3.9753e-06 |  | 2.242443918529194e+001 | 7.4927e-06 |  | 2.242443918529194e+001 | 6.5341e-06 |  | 22.44 | 4.1573e-06 | 2.7071 | 4.1573e-06
2.243998801027842e+001 | 1.5355e-06 | 22.44 | 2.243998801027842e+001 | 3.9778e-06 |  | 2.243998801027842e+001 | 7.4981e-06 |  | 2.243998801027842e+001 | 6.5387e-06 |  | 22.4555 | 4.1572e-06 | 2.7074 | 4.1572e-06
2.245554761662521e+001 | 1.5352e-06 | 22.4555 | 2.245554761662521e+001 | 3.9802e-06 |  | 2.245554761662521e+001 | 7.5034e-06 |  | 2.245554761662521e+001 | 6.5433e-06 |  | 22.4711 | 4.1571e-06 | 2.7078 | 4.1571e-06
2.247111801180796e+001 | 1.535e-06 | 22.4711 | 2.247111801180796e+001 | 3.9826e-06 |  | 2.247111801180796e+001 | 7.5087e-06 |  | 2.247111801180796e+001 | 6.5478e-06 |  | 22.4867 | 4.157e-06 | 2.7082 | 4.157e-06
2.248669920330752e+001 | 1.5347e-06 | 22.4867 | 2.248669920330752e+001 | 3.985e-06 |  | 2.248669920330752e+001 | 7.5139e-06 |  | 2.248669920330752e+001 | 6.5523e-06 |  | 22.5023 | 4.1569e-06 | 2.7086 | 4.1569e-06
2.250229119860991e+001 | 1.5344e-06 | 22.5023 | 2.250229119860991e+001 | 3.9873e-06 |  | 2.250229119860991e+001 | 7.5191e-06 |  | 2.250229119860991e+001 | 6.5567e-06 |  | 22.5179 | 4.1568e-06 | 2.7091 | 4.1568e-06
2.251789400520637e+001 | 1.5341e-06 | 22.5179 | 2.251789400520637e+001 | 3.9896e-06 |  | 2.251789400520637e+001 | 7.5242e-06 |  | 2.251789400520637e+001 | 6.5611e-06 |  | 22.5335 | 4.1567e-06 | 2.7096 | 4.1567e-06
2.253350763059330e+001 | 1.5338e-06 | 22.5335 | 2.253350763059330e+001 | 3.9919e-06 |  | 2.253350763059330e+001 | 7.5292e-06 |  | 2.253350763059330e+001 | 6.5654e-06 |  | 22.5491 | 4.1566e-06 | 2.71 | 4.1566e-06
2.254913208227232e+001 | 1.5334e-06 | 22.5491 | 2.254913208227232e+001 | 3.9942e-06 |  | 2.254913208227232e+001 | 7.5342e-06 |  | 2.254913208227232e+001 | 6.5697e-06 |  | 22.5648 | 4.1565e-06 | 2.7106 | 4.1565e-06
2.256476736775024e+001 | 1.5331e-06 | 22.5648 | 2.256476736775024e+001 | 3.9964e-06 |  | 2.256476736775024e+001 | 7.5391e-06 |  | 2.256476736775024e+001 | 6.5739e-06 |  | 22.5804 | 4.1564e-06 | 2.7111 | 4.1564e-06
2.258041349453909e+001 | 1.5327e-06 | 22.5804 | 2.258041349453909e+001 | 3.9986e-06 |  | 2.258041349453909e+001 | 7.544e-06 |  | 2.258041349453909e+001 | 6.5781e-06 |  | 22.5961 | 4.1563e-06 | 2.7117 | 4.1563e-06
2.259607047015609e+001 | 1.5324e-06 | 22.5961 | 2.259607047015609e+001 | 4.0008e-06 |  | 2.259607047015609e+001 | 7.5488e-06 |  | 2.259607047015609e+001 | 6.5822e-06 |  | 22.6117 | 4.1562e-06 | 2.7122 | 4.1562e-06
2.261173830212368e+001 | 1.532e-06 | 22.6117 | 2.261173830212368e+001 | 4.0029e-06 |  | 2.261173830212368e+001 | 7.5535e-06 |  | 2.261173830212368e+001 | 6.5862e-06 |  | 22.6274 | 4.1561e-06 | 2.7128 | 4.1561e-06
2.262741699796953e+001 | 1.5316e-06 | 22.6274 | 2.262741699796953e+001 | 4.005e-06 |  | 2.262741699796953e+001 | 7.5582e-06 |  | 2.262741699796953e+001 | 6.5902e-06 |  | 22.6431 | 4.1559e-06 | 2.7135 | 4.1559e-06
2.264310656522650e+001 | 1.5312e-06 | 22.6431 | 2.264310656522650e+001 | 4.0071e-06 |  | 2.264310656522650e+001 | 7.5629e-06 |  | 2.264310656522650e+001 | 6.5942e-06 |  | 22.6588 | 4.1558e-06 | 2.7141 | 4.1558e-06
2.265880701143271e+001 | 1.5308e-06 | 22.6588 | 2.265880701143271e+001 | 4.0091e-06 |  | 2.265880701143271e+001 | 7.5675e-06 |  | 2.265880701143271e+001 | 6.5981e-06 |  | 22.6745 | 4.1557e-06 | 2.7148 | 4.1557e-06
2.267451834413147e+001 | 1.5304e-06 | 22.6745 | 2.267451834413147e+001 | 4.0111e-06 |  | 2.267451834413147e+001 | 7.572e-06 |  | 2.267451834413147e+001 | 6.602e-06 |  | 22.6902 | 4.1556e-06 | 2.7155 | 4.1556e-06
2.269024057087135e+001 | 1.5299e-06 | 22.6902 | 2.269024057087135e+001 | 4.0131e-06 |  | 2.269024057087135e+001 | 7.5764e-06 |  | 2.269024057087135e+001 | 6.6058e-06 |  | 22.706 | 4.1555e-06 | 2.7162 | 4.1555e-06
2.270597369920613e+001 | 1.5295e-06 | 22.706 | 2.270597369920613e+001 | 4.0151e-06 |  | 2.270597369920613e+001 | 7.5809e-06 |  | 2.270597369920613e+001 | 6.6096e-06 |  | 22.7217 | 4.1554e-06 | 2.7169 | 4.1554e-06
2.272171773669484e+001 | 1.529e-06 | 22.7217 | 2.272171773669484e+001 | 4.017e-06 |  | 2.272171773669484e+001 | 7.5852e-06 |  | 2.272171773669484e+001 | 6.6133e-06 |  | 22.7375 | 4.1553e-06 | 2.7177 | 4.1553e-06
2.273747269090176e+001 | 1.5285e-06 | 22.7375 | 2.273747269090176e+001 | 4.0189e-06 |  | 2.273747269090176e+001 | 7.5895e-06 |  | 2.273747269090176e+001 | 6.617e-06 |  | 22.7532 | 4.1552e-06 | 2.7184 | 4.1552e-06
2.275323856939640e+001 | 1.528e-06 | 22.7532 | 2.275323856939640e+001 | 4.0207e-06 |  | 2.275323856939640e+001 | 7.5937e-06 |  | 2.275323856939640e+001 | 6.6206e-06 |  | 22.769 | 4.1551e-06 | 2.7192 | 4.1551e-06
2.276901537975353e+001 | 1.5275e-06 | 22.769 | 2.276901537975353e+001 | 4.0226e-06 |  | 2.276901537975353e+001 | 7.5979e-06 |  | 2.276901537975353e+001 | 6.6241e-06 |  | 22.7848 | 4.155e-06 | 2.7201 | 4.155e-06
2.278480312955315e+001 | 1.527e-06 | 22.7848 | 2.278480312955315e+001 | 4.0244e-06 |  | 2.278480312955315e+001 | 7.602e-06 |  | 2.278480312955315e+001 | 6.6277e-06 |  | 22.8006 | 4.1549e-06 | 2.7209 | 4.1549e-06
2.280060182638055e+001 | 1.5265e-06 | 22.8006 | 2.280060182638055e+001 | 4.0261e-06 |  | 2.280060182638055e+001 | 7.6061e-06 |  | 2.280060182638055e+001 | 6.6311e-06 |  | 22.8164 | 4.1548e-06 | 2.7218 | 4.1548e-06
2.281641147782626e+001 | 1.526e-06 | 22.8164 | 2.281641147782626e+001 | 4.0279e-06 |  | 2.281641147782626e+001 | 7.6101e-06 |  | 2.281641147782626e+001 | 6.6345e-06 |  | 22.8322 | 4.1547e-06 | 2.7226 | 4.1547e-06
2.283223209148607e+001 | 1.5254e-06 | 22.8322 | 2.283223209148607e+001 | 4.0296e-06 |  | 2.283223209148607e+001 | 7.6141e-06 |  | 2.283223209148607e+001 | 6.6379e-06 |  | 22.8481 | 4.1546e-06 | 2.7235 | 4.1546e-06
2.284806367496103e+001 | 1.5249e-06 | 22.8481 | 2.284806367496103e+001 | 4.0313e-06 |  | 2.284806367496103e+001 | 7.6179e-06 |  | 2.284806367496103e+001 | 6.6412e-06 |  | 22.8639 | 4.1545e-06 | 2.7245 | 4.1545e-06
2.286390623585750e+001 | 1.5243e-06 | 22.8639 | 2.286390623585750e+001 | 4.0329e-06 |  | 2.286390623585750e+001 | 7.6218e-06 |  | 2.286390623585750e+001 | 6.6445e-06 |  | 22.8798 | 4.1544e-06 | 2.7254 | 4.1544e-06
2.287975978178706e+001 | 1.5237e-06 | 22.8798 | 2.287975978178706e+001 | 4.0345e-06 |  | 2.287975978178706e+001 | 7.6256e-06 |  | 2.287975978178706e+001 | 6.6477e-06 |  | 22.8956 | 4.1543e-06 | 2.7264 | 4.1543e-06
2.289562432036661e+001 | 1.5231e-06 | 22.8956 | 2.289562432036661e+001 | 4.0361e-06 |  | 2.289562432036661e+001 | 7.6293e-06 |  | 2.289562432036661e+001 | 6.6509e-06 |  | 22.9115 | 4.1542e-06 | 2.7274 | 4.1542e-06
2.291149985921830e+001 | 1.5225e-06 | 22.9115 | 2.291149985921830e+001 | 4.0377e-06 |  | 2.291149985921830e+001 | 7.633e-06 |  | 2.291149985921830e+001 | 6.654e-06 |  | 22.9274 | 4.154e-06 | 2.7284 | 4.154e-06
2.292738640596960e+001 | 1.5219e-06 | 22.9274 | 2.292738640596960e+001 | 4.0392e-06 |  | 2.292738640596960e+001 | 7.6366e-06 |  | 2.292738640596960e+001 | 6.6571e-06 |  | 22.9433 | 4.1539e-06 | 2.7294 | 4.1539e-06
2.294328396825324e+001 | 1.5213e-06 | 22.9433 | 2.294328396825324e+001 | 4.0407e-06 |  | 2.294328396825324e+001 | 7.6401e-06 |  | 2.294328396825324e+001 | 6.6601e-06 |  | 22.9592 | 4.1538e-06 | 2.7305 | 4.1538e-06
2.295919255370726e+001 | 1.5207e-06 | 22.9592 | 2.295919255370726e+001 | 4.0422e-06 |  | 2.295919255370726e+001 | 7.6436e-06 |  | 2.295919255370726e+001 | 6.6631e-06 |  | 22.9751 | 4.1537e-06 | 2.7315 | 4.1537e-06
2.297511216997497e+001 | 1.52e-06 | 22.9751 | 2.297511216997497e+001 | 4.0437e-06 |  | 2.297511216997497e+001 | 7.6471e-06 |  | 2.297511216997497e+001 | 6.666e-06 |  | 22.991 | 4.1536e-06 | 2.7326 | 4.1536e-06
2.299104282470502e+001 | 1.5193e-06 | 22.991 | 2.299104282470502e+001 | 4.0451e-06 |  | 2.299104282470502e+001 | 7.6505e-06 |  | 2.299104282470502e+001 | 6.6689e-06 |  | 23.007 | 4.1535e-06 | 2.7338 | 4.1535e-06
2.300698452555132e+001 | 1.5187e-06 | 23.007 | 2.300698452555132e+001 | 4.0465e-06 |  | 2.300698452555132e+001 | 7.6538e-06 |  | 2.300698452555132e+001 | 6.6717e-06 |  | 23.0229 | 4.1534e-06 | 2.7349 | 4.1534e-06
2.302293728017313e+001 | 1.518e-06 | 23.0229 | 2.302293728017313e+001 | 4.0478e-06 |  | 2.302293728017313e+001 | 7.6571e-06 |  | 2.302293728017313e+001 | 6.6745e-06 |  | 23.0389 | 4.1533e-06 | 2.736 | 4.1533e-06
2.303890109623498e+001 | 1.5173e-06 | 23.0389 | 2.303890109623498e+001 | 4.0491e-06 |  | 2.303890109623498e+001 | 7.6603e-06 |  | 2.303890109623498e+001 | 6.6772e-06 |  | 23.0549 | 4.1532e-06 | 2.7372 | 4.1532e-06
2.305487598140675e+001 | 1.5166e-06 | 23.0549 | 2.305487598140675e+001 | 4.0504e-06 |  | 2.305487598140675e+001 | 7.6635e-06 |  | 2.305487598140675e+001 | 6.6799e-06 |  | 23.0709 | 4.1531e-06 | 2.7384 | 4.1531e-06
2.307086194336360e+001 | 1.5159e-06 | 23.0709 | 2.307086194336360e+001 | 4.0517e-06 |  | 2.307086194336360e+001 | 7.6666e-06 |  | 2.307086194336360e+001 | 6.6825e-06 |  | 23.0869 | 4.153e-06 | 2.7396 | 4.153e-06
2.308685898978606e+001 | 1.5152e-06 | 23.0869 | 2.308685898978606e+001 | 4.053e-06 |  | 2.308685898978606e+001 | 7.6696e-06 |  | 2.308685898978606e+001 | 6.6851e-06 |  | 23.1029 | 4.1529e-06 | 2.7409 | 4.1529e-06
2.310286712835995e+001 | 1.5144e-06 | 23.1029 | 2.310286712835995e+001 | 4.0542e-06 |  | 2.310286712835995e+001 | 7.6726e-06 |  | 2.310286712835995e+001 | 6.6877e-06 |  | 23.1189 | 4.1528e-06 | 2.7421 | 4.1528e-06
2.311888636677642e+001 | 1.5137e-06 | 23.1189 | 2.311888636677642e+001 | 4.0554e-06 |  | 2.311888636677642e+001 | 7.6756e-06 |  | 2.311888636677642e+001 | 6.6902e-06 |  | 23.1349 | 4.1527e-06 | 2.7434 | 4.1527e-06
2.313491671273197e+001 | 1.5129e-06 | 23.1349 | 2.313491671273197e+001 | 4.0565e-06 |  | 2.313491671273197e+001 | 7.6785e-06 |  | 2.313491671273197e+001 | 6.6926e-06 |  | 23.151 | 4.1526e-06 | 2.7447 | 4.1526e-06
2.315095817392842e+001 | 1.5122e-06 | 23.151 | 2.315095817392842e+001 | 4.0576e-06 |  | 2.315095817392842e+001 | 7.6813e-06 |  | 2.315095817392842e+001 | 6.695e-06 |  | 23.167 | 4.1525e-06 | 2.746 | 4.1525e-06
2.316701075807295e+001 | 1.5114e-06 | 23.167 | 2.316701075807295e+001 | 4.0587e-06 |  | 2.316701075807295e+001 | 7.6841e-06 |  | 2.316701075807295e+001 | 6.6973e-06 |  | 23.1831 | 4.1524e-06 | 2.7474 | 4.1524e-06
2.318307447287807e+001 | 1.5106e-06 | 23.1831 | 2.318307447287807e+001 | 4.0598e-06 |  | 2.318307447287807e+001 | 7.6868e-06 |  | 2.318307447287807e+001 | 6.6997e-06 |  | 23.1991 | 4.1523e-06 | 2.7487 | 4.1523e-06
2.319914932606164e+001 | 1.5098e-06 | 23.1991 | 2.319914932606164e+001 | 4.0609e-06 |  | 2.319914932606164e+001 | 7.6895e-06 |  | 2.319914932606164e+001 | 6.7019e-06 |  | 23.2152 | 4.1522e-06 | 2.7501 | 4.1522e-06
2.321523532534686e+001 | 1.509e-06 | 23.2152 | 2.321523532534686e+001 | 4.0619e-06 |  | 2.321523532534686e+001 | 7.6921e-06 |  | 2.321523532534686e+001 | 6.7041e-06 |  | 23.2313 | 4.1521e-06 | 2.7515 | 4.1521e-06
2.323133247846232e+001 | 1.5082e-06 | 23.2313 | 2.323133247846232e+001 | 4.0629e-06 |  | 2.323133247846232e+001 | 7.6947e-06 |  | 2.323133247846232e+001 | 6.7063e-06 |  | 23.2474 | 4.152e-06 | 2.753 | 4.152e-06
2.324744079314193e+001 | 1.5074e-06 | 23.2474 | 2.324744079314193e+001 | 4.0638e-06 |  | 2.324744079314193e+001 | 7.6972e-06 |  | 2.324744079314193e+001 | 6.7084e-06 |  | 23.2636 | 4.1519e-06 | 2.7544 | 4.1519e-06
2.326356027712498e+001 | 1.5065e-06 | 23.2636 | 2.326356027712498e+001 | 4.0648e-06 |  | 2.326356027712498e+001 | 7.6996e-06 |  | 2.326356027712498e+001 | 6.7105e-06 |  | 23.2797 | 4.1518e-06 | 2.7559 | 4.1518e-06
2.327969093815612e+001 | 1.5057e-06 | 23.2797 | 2.327969093815612e+001 | 4.0657e-06 |  | 2.327969093815612e+001 | 7.7021e-06 |  | 2.327969093815612e+001 | 6.7125e-06 |  | 23.2958 | 4.1517e-06 | 2.7573 | 4.1517e-06
2.329583278398539e+001 | 1.5048e-06 | 23.2958 | 2.329583278398539e+001 | 4.0665e-06 |  | 2.329583278398539e+001 | 7.7044e-06 |  | 2.329583278398539e+001 | 6.7145e-06 |  | 23.312 | 4.1516e-06 | 2.7588 | 4.1516e-06
2.331198582236818e+001 | 1.504e-06 | 23.312 | 2.331198582236818e+001 | 4.0674e-06 |  | 2.331198582236818e+001 | 7.7067e-06 |  | 2.331198582236818e+001 | 6.7164e-06 |  | 23.3282 | 4.1515e-06 | 2.7604 | 4.1515e-06
2.332815006106527e+001 | 1.5031e-06 | 23.3282 | 2.332815006106527e+001 | 4.0682e-06 |  | 2.332815006106527e+001 | 7.709e-06 |  | 2.332815006106527e+001 | 6.7183e-06 |  | 23.3443 | 4.1513e-06 | 2.7619 | 4.1513e-06
2.334432550784281e+001 | 1.5022e-06 | 23.3443 | 2.334432550784281e+001 | 4.069e-06 |  | 2.334432550784281e+001 | 7.7112e-06 |  | 2.334432550784281e+001 | 6.7201e-06 |  | 23.3605 | 4.1512e-06 | 2.7635 | 4.1512e-06
2.336051217047235e+001 | 1.5013e-06 | 23.3605 | 2.336051217047235e+001 | 4.0698e-06 |  | 2.336051217047235e+001 | 7.7133e-06 |  | 2.336051217047235e+001 | 6.7219e-06 |  | 23.3767 | 4.1511e-06 | 2.765 | 4.1511e-06
2.337671005673082e+001 | 1.5004e-06 | 23.3767 | 2.337671005673082e+001 | 4.0705e-06 |  | 2.337671005673082e+001 | 7.7154e-06 |  | 2.337671005673082e+001 | 6.7237e-06 |  | 23.3929 | 4.151e-06 | 2.7666 | 4.151e-06
2.339291917440054e+001 | 1.4995e-06 | 23.3929 | 2.339291917440054e+001 | 4.0712e-06 |  | 2.339291917440054e+001 | 7.7174e-06 |  | 2.339291917440054e+001 | 6.7254e-06 |  | 23.4091 | 4.1509e-06 | 2.7683 | 4.1509e-06
2.340913953126923e+001 | 1.4985e-06 | 23.4091 | 2.340913953126923e+001 | 4.0719e-06 |  | 2.340913953126923e+001 | 7.7194e-06 |  | 2.340913953126923e+001 | 6.7271e-06 |  | 23.4254 | 4.1508e-06 | 2.7699 | 4.1508e-06
2.342537113513001e+001 | 1.4976e-06 | 23.4254 | 2.342537113513001e+001 | 4.0726e-06 |  | 2.342537113513001e+001 | 7.7214e-06 |  | 2.342537113513001e+001 | 6.7287e-06 |  | 23.4416 | 4.1507e-06 | 2.7716 | 4.1507e-06
2.344161399378141e+001 | 1.4967e-06 | 23.4416 | 2.344161399378141e+001 | 4.0732e-06 |  | 2.344161399378141e+001 | 7.7233e-06 |  | 2.344161399378141e+001 | 6.7302e-06 |  | 23.4579 | 4.1506e-06 | 2.7732 | 4.1506e-06
2.345786811502735e+001 | 1.4957e-06 | 23.4579 | 2.345786811502735e+001 | 4.0738e-06 |  | 2.345786811502735e+001 | 7.7251e-06 |  | 2.345786811502735e+001 | 6.7318e-06 |  | 23.4741 | 4.1505e-06 | 2.7749 | 4.1505e-06
2.347413350667718e+001 | 1.4948e-06 | 23.4741 | 2.347413350667718e+001 | 4.0744e-06 |  | 2.347413350667718e+001 | 7.7269e-06 |  | 2.347413350667718e+001 | 6.7333e-06 |  | 23.4904 | 4.1504e-06 | 2.7767 | 4.1504e-06
2.349041017654566e+001 | 1.4938e-06 | 23.4904 | 2.349041017654566e+001 | 4.075e-06 |  | 2.349041017654566e+001 | 7.7286e-06 |  | 2.349041017654566e+001 | 6.7347e-06 |  | 23.5067 | 4.1503e-06 | 2.7784 | 4.1503e-06
2.350669813245295e+001 | 1.4928e-06 | 23.5067 | 2.350669813245295e+001 | 4.0755e-06 |  | 2.350669813245295e+001 | 7.7303e-06 |  | 2.350669813245295e+001 | 6.7361e-06 |  | 23.523 | 4.1502e-06 | 2.7802 | 4.1502e-06
2.352299738222466e+001 | 1.4918e-06 | 23.523 | 2.352299738222466e+001 | 4.076e-06 |  | 2.352299738222466e+001 | 7.732e-06 |  | 2.352299738222466e+001 | 6.7375e-06 |  | 23.5393 | 4.1501e-06 | 2.7819 | 4.1501e-06
2.353930793369181e+001 | 1.4908e-06 | 23.5393 | 2.353930793369181e+001 | 4.0765e-06 |  | 2.353930793369181e+001 | 7.7335e-06 |  | 2.353930793369181e+001 | 6.7388e-06 |  | 23.5556 | 4.15e-06 | 2.7837 | 4.15e-06
2.355562979469086e+001 | 1.4898e-06 | 23.5556 | 2.355562979469086e+001 | 4.0769e-06 |  | 2.355562979469086e+001 | 7.7351e-06 |  | 2.355562979469086e+001 | 6.74e-06 |  | 23.572 | 4.1499e-06 | 2.7855 | 4.1499e-06
2.357196297306369e+001 | 1.4888e-06 | 23.572 | 2.357196297306369e+001 | 4.0774e-06 |  | 2.357196297306369e+001 | 7.7366e-06 |  | 2.357196297306369e+001 | 6.7413e-06 |  | 23.5883 | 4.1498e-06 | 2.7874 | 4.1498e-06
2.358830747665763e+001 | 1.4878e-06 | 23.5883 | 2.358830747665763e+001 | 4.0778e-06 |  | 2.358830747665763e+001 | 7.738e-06 |  | 2.358830747665763e+001 | 6.7424e-06 |  | 23.6047 | 4.1497e-06 | 2.7892 | 4.1497e-06
2.360466331332544e+001 | 1.4867e-06 | 23.6047 | 2.360466331332544e+001 | 4.0781e-06 |  | 2.360466331332544e+001 | 7.7394e-06 |  | 2.360466331332544e+001 | 6.7436e-06 |  | 23.621 | 4.1496e-06 | 2.7911 | 4.1496e-06
2.362103049092534e+001 | 1.4857e-06 | 23.621 | 2.362103049092534e+001 | 4.0785e-06 |  | 2.362103049092534e+001 | 7.7407e-06 |  | 2.362103049092534e+001 | 6.7447e-06 |  | 23.6374 | 4.1495e-06 | 2.793 | 4.1495e-06
2.363740901732098e+001 | 1.4846e-06 | 23.6374 | 2.363740901732098e+001 | 4.0788e-06 |  | 2.363740901732098e+001 | 7.742e-06 |  | 2.363740901732098e+001 | 6.7457e-06 |  | 23.6538 | 4.1494e-06 | 2.7949 | 4.1494e-06
2.365379890038148e+001 | 1.4836e-06 | 23.6538 | 2.365379890038148e+001 | 4.0791e-06 |  | 2.365379890038148e+001 | 7.7433e-06 |  | 2.365379890038148e+001 | 6.7468e-06 |  | 23.6702 | 4.1493e-06 | 2.7968 | 4.1493e-06
2.367020014798141e+001 | 1.4825e-06 | 23.6702 | 2.367020014798141e+001 | 4.0794e-06 |  | 2.367020014798141e+001 | 7.7445e-06 |  | 2.367020014798141e+001 | 6.7477e-06 |  | 23.6866 | 4.1492e-06 | 2.7988 | 4.1492e-06
2.368661276800079e+001 | 1.4814e-06 | 23.6866 | 2.368661276800079e+001 | 4.0797e-06 |  | 2.368661276800079e+001 | 7.7456e-06 |  | 2.368661276800079e+001 | 6.7487e-06 |  | 23.703 | 4.1491e-06 | 2.8007 | 4.1491e-06
2.370303676832512e+001 | 1.4804e-06 | 23.703 | 2.370303676832512e+001 | 4.0799e-06 |  | 2.370303676832512e+001 | 7.7467e-06 |  | 2.370303676832512e+001 | 6.7495e-06 |  | 23.7195 | 4.149e-06 | 2.8027 | 4.149e-06
2.371947215684537e+001 | 1.4793e-06 | 23.7195 | 2.371947215684537e+001 | 4.0801e-06 |  | 2.371947215684537e+001 | 7.7478e-06 |  | 2.371947215684537e+001 | 6.7504e-06 |  | 23.7359 | 4.1489e-06 | 2.8047 | 4.1489e-06
2.373591894145796e+001 | 1.4782e-06 | 23.7359 | 2.373591894145796e+001 | 4.0803e-06 |  | 2.373591894145796e+001 | 7.7488e-06 |  | 2.373591894145796e+001 | 6.7512e-06 |  | 23.7524 | 4.1488e-06 | 2.8067 | 4.1488e-06
2.375237713006479e+001 | 1.4771e-06 | 23.7524 | 2.375237713006479e+001 | 4.0804e-06 |  | 2.375237713006479e+001 | 7.7498e-06 |  | 2.375237713006479e+001 | 6.752e-06 |  | 23.7688 | 4.1487e-06 | 2.8088 | 4.1487e-06
2.376884673057327e+001 | 1.4759e-06 | 23.7688 | 2.376884673057327e+001 | 4.0806e-06 |  | 2.376884673057327e+001 | 7.7507e-06 |  | 2.376884673057327e+001 | 6.7527e-06 |  | 23.7853 | 4.1486e-06 | 2.8108 | 4.1486e-06
2.378532775089625e+001 | 1.4748e-06 | 23.7853 | 2.378532775089625e+001 | 4.0807e-06 |  | 2.378532775089625e+001 | 7.7515e-06 |  | 2.378532775089625e+001 | 6.7534e-06 |  | 23.8018 | 4.1485e-06 | 2.8129 | 4.1485e-06
2.380182019895209e+001 | 1.4737e-06 | 23.8018 | 2.380182019895209e+001 | 4.0807e-06 |  | 2.380182019895209e+001 | 7.7524e-06 |  | 2.380182019895209e+001 | 6.754e-06 |  | 23.8183 | 4.1484e-06 | 2.815 | 4.1484e-06
2.381832408266464e+001 | 1.4725e-06 | 23.8183 | 2.381832408266464e+001 | 4.0808e-06 |  | 2.381832408266464e+001 | 7.7531e-06 |  | 2.381832408266464e+001 | 6.7546e-06 |  | 23.8348 | 4.1483e-06 | 2.8171 | 4.1483e-06
2.383483940996324e+001 | 1.4714e-06 | 23.8348 | 2.383483940996324e+001 | 4.0808e-06 |  | 2.383483940996324e+001 | 7.7539e-06 |  | 2.383483940996324e+001 | 6.7552e-06 |  | 23.8514 | 4.1482e-06 | 2.8192 | 4.1482e-06
2.385136618878273e+001 | 1.4702e-06 | 23.8514 | 2.385136618878273e+001 | 4.0809e-06 |  | 2.385136618878273e+001 | 7.7546e-06 |  | 2.385136618878273e+001 | 6.7557e-06 |  | 23.8679 | 4.1481e-06 | 2.8214 | 4.1481e-06
2.386790442706346e+001 | 1.4691e-06 | 23.8679 | 2.386790442706346e+001 | 4.0808e-06 |  | 2.386790442706346e+001 | 7.7552e-06 |  | 2.386790442706346e+001 | 6.7562e-06 |  | 23.8845 | 4.148e-06 | 2.8235 | 4.148e-06
2.388445413275126e+001 | 1.4679e-06 | 23.8845 | 2.388445413275126e+001 | 4.0808e-06 |  | 2.388445413275126e+001 | 7.7558e-06 |  | 2.388445413275126e+001 | 6.7567e-06 |  | 23.901 | 4.1479e-06 | 2.8257 | 4.1479e-06
2.390101531379749e+001 | 1.4667e-06 | 23.901 | 2.390101531379749e+001 | 4.0808e-06 |  | 2.390101531379749e+001 | 7.7563e-06 |  | 2.390101531379749e+001 | 6.7571e-06 |  | 23.9176 | 4.1478e-06 | 2.8279 | 4.1478e-06
2.391758797815902e+001 | 1.4655e-06 | 23.9176 | 2.391758797815902e+001 | 4.0807e-06 |  | 2.391758797815902e+001 | 7.7569e-06 |  | 2.391758797815902e+001 | 6.7575e-06 |  | 23.9342 | 4.1477e-06 | 2.8301 | 4.1477e-06
2.393417213379825e+001 | 1.4644e-06 | 23.9342 | 2.393417213379825e+001 | 4.0806e-06 |  | 2.393417213379825e+001 | 7.7573e-06 |  | 2.393417213379825e+001 | 6.7578e-06 |  | 23.9508 | 4.1476e-06 | 2.8324 | 4.1476e-06
2.395076778868307e+001 | 1.4632e-06 | 23.9508 | 2.395076778868307e+001 | 4.0805e-06 |  | 2.395076778868307e+001 | 7.7577e-06 |  | 2.395076778868307e+001 | 6.7581e-06 |  | 23.9674 | 4.1475e-06 | 2.8346 | 4.1475e-06
2.396737495078692e+001 | 1.462e-06 | 23.9674 | 2.396737495078692e+001 | 4.0803e-06 |  | 2.396737495078692e+001 | 7.7581e-06 |  | 2.396737495078692e+001 | 6.7583e-06 |  | 23.984 | 4.1474e-06 | 2.8369 | 4.1474e-06
2.398399362808877e+001 | 1.4607e-06 | 23.984 | 2.398399362808877e+001 | 4.0801e-06 |  | 2.398399362808877e+001 | 7.7585e-06 |  | 2.398399362808877e+001 | 6.7586e-06 |  | 24.0006 | 4.1473e-06 | 2.8392 | 4.1473e-06
2.400062382857310e+001 | 1.4595e-06 | 24.0006 | 2.400062382857310e+001 | 4.08e-06 |  | 2.400062382857310e+001 | 7.7587e-06 |  | 2.400062382857310e+001 | 6.7588e-06 |  | 24.0173 | 4.1472e-06 | 2.8415 | 4.1472e-06
2.401726556022994e+001 | 1.4583e-06 | 24.0173 | 2.401726556022994e+001 | 4.0797e-06 |  | 2.401726556022994e+001 | 7.759e-06 |  | 2.401726556022994e+001 | 6.7589e-06 |  | 24.0339 | 4.1471e-06 | 2.8438 | 4.1471e-06
2.403391883105488e+001 | 1.4571e-06 | 24.0339 | 2.403391883105488e+001 | 4.0795e-06 |  | 2.403391883105488e+001 | 7.7592e-06 |  | 2.403391883105488e+001 | 6.759e-06 |  | 24.0506 | 4.147e-06 | 2.8461 | 4.147e-06
2.405058364904901e+001 | 1.4558e-06 | 24.0506 | 2.405058364904901e+001 | 4.0793e-06 |  | 2.405058364904901e+001 | 7.7594e-06 |  | 2.405058364904901e+001 | 6.7591e-06 |  | 24.0673 | 4.1469e-06 | 2.8485 | 4.1469e-06
2.406726002221901e+001 | 1.4546e-06 | 24.0673 | 2.406726002221901e+001 | 4.079e-06 |  | 2.406726002221901e+001 | 7.7595e-06 |  | 2.406726002221901e+001 | 6.7591e-06 |  | 24.0839 | 4.1468e-06 | 2.8509 | 4.1468e-06
2.408394795857709e+001 | 1.4533e-06 | 24.0839 | 2.408394795857709e+001 | 4.0787e-06 |  | 2.408394795857709e+001 | 7.7596e-06 |  | 2.408394795857709e+001 | 6.7591e-06 |  | 24.1006 | 4.1467e-06 | 2.8533 | 4.1467e-06
2.410064746614101e+001 | 1.4521e-06 | 24.1006 | 2.410064746614101e+001 | 4.0784e-06 |  | 2.410064746614101e+001 | 7.7596e-06 |  | 2.410064746614101e+001 | 6.7591e-06 |  | 24.1174 | 4.1466e-06 | 2.8557 | 4.1466e-06
2.411735855293410e+001 | 1.4508e-06 | 24.1174 | 2.411735855293410e+001 | 4.078e-06 |  | 2.411735855293410e+001 | 7.7596e-06 |  | 2.411735855293410e+001 | 6.759e-06 |  | 24.1341 | 4.1465e-06 | 2.8581 | 4.1465e-06
2.413408122698527e+001 | 1.4495e-06 | 24.1341 | 2.413408122698527e+001 | 4.0777e-06 |  | 2.413408122698527e+001 | 7.7596e-06 |  | 2.413408122698527e+001 | 6.7589e-06 |  | 24.1508 | 4.1464e-06 | 2.8605 | 4.1464e-06
2.415081549632896e+001 | 1.4482e-06 | 24.1508 | 2.415081549632896e+001 | 4.0773e-06 |  | 2.415081549632896e+001 | 7.7595e-06 |  | 2.415081549632896e+001 | 6.7588e-06 |  | 24.1676 | 4.1463e-06 | 2.863 | 4.1463e-06
2.416756136900522e+001 | 1.4469e-06 | 24.1676 | 2.416756136900522e+001 | 4.0769e-06 |  | 2.416756136900522e+001 | 7.7594e-06 |  | 2.416756136900522e+001 | 6.7586e-06 |  | 24.1843 | 4.1462e-06 | 2.8655 | 4.1462e-06
2.418431885305963e+001 | 1.4457e-06 | 24.1843 | 2.418431885305963e+001 | 4.0765e-06 |  | 2.418431885305963e+001 | 7.7592e-06 |  | 2.418431885305963e+001 | 6.7584e-06 |  | 24.2011 | 4.1461e-06 | 2.868 | 4.1461e-06
2.420108795654340e+001 | 1.4444e-06 | 24.2011 | 2.420108795654340e+001 | 4.076e-06 |  | 2.420108795654340e+001 | 7.759e-06 |  | 2.420108795654340e+001 | 6.7582e-06 |  | 24.2179 | 4.146e-06 | 2.8705 | 4.146e-06
2.421786868751327e+001 | 1.4431e-06 | 24.2179 | 2.421786868751327e+001 | 4.0756e-06 |  | 2.421786868751327e+001 | 7.7587e-06 |  | 2.421786868751327e+001 | 6.7579e-06 |  | 24.2347 | 4.1459e-06 | 2.873 | 4.1459e-06
2.423466105403162e+001 | 1.4417e-06 | 24.2347 | 2.423466105403162e+001 | 4.0751e-06 |  | 2.423466105403162e+001 | 7.7585e-06 |  | 2.423466105403162e+001 | 6.7576e-06 |  | 24.2515 | 4.1458e-06 | 2.8755 | 4.1458e-06
2.425146506416638e+001 | 1.4404e-06 | 24.2515 | 2.425146506416638e+001 | 4.0746e-06 |  | 2.425146506416638e+001 | 7.7581e-06 |  | 2.425146506416638e+001 | 6.7572e-06 |  | 24.2683 | 4.1457e-06 | 2.8781 | 4.1457e-06
2.426828072599108e+001 | 1.4391e-06 | 24.2683 | 2.426828072599108e+001 | 4.0741e-06 |  | 2.426828072599108e+001 | 7.7578e-06 |  | 2.426828072599108e+001 | 6.7568e-06 |  | 24.2851 | 4.1456e-06 | 2.8807 | 4.1456e-06
2.428510804758487e+001 | 1.4378e-06 | 24.2851 | 2.428510804758487e+001 | 4.0735e-06 |  | 2.428510804758487e+001 | 7.7574e-06 |  | 2.428510804758487e+001 | 6.7564e-06 |  | 24.3019 | 4.1455e-06 | 2.8833 | 4.1455e-06
2.430194703703248e+001 | 1.4364e-06 | 24.3019 | 2.430194703703248e+001 | 4.073e-06 |  | 2.430194703703248e+001 | 7.757e-06 |  | 2.430194703703248e+001 | 6.756e-06 |  | 24.3188 | 4.1454e-06 | 2.8859 | 4.1454e-06
2.431879770242426e+001 | 1.4351e-06 | 24.3188 | 2.431879770242426e+001 | 4.0724e-06 |  | 2.431879770242426e+001 | 7.7565e-06 |  | 2.431879770242426e+001 | 6.7555e-06 |  | 24.3357 | 4.1453e-06 | 2.8885 | 4.1453e-06
2.433566005185616e+001 | 1.4338e-06 | 24.3357 | 2.433566005185616e+001 | 4.0718e-06 |  | 2.433566005185616e+001 | 7.756e-06 |  | 2.433566005185616e+001 | 6.755e-06 |  | 24.3525 | 4.1452e-06 | 2.8912 | 4.1452e-06
2.435253409342974e+001 | 1.4324e-06 | 24.3525 | 2.435253409342974e+001 | 4.0712e-06 |  | 2.435253409342974e+001 | 7.7554e-06 |  | 2.435253409342974e+001 | 6.7544e-06 |  | 24.3694 | 4.1451e-06 | 2.8938 | 4.1451e-06
2.436941983525219e+001 | 1.431e-06 | 24.3694 | 2.436941983525219e+001 | 4.0705e-06 |  | 2.436941983525219e+001 | 7.7548e-06 |  | 2.436941983525219e+001 | 6.7539e-06 |  | 24.3863 | 4.145e-06 | 2.8965 | 4.145e-06
2.438631728543632e+001 | 1.4297e-06 | 24.3863 | 2.438631728543632e+001 | 4.0699e-06 |  | 2.438631728543632e+001 | 7.7542e-06 |  | 2.438631728543632e+001 | 6.7533e-06 |  | 24.4032 | 4.1449e-06 | 2.8992 | 4.1449e-06
2.440322645210055e+001 | 1.4283e-06 | 24.4032 | 2.440322645210055e+001 | 4.0692e-06 |  | 2.440322645210055e+001 | 7.7536e-06 |  | 2.440322645210055e+001 | 6.7526e-06 |  | 24.4201 | 4.1448e-06 | 2.9019 | 4.1448e-06
2.442014734336895e+001 | 1.4269e-06 | 24.4201 | 2.442014734336895e+001 | 4.0685e-06 |  | 2.442014734336895e+001 | 7.7529e-06 |  | 2.442014734336895e+001 | 6.752e-06 |  | 24.4371 | 4.1447e-06 | 2.9046 | 4.1447e-06
2.443707996737122e+001 | 1.4256e-06 | 24.4371 | 2.443707996737122e+001 | 4.0678e-06 |  | 2.443707996737122e+001 | 7.7521e-06 |  | 2.443707996737122e+001 | 6.7513e-06 |  | 24.454 | 4.1446e-06 | 2.9073 | 4.1446e-06
2.445402433224268e+001 | 1.4242e-06 | 24.454 | 2.445402433224268e+001 | 4.0671e-06 |  | 2.445402433224268e+001 | 7.7514e-06 |  | 2.445402433224268e+001 | 6.7505e-06 |  | 24.471 | 4.1445e-06 | 2.9101 | 4.1445e-06
2.447098044612429e+001 | 1.4228e-06 | 24.471 | 2.447098044612429e+001 | 4.0663e-06 |  | 2.447098044612429e+001 | 7.7506e-06 |  | 2.447098044612429e+001 | 6.7498e-06 |  | 24.4879 | 4.1444e-06 | 2.9129 | 4.1444e-06
2.448794831716269e+001 | 1.4214e-06 | 24.4879 | 2.448794831716269e+001 | 4.0656e-06 |  | 2.448794831716269e+001 | 7.7497e-06 |  | 2.448794831716269e+001 | 6.749e-06 |  | 24.5049 | 4.1443e-06 | 2.9156 | 4.1443e-06
2.450492795351013e+001 | 1.42e-06 | 24.5049 | 2.450492795351013e+001 | 4.0648e-06 |  | 2.450492795351013e+001 | 7.7489e-06 |  | 2.450492795351013e+001 | 6.7482e-06 |  | 24.5219 | 4.1442e-06 | 2.9184 | 4.1442e-06
2.452191936332454e+001 | 1.4186e-06 | 24.5219 | 2.452191936332454e+001 | 4.064e-06 |  | 2.452191936332454e+001 | 7.748e-06 |  | 2.452191936332454e+001 | 6.7473e-06 |  | 24.5389 | 4.1441e-06 | 2.9213 | 4.1441e-06
2.453892255476948e+001 | 1.4172e-06 | 24.5389 | 2.453892255476948e+001 | 4.0632e-06 |  | 2.453892255476948e+001 | 7.747e-06 |  | 2.453892255476948e+001 | 6.7464e-06 |  | 24.5559 | 4.144e-06 | 2.9241 | 4.144e-06
2.455593753601420e+001 | 1.4158e-06 | 24.5559 | 2.455593753601420e+001 | 4.0623e-06 |  | 2.455593753601420e+001 | 7.7461e-06 |  | 2.455593753601420e+001 | 6.7455e-06 |  | 24.573 | 4.1439e-06 | 2.9269 | 4.1439e-06
2.457296431523358e+001 | 1.4144e-06 | 24.573 | 2.457296431523358e+001 | 4.0615e-06 |  | 2.457296431523358e+001 | 7.7451e-06 |  | 2.457296431523358e+001 | 6.7446e-06 |  | 24.59 | 4.1438e-06 | 2.9298 | 4.1438e-06
2.459000290060821e+001 | 1.4129e-06 | 24.59 | 2.459000290060821e+001 | 4.0606e-06 |  | 2.459000290060821e+001 | 7.744e-06 |  | 2.459000290060821e+001 | 6.7436e-06 |  | 24.6071 | 4.1437e-06 | 2.9327 | 4.1437e-06
2.460705330032431e+001 | 1.4115e-06 | 24.6071 | 2.460705330032431e+001 | 4.0597e-06 |  | 2.460705330032431e+001 | 7.7429e-06 |  | 2.460705330032431e+001 | 6.7426e-06 |  | 24.6241 | 4.1436e-06 | 2.9356 | 4.1436e-06
2.462411552257381e+001 | 1.4101e-06 | 24.6241 | 2.462411552257381e+001 | 4.0588e-06 |  | 2.462411552257381e+001 | 7.7418e-06 |  | 2.462411552257381e+001 | 6.7416e-06 |  | 24.6412 | 4.1435e-06 | 2.9385 | 4.1435e-06
2.464118957555430e+001 | 1.4087e-06 | 24.6412 | 2.464118957555430e+001 | 4.0579e-06 |  | 2.464118957555430e+001 | 7.7407e-06 |  | 2.464118957555430e+001 | 6.7405e-06 |  | 24.6583 | 4.1434e-06 | 2.9414 | 4.1434e-06
2.465827546746906e+001 | 1.4072e-06 | 24.6583 | 2.465827546746906e+001 | 4.057e-06 |  | 2.465827546746906e+001 | 7.7395e-06 |  | 2.465827546746906e+001 | 6.7394e-06 |  | 24.6754 | 4.1433e-06 | 2.9444 | 4.1433e-06
2.467537320652706e+001 | 1.4058e-06 | 24.6754 | 2.467537320652706e+001 | 4.056e-06 |  | 2.467537320652706e+001 | 7.7383e-06 |  | 2.467537320652706e+001 | 6.7383e-06 |  | 24.6925 | 4.1432e-06 | 2.9473 | 4.1432e-06
2.469248280094297e+001 | 1.4043e-06 | 24.6925 | 2.469248280094297e+001 | 4.0551e-06 |  | 2.469248280094297e+001 | 7.7371e-06 |  | 2.469248280094297e+001 | 6.7372e-06 |  | 24.7096 | 4.1431e-06 | 2.9503 | 4.1431e-06
2.470960425893713e+001 | 1.4029e-06 | 24.7096 | 2.470960425893713e+001 | 4.0541e-06 |  | 2.470960425893713e+001 | 7.7358e-06 |  | 2.470960425893713e+001 | 6.736e-06 |  | 24.7267 | 4.143e-06 | 2.9533 | 4.143e-06
2.472673758873560e+001 | 1.4014e-06 | 24.7267 | 2.472673758873560e+001 | 4.0531e-06 |  | 2.472673758873560e+001 | 7.7345e-06 |  | 2.472673758873560e+001 | 6.7348e-06 |  | 24.7439 | 4.1429e-06 | 2.9563 | 4.1429e-06
2.474388279857015e+001 | 1.4e-06 | 24.7439 | 2.474388279857015e+001 | 4.0521e-06 |  | 2.474388279857015e+001 | 7.7332e-06 |  | 2.474388279857015e+001 | 6.7336e-06 |  | 24.761 | 4.1428e-06 | 2.9593 | 4.1428e-06
2.476103989667825e+001 | 1.3985e-06 | 24.761 | 2.476103989667825e+001 | 4.0511e-06 |  | 2.476103989667825e+001 | 7.7319e-06 |  | 2.476103989667825e+001 | 6.7324e-06 |  | 24.7782 | 4.1427e-06 | 2.9623 | 4.1427e-06
2.477820889130306e+001 | 1.397e-06 | 24.7782 | 2.477820889130306e+001 | 4.05e-06 |  | 2.477820889130306e+001 | 7.7305e-06 |  | 2.477820889130306e+001 | 6.7311e-06 |  | 24.7954 | 4.1426e-06 | 2.9653 | 4.1426e-06
2.479538979069350e+001 | 1.3955e-06 | 24.7954 | 2.479538979069350e+001 | 4.049e-06 |  | 2.479538979069350e+001 | 7.7291e-06 |  | 2.479538979069350e+001 | 6.7298e-06 |  | 24.8126 | 4.1425e-06 | 2.9684 | 4.1425e-06
2.481258260310416e+001 | 1.3941e-06 | 24.8126 | 2.481258260310416e+001 | 4.0479e-06 |  | 2.481258260310416e+001 | 7.7276e-06 |  | 2.481258260310416e+001 | 6.7285e-06 |  | 24.8298 | 4.1424e-06 | 2.9715 | 4.1424e-06
2.482978733679540e+001 | 1.3926e-06 | 24.8298 | 2.482978733679540e+001 | 4.0468e-06 |  | 2.482978733679540e+001 | 7.7261e-06 |  | 2.482978733679540e+001 | 6.7271e-06 |  | 24.847 | 4.1424e-06 | 2.9746 | 4.1424e-06
2.484700400003328e+001 | 1.3911e-06 | 24.847 | 2.484700400003328e+001 | 4.0457e-06 |  | 2.484700400003328e+001 | 7.7246e-06 |  | 2.484700400003328e+001 | 6.7258e-06 |  | 24.8642 | 4.1423e-06 | 2.9777 | 4.1423e-06
2.486423260108959e+001 | 1.3896e-06 | 24.8642 | 2.486423260108959e+001 | 4.0446e-06 |  | 2.486423260108959e+001 | 7.7231e-06 |  | 2.486423260108959e+001 | 6.7244e-06 |  | 24.8815 | 4.1422e-06 | 2.9808 | 4.1422e-06
2.488147314824188e+001 | 1.3881e-06 | 24.8815 | 2.488147314824188e+001 | 4.0435e-06 |  | 2.488147314824188e+001 | 7.7215e-06 |  | 2.488147314824188e+001 | 6.7229e-06 |  | 24.8987 | 4.1421e-06 | 2.9839 | 4.1421e-06
2.489872564977340e+001 | 1.3866e-06 | 24.8987 | 2.489872564977340e+001 | 4.0423e-06 |  | 2.489872564977340e+001 | 7.7199e-06 |  | 2.489872564977340e+001 | 6.7215e-06 |  | 24.916 | 4.142e-06 | 2.9871 | 4.142e-06
2.491599011397319e+001 | 1.3851e-06 | 24.916 | 2.491599011397319e+001 | 4.0412e-06 |  | 2.491599011397319e+001 | 7.7183e-06 |  | 2.491599011397319e+001 | 6.72e-06 |  | 24.9333 | 4.1419e-06 | 2.9902 | 4.1419e-06
2.493326654913600e+001 | 1.3836e-06 | 24.9333 | 2.493326654913600e+001 | 4.04e-06 |  | 2.493326654913600e+001 | 7.7167e-06 |  | 2.493326654913600e+001 | 6.7185e-06 |  | 24.9506 | 4.1418e-06 | 2.9934 | 4.1418e-06
2.495055496356235e+001 | 1.3821e-06 | 24.9506 | 2.495055496356235e+001 | 4.0388e-06 |  | 2.495055496356235e+001 | 7.715e-06 |  | 2.495055496356235e+001 | 6.717e-06 |  | 24.9679 | 4.1417e-06 | 2.9966 | 4.1417e-06
2.496785536555852e+001 | 1.3806e-06 | 24.9679 | 2.496785536555852e+001 | 4.0376e-06 |  | 2.496785536555852e+001 | 7.7133e-06 |  | 2.496785536555852e+001 | 6.7154e-06 |  | 24.9852 | 4.1416e-06 | 2.9998 | 4.1416e-06
2.498516776343652e+001 | 1.3791e-06 | 24.9852 | 2.498516776343652e+001 | 4.0364e-06 |  | 2.498516776343652e+001 | 7.7116e-06 |  | 2.498516776343652e+001 | 6.7139e-06 |  | 25.0025 | 4.1415e-06 | 3.003 | 4.1415e-06
2.500249216551416e+001 | 1.3776e-06 | 25.0025 | 2.500249216551416e+001 | 4.0352e-06 |  | 2.500249216551416e+001 | 7.7098e-06 |  | 2.500249216551416e+001 | 6.7123e-06 |  | 25.0198 | 4.1414e-06 | 3.0062 | 4.1414e-06
2.501982858011500e+001 | 1.3761e-06 | 25.0198 | 2.501982858011500e+001 | 4.0339e-06 |  | 2.501982858011500e+001 | 7.708e-06 |  | 2.501982858011500e+001 | 6.7107e-06 |  | 25.0372 | 4.1413e-06 | 3.0095 | 4.1413e-06
2.503717701556837e+001 | 1.3746e-06 | 25.0372 | 2.503717701556837e+001 | 4.0327e-06 |  | 2.503717701556837e+001 | 7.7062e-06 |  | 2.503717701556837e+001 | 6.709e-06 |  | 25.0545 | 4.1412e-06 | 3.0127 | 4.1412e-06
2.505453748020938e+001 | 1.373e-06 | 25.0545 | 2.505453748020938e+001 | 4.0314e-06 |  | 2.505453748020938e+001 | 7.7044e-06 |  | 2.505453748020938e+001 | 6.7074e-06 |  | 25.0719 | 4.1411e-06 | 3.016 | 4.1411e-06
2.507190998237891e+001 | 1.3715e-06 | 25.0719 | 2.507190998237891e+001 | 4.0301e-06 |  | 2.507190998237891e+001 | 7.7025e-06 |  | 2.507190998237891e+001 | 6.7057e-06 |  | 25.0893 | 4.141e-06 | 3.0193 | 4.141e-06
2.508929453042364e+001 | 1.37e-06 | 25.0893 | 2.508929453042364e+001 | 4.0288e-06 |  | 2.508929453042364e+001 | 7.7006e-06 |  | 2.508929453042364e+001 | 6.704e-06 |  | 25.1067 | 4.1409e-06 | 3.0226 | 4.1409e-06
2.510669113269603e+001 | 1.3685e-06 | 25.1067 | 2.510669113269603e+001 | 4.0275e-06 |  | 2.510669113269603e+001 | 7.6987e-06 |  | 2.510669113269603e+001 | 6.7023e-06 |  | 25.1241 | 4.1408e-06 | 3.0259 | 4.1408e-06
2.512409979755433e+001 | 1.3669e-06 | 25.1241 | 2.512409979755433e+001 | 4.0262e-06 |  | 2.512409979755433e+001 | 7.6968e-06 |  | 2.512409979755433e+001 | 6.7005e-06 |  | 25.1415 | 4.1407e-06 | 3.0292 | 4.1407e-06
2.514152053336258e+001 | 1.3654e-06 | 25.1415 | 2.514152053336258e+001 | 4.0249e-06 |  | 2.514152053336258e+001 | 7.6948e-06 |  | 2.514152053336258e+001 | 6.6987e-06 |  | 25.159 | 4.1406e-06 | 3.0326 | 4.1406e-06
2.515895334849062e+001 | 1.3639e-06 | 25.159 | 2.515895334849062e+001 | 4.0235e-06 |  | 2.515895334849062e+001 | 7.6928e-06 |  | 2.515895334849062e+001 | 6.697e-06 |  | 25.1764 | 4.1405e-06 | 3.0359 | 4.1405e-06
2.517639825131412e+001 | 1.3623e-06 | 25.1764 | 2.517639825131412e+001 | 4.0222e-06 |  | 2.517639825131412e+001 | 7.6908e-06 |  | 2.517639825131412e+001 | 6.6951e-06 |  | 25.1939 | 4.1404e-06 | 3.0393 | 4.1404e-06
2.519385525021452e+001 | 1.3608e-06 | 25.1939 | 2.519385525021452e+001 | 4.0208e-06 |  | 2.519385525021452e+001 | 7.6888e-06 |  | 2.519385525021452e+001 | 6.6933e-06 |  | 25.2113 | 4.1403e-06 | 3.0426 | 4.1403e-06
2.521132435357909e+001 | 1.3592e-06 | 25.2113 | 2.521132435357909e+001 | 4.0194e-06 |  | 2.521132435357909e+001 | 7.6867e-06 |  | 2.521132435357909e+001 | 6.6915e-06 |  | 25.2288 | 4.1402e-06 | 3.046 | 4.1402e-06
2.522880556980091e+001 | 1.3577e-06 | 25.2288 | 2.522880556980091e+001 | 4.018e-06 |  | 2.522880556980091e+001 | 7.6846e-06 |  | 2.522880556980091e+001 | 6.6896e-06 |  | 25.2463 | 4.1401e-06 | 3.0494 | 4.1401e-06
2.524629890727890e+001 | 1.3561e-06 | 25.2463 | 2.524629890727890e+001 | 4.0166e-06 |  | 2.524629890727890e+001 | 7.6825e-06 |  | 2.524629890727890e+001 | 6.6877e-06 |  | 25.2638 | 4.14e-06 | 3.0529 | 4.14e-06
2.526380437441777e+001 | 1.3546e-06 | 25.2638 | 2.526380437441777e+001 | 4.0152e-06 |  | 2.526380437441777e+001 | 7.6804e-06 |  | 2.526380437441777e+001 | 6.6858e-06 |  | 25.2813 | 4.1399e-06 | 3.0563 | 4.1399e-06
2.528132197962808e+001 | 1.353e-06 | 25.2813 | 2.528132197962808e+001 | 4.0138e-06 |  | 2.528132197962808e+001 | 7.6782e-06 |  | 2.528132197962808e+001 | 6.6838e-06 |  | 25.2989 | 4.1399e-06 | 3.0597 | 4.1399e-06
2.529885173132622e+001 | 1.3514e-06 | 25.2989 | 2.529885173132622e+001 | 4.0124e-06 |  | 2.529885173132622e+001 | 7.6761e-06 |  | 2.529885173132622e+001 | 6.6819e-06 |  | 25.3164 | 4.1398e-06 | 3.0632 | 4.1398e-06
2.531639363793440e+001 | 1.3499e-06 | 25.3164 | 2.531639363793440e+001 | 4.0109e-06 |  | 2.531639363793440e+001 | 7.6739e-06 |  | 2.531639363793440e+001 | 6.6799e-06 |  | 25.3339 | 4.1397e-06 | 3.0667 | 4.1397e-06
2.533394770788070e+001 | 1.3483e-06 | 25.3339 | 2.533394770788070e+001 | 4.0095e-06 |  | 2.533394770788070e+001 | 7.6716e-06 |  | 2.533394770788070e+001 | 6.6779e-06 |  | 25.3515 | 4.1396e-06 | 3.0702 | 4.1396e-06
2.535151394959902e+001 | 1.3468e-06 | 25.3515 | 2.535151394959902e+001 | 4.008e-06 |  | 2.535151394959902e+001 | 7.6694e-06 |  | 2.535151394959902e+001 | 6.6759e-06 |  | 25.3691 | 4.1395e-06 | 3.0736 | 4.1395e-06
2.536909237152911e+001 | 1.3452e-06 | 25.3691 | 2.536909237152911e+001 | 4.0065e-06 |  | 2.536909237152911e+001 | 7.6671e-06 |  | 2.536909237152911e+001 | 6.6739e-06 |  | 25.3867 | 4.1394e-06 | 3.0772 | 4.1394e-06
2.538668298211658e+001 | 1.3436e-06 | 25.3867 | 2.538668298211658e+001 | 4.005e-06 |  | 2.538668298211658e+001 | 7.6648e-06 |  | 2.538668298211658e+001 | 6.6718e-06 |  | 25.4043 | 4.1393e-06 | 3.0807 | 4.1393e-06
2.540428578981289e+001 | 1.3421e-06 | 25.4043 | 2.540428578981289e+001 | 4.0035e-06 |  | 2.540428578981289e+001 | 7.6625e-06 |  | 2.540428578981289e+001 | 6.6698e-06 |  | 25.4219 | 4.1392e-06 | 3.0842 | 4.1392e-06
2.542190080307536e+001 | 1.3405e-06 | 25.4219 | 2.542190080307536e+001 | 4.002e-06 |  | 2.542190080307536e+001 | 7.6602e-06 |  | 2.542190080307536e+001 | 6.6677e-06 |  | 25.4395 | 4.1391e-06 | 3.0878 | 4.1391e-06
2.543952803036718e+001 | 1.3389e-06 | 25.4395 | 2.543952803036718e+001 | 4.0005e-06 |  | 2.543952803036718e+001 | 7.6579e-06 |  | 2.543952803036718e+001 | 6.6656e-06 |  | 25.4572 | 4.139e-06 | 3.0913 | 4.139e-06
2.545716748015741e+001 | 1.3373e-06 | 25.4572 | 2.545716748015741e+001 | 3.999e-06 |  | 2.545716748015741e+001 | 7.6555e-06 |  | 2.545716748015741e+001 | 6.6635e-06 |  | 25.4748 | 4.1389e-06 | 3.0949 | 4.1389e-06
2.547481916092096e+001 | 1.3358e-06 | 25.4748 | 2.547481916092096e+001 | 3.9975e-06 |  | 2.547481916092096e+001 | 7.6531e-06 |  | 2.547481916092096e+001 | 6.6613e-06 |  | 25.4925 | 4.1388e-06 | 3.0985 | 4.1388e-06
2.549248308113866e+001 | 1.3342e-06 | 25.4925 | 2.549248308113866e+001 | 3.9959e-06 |  | 2.549248308113866e+001 | 7.6507e-06 |  | 2.549248308113866e+001 | 6.6592e-06 |  | 25.5102 | 4.1387e-06 | 3.1021 | 4.1387e-06
2.551015924929716e+001 | 1.3326e-06 | 25.5102 | 2.551015924929716e+001 | 3.9944e-06 |  | 2.551015924929716e+001 | 7.6483e-06 |  | 2.551015924929716e+001 | 6.657e-06 |  | 25.5278 | 4.1386e-06 | 3.1057 | 4.1386e-06
2.552784767388906e+001 | 1.331e-06 | 25.5278 | 2.552784767388906e+001 | 3.9928e-06 |  | 2.552784767388906e+001 | 7.6458e-06 |  | 2.552784767388906e+001 | 6.6548e-06 |  | 25.5455 | 4.1385e-06 | 3.1093 | 4.1385e-06
2.554554836341281e+001 | 1.3294e-06 | 25.5455 | 2.554554836341281e+001 | 3.9912e-06 |  | 2.554554836341281e+001 | 7.6434e-06 |  | 2.554554836341281e+001 | 6.6526e-06 |  | 25.5633 | 4.1384e-06 | 3.1129 | 4.1384e-06
2.556326132637274e+001 | 1.3278e-06 | 25.5633 | 2.556326132637274e+001 | 3.9896e-06 |  | 2.556326132637274e+001 | 7.6409e-06 |  | 2.556326132637274e+001 | 6.6504e-06 |  | 25.581 | 4.1383e-06 | 3.1166 | 4.1383e-06
2.558098657127912e+001 | 1.3263e-06 | 25.581 | 2.558098657127912e+001 | 3.988e-06 |  | 2.558098657127912e+001 | 7.6384e-06 |  | 2.558098657127912e+001 | 6.6482e-06 |  | 25.5987 | 4.1382e-06 | 3.1202 | 4.1382e-06
2.559872410664809e+001 | 1.3247e-06 | 25.5987 | 2.559872410664809e+001 | 3.9864e-06 |  | 2.559872410664809e+001 | 7.6359e-06 |  | 2.559872410664809e+001 | 6.6459e-06 |  | 25.6165 | 4.1381e-06 | 3.1239 | 4.1381e-06
2.561647394100170e+001 | 1.3231e-06 | 25.6165 | 2.561647394100170e+001 | 3.9848e-06 |  | 2.561647394100170e+001 | 7.6333e-06 |  | 2.561647394100170e+001 | 6.6436e-06 |  | 25.6342 | 4.1381e-06 | 3.1276 | 4.1381e-06
2.563423608286792e+001 | 1.3215e-06 | 25.6342 | 2.563423608286792e+001 | 3.9832e-06 |  | 2.563423608286792e+001 | 7.6308e-06 |  | 2.563423608286792e+001 | 6.6414e-06 |  | 25.652 | 4.138e-06 | 3.1313 | 4.138e-06
2.565201054078061e+001 | 1.3199e-06 | 25.652 | 2.565201054078061e+001 | 3.9816e-06 |  | 2.565201054078061e+001 | 7.6282e-06 |  | 2.565201054078061e+001 | 6.6391e-06 |  | 25.6698 | 4.1379e-06 | 3.135 | 4.1379e-06
2.566979732327957e+001 | 1.3183e-06 | 25.6698 | 2.566979732327957e+001 | 3.9799e-06 |  | 2.566979732327957e+001 | 7.6256e-06 |  | 2.566979732327957e+001 | 6.6367e-06 |  | 25.6876 | 4.1378e-06 | 3.1387 | 4.1378e-06
2.568759643891052e+001 | 1.3167e-06 | 25.6876 | 2.568759643891052e+001 | 3.9783e-06 |  | 2.568759643891052e+001 | 7.623e-06 |  | 2.568759643891052e+001 | 6.6344e-06 |  | 25.7054 | 4.1377e-06 | 3.1424 | 4.1377e-06
2.570540789622509e+001 | 1.3151e-06 | 25.7054 | 2.570540789622509e+001 | 3.9766e-06 |  | 2.570540789622509e+001 | 7.6203e-06 |  | 2.570540789622509e+001 | 6.6321e-06 |  | 25.7232 | 4.1376e-06 | 3.1462 | 4.1376e-06
2.572323170378085e+001 | 1.3135e-06 | 25.7232 | 2.572323170378085e+001 | 3.975e-06 |  | 2.572323170378085e+001 | 7.6177e-06 |  | 2.572323170378085e+001 | 6.6297e-06 |  | 25.7411 | 4.1375e-06 | 3.1499 | 4.1375e-06
2.574106787014131e+001 | 1.3119e-06 | 25.7411 | 2.574106787014131e+001 | 3.9733e-06 |  | 2.574106787014131e+001 | 7.615e-06 |  | 2.574106787014131e+001 | 6.6273e-06 |  | 25.7589 | 4.1374e-06 | 3.1537 | 4.1374e-06
2.575891640387590e+001 | 1.3103e-06 | 25.7589 | 2.575891640387590e+001 | 3.9716e-06 |  | 2.575891640387590e+001 | 7.6124e-06 |  | 2.575891640387590e+001 | 6.6249e-06 |  | 25.7768 | 4.1373e-06 | 3.1575 | 4.1373e-06
2.577677731356001e+001 | 1.3087e-06 | 25.7768 | 2.577677731356001e+001 | 3.9699e-06 |  | 2.577677731356001e+001 | 7.6097e-06 |  | 2.577677731356001e+001 | 6.6225e-06 |  | 25.7947 | 4.1372e-06 | 3.1613 | 4.1372e-06
2.579465060777497e+001 | 1.3071e-06 | 25.7947 | 2.579465060777497e+001 | 3.9682e-06 |  | 2.579465060777497e+001 | 7.607e-06 |  | 2.579465060777497e+001 | 6.6201e-06 |  | 25.8125 | 4.1371e-06 | 3.1651 | 4.1371e-06
2.581253629510805e+001 | 1.3055e-06 | 25.8125 | 2.581253629510805e+001 | 3.9665e-06 |  | 2.581253629510805e+001 | 7.6042e-06 |  | 2.581253629510805e+001 | 6.6177e-06 |  | 25.8304 | 4.137e-06 | 3.1689 | 4.137e-06
2.583043438415249e+001 | 1.3039e-06 | 25.8304 | 2.583043438415249e+001 | 3.9648e-06 |  | 2.583043438415249e+001 | 7.6015e-06 |  | 2.583043438415249e+001 | 6.6153e-06 |  | 25.8483 | 4.1369e-06 | 3.1727 | 4.1369e-06
2.584834488350747e+001 | 1.3023e-06 | 25.8483 | 2.584834488350747e+001 | 3.9631e-06 |  | 2.584834488350747e+001 | 7.5987e-06 |  | 2.584834488350747e+001 | 6.6128e-06 |  | 25.8663 | 4.1368e-06 | 3.1765 | 4.1368e-06
2.586626780177815e+001 | 1.3007e-06 | 25.8663 | 2.586626780177815e+001 | 3.9614e-06 |  | 2.586626780177815e+001 | 7.5959e-06 |  | 2.586626780177815e+001 | 6.6103e-06 |  | 25.8842 | 4.1367e-06 | 3.1804 | 4.1367e-06
2.588420314757566e+001 | 1.2991e-06 | 25.8842 | 2.588420314757566e+001 | 3.9596e-06 |  | 2.588420314757566e+001 | 7.5932e-06 |  | 2.588420314757566e+001 | 6.6078e-06 |  | 25.9022 | 4.1366e-06 | 3.1842 | 4.1366e-06
2.590215092951708e+001 | 1.2975e-06 | 25.9022 | 2.590215092951708e+001 | 3.9579e-06 |  | 2.590215092951708e+001 | 7.5904e-06 |  | 2.590215092951708e+001 | 6.6053e-06 |  | 25.9201 | 4.1366e-06 | 3.1881 | 4.1366e-06
2.592011115622548e+001 | 1.2959e-06 | 25.9201 | 2.592011115622548e+001 | 3.9562e-06 |  | 2.592011115622548e+001 | 7.5875e-06 |  | 2.592011115622548e+001 | 6.6028e-06 |  | 25.9381 | 4.1365e-06 | 3.192 | 4.1365e-06
2.593808383632990e+001 | 1.2943e-06 | 25.9381 | 2.593808383632990e+001 | 3.9544e-06 |  | 2.593808383632990e+001 | 7.5847e-06 |  | 2.593808383632990e+001 | 6.6003e-06 |  | 25.9561 | 4.1364e-06 | 3.1959 | 4.1364e-06
2.595606897846538e+001 | 1.2927e-06 | 25.9561 | 2.595606897846538e+001 | 3.9526e-06 |  | 2.595606897846538e+001 | 7.5819e-06 |  | 2.595606897846538e+001 | 6.5978e-06 |  | 25.9741 | 4.1363e-06 | 3.1998 | 4.1363e-06
2.597406659127292e+001 | 1.2911e-06 | 25.9741 | 2.597406659127292e+001 | 3.9509e-06 |  | 2.597406659127292e+001 | 7.579e-06 |  | 2.597406659127292e+001 | 6.5952e-06 |  | 25.9921 | 4.1362e-06 | 3.2037 | 4.1362e-06
2.599207668339955e+001 | 1.2895e-06 | 25.9921 | 2.599207668339955e+001 | 3.9491e-06 |  | 2.599207668339955e+001 | 7.5761e-06 |  | 2.599207668339955e+001 | 6.5927e-06 |  | 26.0101 | 4.1361e-06 | 3.2076 | 4.1361e-06
2.601009926349825e+001 | 1.2879e-06 | 26.0101 | 2.601009926349825e+001 | 3.9473e-06 |  | 2.601009926349825e+001 | 7.5732e-06 |  | 2.601009926349825e+001 | 6.5901e-06 |  | 26.0281 | 4.136e-06 | 3.2115 | 4.136e-06
2.602813434022804e+001 | 1.2862e-06 | 26.0281 | 2.602813434022804e+001 | 3.9455e-06 |  | 2.602813434022804e+001 | 7.5703e-06 |  | 2.602813434022804e+001 | 6.5875e-06 |  | 26.0462 | 4.1359e-06 | 3.2155 | 4.1359e-06
2.604618192225392e+001 | 1.2846e-06 | 26.0462 | 2.604618192225392e+001 | 3.9437e-06 |  | 2.604618192225392e+001 | 7.5674e-06 |  | 2.604618192225392e+001 | 6.5849e-06 |  | 26.0642 | 4.1358e-06 | 3.2194 | 4.1358e-06
2.606424201824690e+001 | 1.283e-06 | 26.0642 | 2.606424201824690e+001 | 3.9419e-06 |  | 2.606424201824690e+001 | 7.5645e-06 |  | 2.606424201824690e+001 | 6.5823e-06 |  | 26.0823 | 4.1357e-06 | 3.2234 | 4.1357e-06
2.608231463688402e+001 | 1.2814e-06 | 26.0823 | 2.608231463688402e+001 | 3.9401e-06 |  | 2.608231463688402e+001 | 7.5615e-06 |  | 2.608231463688402e+001 | 6.5797e-06 |  | 26.1004 | 4.1356e-06 | 3.2274 | 4.1356e-06
2.610039978684832e+001 | 1.2798e-06 | 26.1004 | 2.610039978684832e+001 | 3.9383e-06 |  | 2.610039978684832e+001 | 7.5586e-06 |  | 2.610039978684832e+001 | 6.5771e-06 |  | 26.1185 | 4.1355e-06 | 3.2314 | 4.1355e-06
2.611849747682886e+001 | 1.2782e-06 | 26.1185 | 2.611849747682886e+001 | 3.9365e-06 |  | 2.611849747682886e+001 | 7.5556e-06 |  | 2.611849747682886e+001 | 6.5745e-06 |  | 26.1366 | 4.1354e-06 | 3.2354 | 4.1354e-06
2.613660771552074e+001 | 1.2766e-06 | 26.1366 | 2.613660771552074e+001 | 3.9347e-06 |  | 2.613660771552074e+001 | 7.5526e-06 |  | 2.613660771552074e+001 | 6.5718e-06 |  | 26.1547 | 4.1354e-06 | 3.2394 | 4.1354e-06
2.615473051162507e+001 | 1.275e-06 | 26.1547 | 2.615473051162507e+001 | 3.9329e-06 |  | 2.615473051162507e+001 | 7.5496e-06 |  | 2.615473051162507e+001 | 6.5692e-06 |  | 26.1729 | 4.1353e-06 | 3.2434 | 4.1353e-06
2.617286587384901e+001 | 1.2734e-06 | 26.1729 | 2.617286587384901e+001 | 3.931e-06 |  | 2.617286587384901e+001 | 7.5466e-06 |  | 2.617286587384901e+001 | 6.5665e-06 |  | 26.191 | 4.1352e-06 | 3.2474 | 4.1352e-06
2.619101381090574e+001 | 1.2718e-06 | 26.191 | 2.619101381090574e+001 | 3.9292e-06 |  | 2.619101381090574e+001 | 7.5436e-06 |  | 2.619101381090574e+001 | 6.5638e-06 |  | 26.2092 | 4.1351e-06 | 3.2515 | 4.1351e-06
2.620917433151449e+001 | 1.2702e-06 | 26.2092 | 2.620917433151449e+001 | 3.9274e-06 |  | 2.620917433151449e+001 | 7.5406e-06 |  | 2.620917433151449e+001 | 6.5611e-06 |  | 26.2273 | 4.135e-06 | 3.2555 | 4.135e-06
2.622734744440056e+001 | 1.2685e-06 | 26.2273 | 2.622734744440056e+001 | 3.9255e-06 |  | 2.622734744440056e+001 | 7.5376e-06 |  | 2.622734744440056e+001 | 6.5584e-06 |  | 26.2455 | 4.1349e-06 | 3.2596 | 4.1349e-06
2.624553315829525e+001 | 1.2669e-06 | 26.2455 | 2.624553315829525e+001 | 3.9237e-06 |  | 2.624553315829525e+001 | 7.5345e-06 |  | 2.624553315829525e+001 | 6.5557e-06 |  | 26.2637 | 4.1348e-06 | 3.2636 | 4.1348e-06
2.626373148193596e+001 | 1.2653e-06 | 26.2637 | 2.626373148193596e+001 | 3.9218e-06 |  | 2.626373148193596e+001 | 7.5315e-06 |  | 2.626373148193596e+001 | 6.553e-06 |  | 26.2819 | 4.1347e-06 | 3.2677 | 4.1347e-06
2.628194242406612e+001 | 1.2637e-06 | 26.2819 | 2.628194242406612e+001 | 3.9199e-06 |  | 2.628194242406612e+001 | 7.5284e-06 |  | 2.628194242406612e+001 | 6.5503e-06 |  | 26.3002 | 4.1346e-06 | 3.2718 | 4.1346e-06
2.630016599343523e+001 | 1.2621e-06 | 26.3002 | 2.630016599343523e+001 | 3.9181e-06 |  | 2.630016599343523e+001 | 7.5253e-06 |  | 2.630016599343523e+001 | 6.5476e-06 |  | 26.3184 | 4.1345e-06 | 3.2759 | 4.1345e-06
2.631840219879886e+001 | 1.2605e-06 | 26.3184 | 2.631840219879886e+001 | 3.9162e-06 |  | 2.631840219879886e+001 | 7.5222e-06 |  | 2.631840219879886e+001 | 6.5448e-06 |  | 26.3367 | 4.1344e-06 | 3.28 | 4.1344e-06
2.633665104891867e+001 | 1.2589e-06 | 26.3367 | 2.633665104891867e+001 | 3.9143e-06 |  | 2.633665104891867e+001 | 7.5191e-06 |  | 2.633665104891867e+001 | 6.5421e-06 |  | 26.3549 | 4.1343e-06 | 3.2841 | 4.1343e-06
2.635491255256235e+001 | 1.2573e-06 | 26.3549 | 2.635491255256235e+001 | 3.9124e-06 |  | 2.635491255256235e+001 | 7.516e-06 |  | 2.635491255256235e+001 | 6.5393e-06 |  | 26.3732 | 4.1342e-06 | 3.2883 | 4.1342e-06
2.637318671850370e+001 | 1.2557e-06 | 26.3732 | 2.637318671850370e+001 | 3.9105e-06 |  | 2.637318671850370e+001 | 7.5129e-06 |  | 2.637318671850370e+001 | 6.5365e-06 |  | 26.3915 | 4.1342e-06 | 3.2924 | 4.1342e-06
2.639147355552261e+001 | 1.2541e-06 | 26.3915 | 2.639147355552261e+001 | 3.9086e-06 |  | 2.639147355552261e+001 | 7.5097e-06 |  | 2.639147355552261e+001 | 6.5338e-06 |  | 26.4098 | 4.1341e-06 | 3.2966 | 4.1341e-06
2.640977307240504e+001 | 1.2524e-06 | 26.4098 | 2.640977307240504e+001 | 3.9067e-06 |  | 2.640977307240504e+001 | 7.5066e-06 |  | 2.640977307240504e+001 | 6.531e-06 |  | 26.4281 | 4.134e-06 | 3.3007 | 4.134e-06
2.642808527794305e+001 | 1.2508e-06 | 26.4281 | 2.642808527794305e+001 | 3.9048e-06 |  | 2.642808527794305e+001 | 7.5034e-06 |  | 2.642808527794305e+001 | 6.5282e-06 |  | 26.4464 | 4.1339e-06 | 3.3049 | 4.1339e-06
2.644641018093478e+001 | 1.2492e-06 | 26.4464 | 2.644641018093478e+001 | 3.9029e-06 |  | 2.644641018093478e+001 | 7.5003e-06 |  | 2.644641018093478e+001 | 6.5254e-06 |  | 26.4647 | 4.1338e-06 | 3.3091 | 4.1338e-06
2.646474779018451e+001 | 1.2476e-06 | 26.4647 | 2.646474779018451e+001 | 3.901e-06 |  | 2.646474779018451e+001 | 7.4971e-06 |  | 2.646474779018451e+001 | 6.5226e-06 |  | 26.4831 | 4.1337e-06 | 3.3133 | 4.1337e-06
2.648309811450258e+001 | 1.246e-06 | 26.4831 | 2.648309811450258e+001 | 3.8991e-06 |  | 2.648309811450258e+001 | 7.4939e-06 |  | 2.648309811450258e+001 | 6.5197e-06 |  | 26.5015 | 4.1336e-06 | 3.3175 | 4.1336e-06
2.650146116270547e+001 | 1.2444e-06 | 26.5015 | 2.650146116270547e+001 | 3.8972e-06 |  | 2.650146116270547e+001 | 7.4908e-06 |  | 2.650146116270547e+001 | 6.5169e-06 |  | 26.5198 | 4.1335e-06 | 3.3217 | 4.1335e-06
2.651983694361576e+001 | 1.2428e-06 | 26.5198 | 2.651983694361576e+001 | 3.8953e-06 |  | 2.651983694361576e+001 | 7.4876e-06 |  | 2.651983694361576e+001 | 6.5141e-06 |  | 26.5382 | 4.1334e-06 | 3.3259 | 4.1334e-06
2.653822546606214e+001 | 1.2412e-06 | 26.5382 | 2.653822546606214e+001 | 3.8934e-06 |  | 2.653822546606214e+001 | 7.4843e-06 |  | 2.653822546606214e+001 | 6.5113e-06 |  | 26.5566 | 4.1333e-06 | 3.3301 | 4.1333e-06
2.655662673887945e+001 | 1.2396e-06 | 26.5566 | 2.655662673887945e+001 | 3.8914e-06 |  | 2.655662673887945e+001 | 7.4811e-06 |  | 2.655662673887945e+001 | 6.5084e-06 |  | 26.575 | 4.1332e-06 | 3.3344 | 4.1332e-06
2.657504077090862e+001 | 1.238e-06 | 26.575 | 2.657504077090862e+001 | 3.8895e-06 |  | 2.657504077090862e+001 | 7.4779e-06 |  | 2.657504077090862e+001 | 6.5056e-06 |  | 26.5935 | 4.1332e-06 | 3.3386 | 4.1332e-06
2.659346757099674e+001 | 1.2364e-06 | 26.5935 | 2.659346757099674e+001 | 3.8876e-06 |  | 2.659346757099674e+001 | 7.4747e-06 |  | 2.659346757099674e+001 | 6.5027e-06 |  | 26.6119 | 4.1331e-06 | 3.3429 | 4.1331e-06
2.661190714799701e+001 | 1.2348e-06 | 26.6119 | 2.661190714799701e+001 | 3.8856e-06 |  | 2.661190714799701e+001 | 7.4714e-06 |  | 2.661190714799701e+001 | 6.4998e-06 |  | 26.6304 | 4.133e-06 | 3.3471 | 4.133e-06
2.663035951076880e+001 | 1.2332e-06 | 26.6304 | 2.663035951076880e+001 | 3.8837e-06 |  | 2.663035951076880e+001 | 7.4682e-06 |  | 2.663035951076880e+001 | 6.497e-06 |  | 26.6488 | 4.1329e-06 | 3.3514 | 4.1329e-06
2.664882466817758e+001 | 1.2316e-06 | 26.6488 | 2.664882466817758e+001 | 3.8817e-06 |  | 2.664882466817758e+001 | 7.465e-06 |  | 2.664882466817758e+001 | 6.4941e-06 |  | 26.6673 | 4.1328e-06 | 3.3557 | 4.1328e-06
2.666730262909500e+001 | 1.23e-06 | 26.6673 | 2.666730262909500e+001 | 3.8798e-06 |  | 2.666730262909500e+001 | 7.4617e-06 |  | 2.666730262909500e+001 | 6.4912e-06 |  | 26.6858 | 4.1327e-06 | 3.36 | 4.1327e-06
2.668579340239886e+001 | 1.2284e-06 | 26.6858 | 2.668579340239886e+001 | 3.8778e-06 |  | 2.668579340239886e+001 | 7.4584e-06 |  | 2.668579340239886e+001 | 6.4883e-06 |  | 26.7043 | 4.1326e-06 | 3.3643 | 4.1326e-06
2.670429699697310e+001 | 1.2268e-06 | 26.7043 | 2.670429699697310e+001 | 3.8759e-06 |  | 2.670429699697310e+001 | 7.4551e-06 |  | 2.670429699697310e+001 | 6.4854e-06 |  | 26.7228 | 4.1325e-06 | 3.3686 | 4.1325e-06
2.672281342170783e+001 | 1.2252e-06 | 26.7228 | 2.672281342170783e+001 | 3.8739e-06 |  | 2.672281342170783e+001 | 7.4519e-06 |  | 2.672281342170783e+001 | 6.4825e-06 |  | 26.7413 | 4.1324e-06 | 3.3729 | 4.1324e-06
2.674134268549932e+001 | 1.2236e-06 | 26.7413 | 2.674134268549932e+001 | 3.872e-06 |  | 2.674134268549932e+001 | 7.4486e-06 |  | 2.674134268549932e+001 | 6.4796e-06 |  | 26.7599 | 4.1323e-06 | 3.3773 | 4.1323e-06
2.675988479725002e+001 | 1.222e-06 | 26.7599 | 2.675988479725002e+001 | 3.87e-06 |  | 2.675988479725002e+001 | 7.4453e-06 |  | 2.675988479725002e+001 | 6.4767e-06 |  | 26.7784 | 4.1323e-06 | 3.3816 | 4.1323e-06
2.677843976586853e+001 | 1.2204e-06 | 26.7784 | 2.677843976586853e+001 | 3.868e-06 |  | 2.677843976586853e+001 | 7.442e-06 |  | 2.677843976586853e+001 | 6.4737e-06 |  | 26.797 | 4.1322e-06 | 3.3859 | 4.1322e-06
2.679700760026966e+001 | 1.2188e-06 | 26.797 | 2.679700760026966e+001 | 3.8661e-06 |  | 2.679700760026966e+001 | 7.4387e-06 |  | 2.679700760026966e+001 | 6.4708e-06 |  | 26.8156 | 4.1321e-06 | 3.3903 | 4.1321e-06
2.681558830937436e+001 | 1.2172e-06 | 26.8156 | 2.681558830937436e+001 | 3.8641e-06 |  | 2.681558830937436e+001 | 7.4354e-06 |  | 2.681558830937436e+001 | 6.4679e-06 |  | 26.8342 | 4.132e-06 | 3.3947 | 4.132e-06
2.683418190210981e+001 | 1.2156e-06 | 26.8342 | 2.683418190210981e+001 | 3.8621e-06 |  | 2.683418190210981e+001 | 7.432e-06 |  | 2.683418190210981e+001 | 6.4649e-06 |  | 26.8528 | 4.1319e-06 | 3.399 | 4.1319e-06
2.685278838740934e+001 | 1.214e-06 | 26.8528 | 2.685278838740934e+001 | 3.8602e-06 |  | 2.685278838740934e+001 | 7.4287e-06 |  | 2.685278838740934e+001 | 6.462e-06 |  | 26.8714 | 4.1318e-06 | 3.4034 | 4.1318e-06
2.687140777421250e+001 | 1.2124e-06 | 26.8714 | 2.687140777421250e+001 | 3.8582e-06 |  | 2.687140777421250e+001 | 7.4254e-06 |  | 2.687140777421250e+001 | 6.4591e-06 |  | 26.89 | 4.1317e-06 | 3.4078 | 4.1317e-06
2.689004007146503e+001 | 1.2108e-06 | 26.89 | 2.689004007146503e+001 | 3.8562e-06 |  | 2.689004007146503e+001 | 7.422e-06 |  | 2.689004007146503e+001 | 6.4561e-06 |  | 26.9087 | 4.1316e-06 | 3.4122 | 4.1316e-06
2.690868528811888e+001 | 1.2092e-06 | 26.9087 | 2.690868528811888e+001 | 3.8542e-06 |  | 2.690868528811888e+001 | 7.4187e-06 |  | 2.690868528811888e+001 | 6.4531e-06 |  | 26.9273 | 4.1315e-06 | 3.4166 | 4.1315e-06
2.692734343313218e+001 | 1.2077e-06 | 26.9273 | 2.692734343313218e+001 | 3.8522e-06 |  | 2.692734343313218e+001 | 7.4154e-06 |  | 2.692734343313218e+001 | 6.4502e-06 |  | 26.946 | 4.1314e-06 | 3.4211 | 4.1314e-06
2.694601451546932e+001 | 1.2061e-06 | 26.946 | 2.694601451546932e+001 | 3.8502e-06 |  | 2.694601451546932e+001 | 7.412e-06 |  | 2.694601451546932e+001 | 6.4472e-06 |  | 26.9647 | 4.1314e-06 | 3.4255 | 4.1314e-06
2.696469854410086e+001 | 1.2045e-06 | 26.9647 | 2.696469854410086e+001 | 3.8483e-06 |  | 2.696469854410086e+001 | 7.4086e-06 |  | 2.696469854410086e+001 | 6.4443e-06 |  | 26.9834 | 4.1313e-06 | 3.4299 | 4.1313e-06
2.698339552800361e+001 | 1.2029e-06 | 26.9834 | 2.698339552800361e+001 | 3.8463e-06 |  | 2.698339552800361e+001 | 7.4053e-06 |  | 2.698339552800361e+001 | 6.4413e-06 |  | 27.0021 | 4.1312e-06 | 3.4344 | 4.1312e-06
2.700210547616058e+001 | 1.2013e-06 | 27.0021 | 2.700210547616058e+001 | 3.8443e-06 |  | 2.700210547616058e+001 | 7.4019e-06 |  | 2.700210547616058e+001 | 6.4383e-06 |  | 27.0208 | 4.1311e-06 | 3.4388 | 4.1311e-06
2.702082839756103e+001 | 1.1997e-06 | 27.0208 | 2.702082839756103e+001 | 3.8423e-06 |  | 2.702082839756103e+001 | 7.3985e-06 |  | 2.702082839756103e+001 | 6.4353e-06 |  | 27.0396 | 4.131e-06 | 3.4433 | 4.131e-06
2.703956430120044e+001 | 1.1981e-06 | 27.0396 | 2.703956430120044e+001 | 3.8403e-06 |  | 2.703956430120044e+001 | 7.3952e-06 |  | 2.703956430120044e+001 | 6.4323e-06 |  | 27.0583 | 4.1309e-06 | 3.4477 | 4.1309e-06
2.705831319608054e+001 | 1.1966e-06 | 27.0583 | 2.705831319608054e+001 | 3.8383e-06 |  | 2.705831319608054e+001 | 7.3918e-06 |  | 2.705831319608054e+001 | 6.4293e-06 |  | 27.0771 | 4.1308e-06 | 3.4522 | 4.1308e-06
2.707707509120928e+001 | 1.195e-06 | 27.0771 | 2.707707509120928e+001 | 3.8363e-06 |  | 2.707707509120928e+001 | 7.3884e-06 |  | 2.707707509120928e+001 | 6.4263e-06 |  | 27.0958 | 4.1307e-06 | 3.4567 | 4.1307e-06
2.709584999560088e+001 | 1.1934e-06 | 27.0958 | 2.709584999560088e+001 | 3.8343e-06 |  | 2.709584999560088e+001 | 7.385e-06 |  | 2.709584999560088e+001 | 6.4234e-06 |  | 27.1146 | 4.1306e-06 | 3.4612 | 4.1306e-06
2.711463791827579e+001 | 1.1918e-06 | 27.1146 | 2.711463791827579e+001 | 3.8323e-06 |  | 2.711463791827579e+001 | 7.3816e-06 |  | 2.711463791827579e+001 | 6.4204e-06 |  | 27.1334 | 4.1305e-06 | 3.4657 | 4.1305e-06
2.713343886826074e+001 | 1.1903e-06 | 27.1334 | 2.713343886826074e+001 | 3.8303e-06 |  | 2.713343886826074e+001 | 7.3782e-06 |  | 2.713343886826074e+001 | 6.4173e-06 |  | 27.1523 | 4.1305e-06 | 3.4702 | 4.1305e-06
2.715225285458869e+001 | 1.1887e-06 | 27.1523 | 2.715225285458869e+001 | 3.8283e-06 |  | 2.715225285458869e+001 | 7.3748e-06 |  | 2.715225285458869e+001 | 6.4143e-06 |  | 27.1711 | 4.1304e-06 | 3.4747 | 4.1304e-06
2.717107988629888e+001 | 1.1871e-06 | 27.1711 | 2.717107988629888e+001 | 3.8263e-06 |  | 2.717107988629888e+001 | 7.3714e-06 |  | 2.717107988629888e+001 | 6.4113e-06 |  | 27.1899 | 4.1303e-06 | 3.4793 | 4.1303e-06
2.718991997243682e+001 | 1.1855e-06 | 27.1899 | 2.718991997243682e+001 | 3.8243e-06 |  | 2.718991997243682e+001 | 7.368e-06 |  | 2.718991997243682e+001 | 6.4083e-06 |  | 27.2088 | 4.1302e-06 | 3.4838 | 4.1302e-06
2.720877312205428e+001 | 1.184e-06 | 27.2088 | 2.720877312205428e+001 | 3.8223e-06 |  | 2.720877312205428e+001 | 7.3646e-06 |  | 2.720877312205428e+001 | 6.4053e-06 |  | 27.2276 | 4.1301e-06 | 3.4884 | 4.1301e-06
2.722763934420931e+001 | 1.1824e-06 | 27.2276 | 2.722763934420931e+001 | 3.8202e-06 |  | 2.722763934420931e+001 | 7.3612e-06 |  | 2.722763934420931e+001 | 6.4023e-06 |  | 27.2465 | 4.13e-06 | 3.4929 | 4.13e-06
2.724651864796625e+001 | 1.1808e-06 | 27.2465 | 2.724651864796625e+001 | 3.8182e-06 |  | 2.724651864796625e+001 | 7.3577e-06 |  | 2.724651864796625e+001 | 6.3993e-06 |  | 27.2654 | 4.1299e-06 | 3.4975 | 4.1299e-06
2.726541104239572e+001 | 1.1793e-06 | 27.2654 | 2.726541104239572e+001 | 3.8162e-06 |  | 2.726541104239572e+001 | 7.3543e-06 |  | 2.726541104239572e+001 | 6.3962e-06 |  | 27.2843 | 4.1298e-06 | 3.502 | 4.1298e-06
2.728431653657463e+001 | 1.1777e-06 | 27.2843 | 2.728431653657463e+001 | 3.8142e-06 |  | 2.728431653657463e+001 | 7.3509e-06 |  | 2.728431653657463e+001 | 6.3932e-06 |  | 27.3032 | 4.1297e-06 | 3.5066 | 4.1297e-06
2.730323513958617e+001 | 1.1761e-06 | 27.3032 | 2.730323513958617e+001 | 3.8122e-06 |  | 2.730323513958617e+001 | 7.3475e-06 |  | 2.730323513958617e+001 | 6.3902e-06 |  | 27.3222 | 4.1297e-06 | 3.5112 | 4.1297e-06
2.732216686051985e+001 | 1.1746e-06 | 27.3222 | 2.732216686051985e+001 | 3.8102e-06 |  | 2.732216686051985e+001 | 7.344e-06 |  | 2.732216686051985e+001 | 6.3872e-06 |  | 27.3411 | 4.1296e-06 | 3.5158 | 4.1296e-06
2.734111170847147e+001 | 1.173e-06 | 27.3411 | 2.734111170847147e+001 | 3.8082e-06 |  | 2.734111170847147e+001 | 7.3406e-06 |  | 2.734111170847147e+001 | 6.3841e-06 |  | 27.3601 | 4.1295e-06 | 3.5204 | 4.1295e-06
2.736006969254314e+001 | 1.1715e-06 | 27.3601 | 2.736006969254314e+001 | 3.8061e-06 |  | 2.736006969254314e+001 | 7.3372e-06 |  | 2.736006969254314e+001 | 6.3811e-06 |  | 27.379 | 4.1294e-06 | 3.525 | 4.1294e-06
2.737904082184328e+001 | 1.1699e-06 | 27.379 | 2.737904082184328e+001 | 3.8041e-06 |  | 2.737904082184328e+001 | 7.3337e-06 |  | 2.737904082184328e+001 | 6.378e-06 |  | 27.398 | 4.1293e-06 | 3.5296 | 4.1293e-06
2.739802510548663e+001 | 1.1683e-06 | 27.398 | 2.739802510548663e+001 | 3.8021e-06 |  | 2.739802510548663e+001 | 7.3303e-06 |  | 2.739802510548663e+001 | 6.375e-06 |  | 27.417 | 4.1292e-06 | 3.5342 | 4.1292e-06
2.741702255259424e+001 | 1.1668e-06 | 27.417 | 2.741702255259424e+001 | 3.8001e-06 |  | 2.741702255259424e+001 | 7.3268e-06 |  | 2.741702255259424e+001 | 6.372e-06 |  | 27.436 | 4.1291e-06 | 3.5389 | 4.1291e-06
2.743603317229350e+001 | 1.1652e-06 | 27.436 | 2.743603317229350e+001 | 3.7981e-06 |  | 2.743603317229350e+001 | 7.3234e-06 |  | 2.743603317229350e+001 | 6.3689e-06 |  | 27.4551 | 4.129e-06 | 3.5435 | 4.129e-06
2.745505697371812e+001 | 1.1637e-06 | 27.4551 | 2.745505697371812e+001 | 3.7961e-06 |  | 2.745505697371812e+001 | 7.3199e-06 |  | 2.745505697371812e+001 | 6.3659e-06 |  | 27.4741 | 4.129e-06 | 3.5482 | 4.129e-06
2.747409396600813e+001 | 1.1621e-06 | 27.4741 | 2.747409396600813e+001 | 3.794e-06 |  | 2.747409396600813e+001 | 7.3165e-06 |  | 2.747409396600813e+001 | 6.3628e-06 |  | 27.4931 | 4.1289e-06 | 3.5528 | 4.1289e-06
2.749314415830992e+001 | 1.1606e-06 | 27.4931 | 2.749314415830992e+001 | 3.792e-06 |  | 2.749314415830992e+001 | 7.313e-06 |  | 2.749314415830992e+001 | 6.3598e-06 |  | 27.5122 | 4.1288e-06 | 3.5575 | 4.1288e-06
2.751220755977622e+001 | 1.159e-06 | 27.5122 | 2.751220755977622e+001 | 3.79e-06 |  | 2.751220755977622e+001 | 7.3096e-06 |  | 2.751220755977622e+001 | 6.3567e-06 |  | 27.5313 | 4.1287e-06 | 3.5622 | 4.1287e-06
2.753128417956608e+001 | 1.1575e-06 | 27.5313 | 2.753128417956608e+001 | 3.788e-06 |  | 2.753128417956608e+001 | 7.3061e-06 |  | 2.753128417956608e+001 | 6.3537e-06 |  | 27.5504 | 4.1286e-06 | 3.5668 | 4.1286e-06
2.755037402684494e+001 | 1.156e-06 | 27.5504 | 2.755037402684494e+001 | 3.786e-06 |  | 2.755037402684494e+001 | 7.3027e-06 |  | 2.755037402684494e+001 | 6.3506e-06 |  | 27.5695 | 4.1285e-06 | 3.5715 | 4.1285e-06
2.756947711078456e+001 | 1.1544e-06 | 27.5695 | 2.756947711078456e+001 | 3.7839e-06 |  | 2.756947711078456e+001 | 7.2992e-06 |  | 2.756947711078456e+001 | 6.3476e-06 |  | 27.5886 | 4.1284e-06 | 3.5762 | 4.1284e-06
2.758859344056308e+001 | 1.1529e-06 | 27.5886 | 2.758859344056308e+001 | 3.7819e-06 |  | 2.758859344056308e+001 | 7.2958e-06 |  | 2.758859344056308e+001 | 6.3445e-06 |  | 27.6077 | 4.1283e-06 | 3.5809 | 4.1283e-06
2.760772302536500e+001 | 1.1513e-06 | 27.6077 | 2.760772302536500e+001 | 3.7799e-06 |  | 2.760772302536500e+001 | 7.2923e-06 |  | 2.760772302536500e+001 | 6.3415e-06 |  | 27.6269 | 4.1283e-06 | 3.5856 | 4.1283e-06
2.762686587438119e+001 | 1.1498e-06 | 27.6269 | 2.762686587438119e+001 | 3.7779e-06 |  | 2.762686587438119e+001 | 7.2888e-06 |  | 2.762686587438119e+001 | 6.3384e-06 |  | 27.646 | 4.1282e-06 | 3.5903 | 4.1282e-06
2.764602199680888e+001 | 1.1483e-06 | 27.646 | 2.764602199680888e+001 | 3.7759e-06 |  | 2.764602199680888e+001 | 7.2854e-06 |  | 2.764602199680888e+001 | 6.3354e-06 |  | 27.6652 | 4.1281e-06 | 3.595 | 4.1281e-06
2.766519140185170e+001 | 1.1467e-06 | 27.6652 | 2.766519140185170e+001 | 3.7738e-06 |  | 2.766519140185170e+001 | 7.2819e-06 |  | 2.766519140185170e+001 | 6.3323e-06 |  | 27.6844 | 4.128e-06 | 3.5998 | 4.128e-06
2.768437409871963e+001 | 1.1452e-06 | 27.6844 | 2.768437409871963e+001 | 3.7718e-06 |  | 2.768437409871963e+001 | 7.2784e-06 |  | 2.768437409871963e+001 | 6.3292e-06 |  | 27.7036 | 4.1279e-06 | 3.6045 | 4.1279e-06
2.770357009662908e+001 | 1.1437e-06 | 27.7036 | 2.770357009662908e+001 | 3.7698e-06 |  | 2.770357009662908e+001 | 7.275e-06 |  | 2.770357009662908e+001 | 6.3262e-06 |  | 27.7228 | 4.1278e-06 | 3.6093 | 4.1278e-06
2.772277940480280e+001 | 1.1421e-06 | 27.7228 | 2.772277940480280e+001 | 3.7678e-06 |  | 2.772277940480280e+001 | 7.2715e-06 |  | 2.772277940480280e+001 | 6.3231e-06 |  | 27.742 | 4.1277e-06 | 3.614 | 4.1277e-06
2.774200203246998e+001 | 1.1406e-06 | 27.742 | 2.774200203246998e+001 | 3.7657e-06 |  | 2.774200203246998e+001 | 7.268e-06 |  | 2.774200203246998e+001 | 6.3201e-06 |  | 27.7612 | 4.1276e-06 | 3.6188 | 4.1276e-06
2.776123798886619e+001 | 1.1391e-06 | 27.7612 | 2.776123798886619e+001 | 3.7637e-06 |  | 2.776123798886619e+001 | 7.2646e-06 |  | 2.776123798886619e+001 | 6.317e-06 |  | 27.7805 | 4.1276e-06 | 3.6235 | 4.1276e-06
2.778048728323338e+001 | 1.1376e-06 | 27.7805 | 2.778048728323338e+001 | 3.7617e-06 |  | 2.778048728323338e+001 | 7.2611e-06 |  | 2.778048728323338e+001 | 6.3139e-06 |  | 27.7997 | 4.1275e-06 | 3.6283 | 4.1275e-06
2.779974992481996e+001 | 1.1361e-06 | 27.7997 | 2.779974992481996e+001 | 3.7597e-06 |  | 2.779974992481996e+001 | 7.2576e-06 |  | 2.779974992481996e+001 | 6.3109e-06 |  | 27.819 | 4.1274e-06 | 3.6331 | 4.1274e-06
2.781902592288070e+001 | 1.1345e-06 | 27.819 | 2.781902592288070e+001 | 3.7577e-06 |  | 2.781902592288070e+001 | 7.2542e-06 |  | 2.781902592288070e+001 | 6.3078e-06 |  | 27.8383 | 4.1273e-06 | 3.6379 | 4.1273e-06
2.783831528667684e+001 | 1.133e-06 | 27.8383 | 2.783831528667684e+001 | 3.7557e-06 |  | 2.783831528667684e+001 | 7.2507e-06 |  | 2.783831528667684e+001 | 6.3048e-06 |  | 27.8576 | 4.1272e-06 | 3.6427 | 4.1272e-06
2.785761802547598e+001 | 1.1315e-06 | 27.8576 | 2.785761802547598e+001 | 3.7536e-06 |  | 2.785761802547598e+001 | 7.2472e-06 |  | 2.785761802547598e+001 | 6.3017e-06 |  | 27.8769 | 4.1271e-06 | 3.6475 | 4.1271e-06
2.787693414855221e+001 | 1.13e-06 | 27.8769 | 2.787693414855221e+001 | 3.7516e-06 |  | 2.787693414855221e+001 | 7.2437e-06 |  | 2.787693414855221e+001 | 6.2986e-06 |  | 27.8963 | 4.127e-06 | 3.6523 | 4.127e-06
2.789626366518600e+001 | 1.1285e-06 | 27.8963 | 2.789626366518600e+001 | 3.7496e-06 |  | 2.789626366518600e+001 | 7.2403e-06 |  | 2.789626366518600e+001 | 6.2956e-06 |  | 27.9156 | 4.1269e-06 | 3.6571 | 4.1269e-06
2.791560658466428e+001 | 1.127e-06 | 27.9156 | 2.791560658466428e+001 | 3.7476e-06 |  | 2.791560658466428e+001 | 7.2368e-06 |  | 2.791560658466428e+001 | 6.2925e-06 |  | 27.935 | 4.1269e-06 | 3.6619 | 4.1269e-06
2.793496291628042e+001 | 1.1255e-06 | 27.935 | 2.793496291628042e+001 | 3.7456e-06 |  | 2.793496291628042e+001 | 7.2333e-06 |  | 2.793496291628042e+001 | 6.2895e-06 |  | 27.9543 | 4.1268e-06 | 3.6667 | 4.1268e-06
2.795433266933422e+001 | 1.124e-06 | 27.9543 | 2.795433266933422e+001 | 3.7436e-06 |  | 2.795433266933422e+001 | 7.2299e-06 |  | 2.795433266933422e+001 | 6.2864e-06 |  | 27.9737 | 4.1267e-06 | 3.6716 | 4.1267e-06
2.797371585313195e+001 | 1.1225e-06 | 27.9737 | 2.797371585313195e+001 | 3.7416e-06 |  | 2.797371585313195e+001 | 7.2264e-06 |  | 2.797371585313195e+001 | 6.2833e-06 |  | 27.9931 | 4.1266e-06 | 3.6764 | 4.1266e-06
2.799311247698631e+001 | 1.121e-06 | 27.9931 | 2.799311247698631e+001 | 3.7395e-06 |  | 2.799311247698631e+001 | 7.2229e-06 |  | 2.799311247698631e+001 | 6.2803e-06 |  | 28.0125 | 4.1265e-06 | 3.6812 | 4.1265e-06
2.801252255021646e+001 | 1.1195e-06 | 28.0125 | 2.801252255021646e+001 | 3.7375e-06 |  | 2.801252255021646e+001 | 7.2195e-06 |  | 2.801252255021646e+001 | 6.2772e-06 |  | 28.0319 | 4.1264e-06 | 3.6861 | 4.1264e-06
2.803194608214804e+001 | 1.118e-06 | 28.0319 | 2.803194608214804e+001 | 3.7355e-06 |  | 2.803194608214804e+001 | 7.216e-06 |  | 2.803194608214804e+001 | 6.2742e-06 |  | 28.0514 | 4.1263e-06 | 3.691 | 4.1263e-06
2.805138308211313e+001 | 1.1165e-06 | 28.0514 | 2.805138308211313e+001 | 3.7335e-06 |  | 2.805138308211313e+001 | 7.2125e-06 |  | 2.805138308211313e+001 | 6.2711e-06 |  | 28.0708 | 4.1263e-06 | 3.6958 | 4.1263e-06
2.807083355945031e+001 | 1.115e-06 | 28.0708 | 2.807083355945031e+001 | 3.7315e-06 |  | 2.807083355945031e+001 | 7.2091e-06 |  | 2.807083355945031e+001 | 6.2681e-06 |  | 28.0903 | 4.1262e-06 | 3.7007 | 4.1262e-06
2.809029752350463e+001 | 1.1135e-06 | 28.0903 | 2.809029752350463e+001 | 3.7295e-06 |  | 2.809029752350463e+001 | 7.2056e-06 |  | 2.809029752350463e+001 | 6.265e-06 |  | 28.1098 | 4.1261e-06 | 3.7056 | 4.1261e-06
2.810977498362759e+001 | 1.112e-06 | 28.1098 | 2.810977498362759e+001 | 3.7275e-06 |  | 2.810977498362759e+001 | 7.2021e-06 |  | 2.810977498362759e+001 | 6.2619e-06 |  | 28.1293 | 4.126e-06 | 3.7105 | 4.126e-06
2.812926594917720e+001 | 1.1105e-06 | 28.1293 | 2.812926594917720e+001 | 3.7255e-06 |  | 2.812926594917720e+001 | 7.1987e-06 |  | 2.812926594917720e+001 | 6.2589e-06 |  | 28.1488 | 4.1259e-06 | 3.7154 | 4.1259e-06
2.814877042951795e+001 | 1.109e-06 | 28.1488 | 2.814877042951795e+001 | 3.7235e-06 |  | 2.814877042951795e+001 | 7.1952e-06 |  | 2.814877042951795e+001 | 6.2558e-06 |  | 28.1683 | 4.1258e-06 | 3.7203 | 4.1258e-06
2.816828843402084e+001 | 1.1075e-06 | 28.1683 | 2.816828843402084e+001 | 3.7215e-06 |  | 2.816828843402084e+001 | 7.1918e-06 |  | 2.816828843402084e+001 | 6.2528e-06 |  | 28.1878 | 4.1257e-06 | 3.7252 | 4.1257e-06
2.818781997206335e+001 | 1.106e-06 | 28.1878 | 2.818781997206335e+001 | 3.7195e-06 |  | 2.818781997206335e+001 | 7.1883e-06 |  | 2.818781997206335e+001 | 6.2497e-06 |  | 28.2074 | 4.1257e-06 | 3.7301 | 4.1257e-06
2.820736505302945e+001 | 1.1046e-06 | 28.2074 | 2.820736505302945e+001 | 3.7175e-06 |  | 2.820736505302945e+001 | 7.1848e-06 |  | 2.820736505302945e+001 | 6.2467e-06 |  | 28.2269 | 4.1256e-06 | 3.735 | 4.1256e-06
2.822692368630966e+001 | 1.1031e-06 | 28.2269 | 2.822692368630966e+001 | 3.7155e-06 |  | 2.822692368630966e+001 | 7.1814e-06 |  | 2.822692368630966e+001 | 6.2436e-06 |  | 28.2465 | 4.1255e-06 | 3.7399 | 4.1255e-06
2.824649588130097e+001 | 1.1016e-06 | 28.2465 | 2.824649588130097e+001 | 3.7135e-06 |  | 2.824649588130097e+001 | 7.1779e-06 |  | 2.824649588130097e+001 | 6.2406e-06 |  | 28.2661 | 4.1254e-06 | 3.7449 | 4.1254e-06
2.826608164740690e+001 | 1.1001e-06 | 28.2661 | 2.826608164740690e+001 | 3.7115e-06 |  | 2.826608164740690e+001 | 7.1745e-06 |  | 2.826608164740690e+001 | 6.2376e-06 |  | 28.2857 | 4.1253e-06 | 3.7498 | 4.1253e-06
2.828568099403749e+001 | 1.0987e-06 | 28.2857 | 2.828568099403749e+001 | 3.7095e-06 |  | 2.828568099403749e+001 | 7.171e-06 |  | 2.828568099403749e+001 | 6.2345e-06 |  | 28.3053 | 4.1252e-06 | 3.7547 | 4.1252e-06
2.830529393060931e+001 | 1.0972e-06 | 28.3053 | 2.830529393060931e+001 | 3.7075e-06 |  | 2.830529393060931e+001 | 7.1676e-06 |  | 2.830529393060931e+001 | 6.2315e-06 |  | 28.3249 | 4.1251e-06 | 3.7597 | 4.1251e-06
2.832492046654545e+001 | 1.0957e-06 | 28.3249 | 2.832492046654545e+001 | 3.7055e-06 |  | 2.832492046654545e+001 | 7.1641e-06 |  | 2.832492046654545e+001 | 6.2284e-06 |  | 28.3446 | 4.1251e-06 | 3.7647 | 4.1251e-06
2.834456061127555e+001 | 1.0943e-06 | 28.3446 | 2.834456061127555e+001 | 3.7035e-06 |  | 2.834456061127555e+001 | 7.1607e-06 |  | 2.834456061127555e+001 | 6.2254e-06 |  | 28.3642 | 4.125e-06 | 3.7696 | 4.125e-06
2.836421437423577e+001 | 1.0928e-06 | 28.3642 | 2.836421437423577e+001 | 3.7015e-06 |  | 2.836421437423577e+001 | 7.1572e-06 |  | 2.836421437423577e+001 | 6.2224e-06 |  | 28.3839 | 4.1249e-06 | 3.7746 | 4.1249e-06
2.838388176486881e+001 | 1.0913e-06 | 28.3839 | 2.838388176486881e+001 | 3.6995e-06 |  | 2.838388176486881e+001 | 7.1538e-06 |  | 2.838388176486881e+001 | 6.2193e-06 |  | 28.4036 | 4.1248e-06 | 3.7796 | 4.1248e-06
2.840356279262394e+001 | 1.0899e-06 | 28.4036 | 2.840356279262394e+001 | 3.6975e-06 |  | 2.840356279262394e+001 | 7.1504e-06 |  | 2.840356279262394e+001 | 6.2163e-06 |  | 28.4233 | 4.1247e-06 | 3.7845 | 4.1247e-06
2.842325746695697e+001 | 1.0884e-06 | 28.4233 | 2.842325746695697e+001 | 3.6956e-06 |  | 2.842325746695697e+001 | 7.1469e-06 |  | 2.842325746695697e+001 | 6.2133e-06 |  | 28.443 | 4.1246e-06 | 3.7895 | 4.1246e-06
2.844296579733026e+001 | 1.087e-06 | 28.443 | 2.844296579733026e+001 | 3.6936e-06 |  | 2.844296579733026e+001 | 7.1435e-06 |  | 2.844296579733026e+001 | 6.2102e-06 |  | 28.4627 | 4.1245e-06 | 3.7945 | 4.1245e-06
2.846268779321273e+001 | 1.0855e-06 | 28.4627 | 2.846268779321273e+001 | 3.6916e-06 |  | 2.846268779321273e+001 | 7.14e-06 |  | 2.846268779321273e+001 | 6.2072e-06 |  | 28.4824 | 4.1245e-06 | 3.7995 | 4.1245e-06
2.848242346407989e+001 | 1.0841e-06 | 28.4824 | 2.848242346407989e+001 | 3.6896e-06 |  | 2.848242346407989e+001 | 7.1366e-06 |  | 2.848242346407989e+001 | 6.2042e-06 |  | 28.5022 | 4.1244e-06 | 3.8045 | 4.1244e-06
2.850217281941380e+001 | 1.0826e-06 | 28.5022 | 2.850217281941380e+001 | 3.6876e-06 |  | 2.850217281941380e+001 | 7.1332e-06 |  | 2.850217281941380e+001 | 6.2012e-06 |  | 28.5219 | 4.1243e-06 | 3.8095 | 4.1243e-06
2.852193586870309e+001 | 1.0812e-06 | 28.5219 | 2.852193586870309e+001 | 3.6857e-06 |  | 2.852193586870309e+001 | 7.1297e-06 |  | 2.852193586870309e+001 | 6.1981e-06 |  | 28.5417 | 4.1242e-06 | 3.8146 | 4.1242e-06
2.854171262144298e+001 | 1.0797e-06 | 28.5417 | 2.854171262144298e+001 | 3.6837e-06 |  | 2.854171262144298e+001 | 7.1263e-06 |  | 2.854171262144298e+001 | 6.1951e-06 |  | 28.5615 | 4.1241e-06 | 3.8196 | 4.1241e-06
2.856150308713526e+001 | 1.0783e-06 | 28.5615 | 2.856150308713526e+001 | 3.6817e-06 |  | 2.856150308713526e+001 | 7.1229e-06 |  | 2.856150308713526e+001 | 6.1921e-06 |  | 28.5813 | 4.124e-06 | 3.8246 | 4.124e-06
2.858130727528834e+001 | 1.0768e-06 | 28.5813 | 2.858130727528834e+001 | 3.6797e-06 |  | 2.858130727528834e+001 | 7.1195e-06 |  | 2.858130727528834e+001 | 6.1891e-06 |  | 28.6011 | 4.1239e-06 | 3.8297 | 4.1239e-06
2.860112519541719e+001 | 1.0754e-06 | 28.6011 | 2.860112519541719e+001 | 3.6778e-06 |  | 2.860112519541719e+001 | 7.1161e-06 |  | 2.860112519541719e+001 | 6.1861e-06 |  | 28.621 | 4.1239e-06 | 3.8347 | 4.1239e-06
2.862095685704339e+001 | 1.074e-06 | 28.621 | 2.862095685704339e+001 | 3.6758e-06 |  | 2.862095685704339e+001 | 7.1126e-06 |  | 2.862095685704339e+001 | 6.1831e-06 |  | 28.6408 | 4.1238e-06 | 3.8397 | 4.1238e-06
2.864080226969513e+001 | 1.0725e-06 | 28.6408 | 2.864080226969513e+001 | 3.6738e-06 |  | 2.864080226969513e+001 | 7.1092e-06 |  | 2.864080226969513e+001 | 6.1801e-06 |  | 28.6607 | 4.1237e-06 | 3.8448 | 4.1237e-06
2.866066144290718e+001 | 1.0711e-06 | 28.6607 | 2.866066144290718e+001 | 3.6719e-06 |  | 2.866066144290718e+001 | 7.1058e-06 |  | 2.866066144290718e+001 | 6.1771e-06 |  | 28.6805 | 4.1236e-06 | 3.8499 | 4.1236e-06
2.868053438622097e+001 | 1.0697e-06 | 28.6805 | 2.868053438622097e+001 | 3.6699e-06 |  | 2.868053438622097e+001 | 7.1024e-06 |  | 2.868053438622097e+001 | 6.1741e-06 |  | 28.7004 | 4.1235e-06 | 3.8549 | 4.1235e-06
2.870042110918448e+001 | 1.0683e-06 | 28.7004 | 2.870042110918448e+001 | 3.668e-06 |  | 2.870042110918448e+001 | 7.099e-06 |  | 2.870042110918448e+001 | 6.1711e-06 |  | 28.7203 | 4.1234e-06 | 3.86 | 4.1234e-06
2.872032162135238e+001 | 1.0668e-06 | 28.7203 | 2.872032162135238e+001 | 3.666e-06 |  | 2.872032162135238e+001 | 7.0956e-06 |  | 2.872032162135238e+001 | 6.1681e-06 |  | 28.7402 | 4.1234e-06 | 3.8651 | 4.1234e-06
2.874023593228591e+001 | 1.0654e-06 | 28.7402 | 2.874023593228591e+001 | 3.664e-06 |  | 2.874023593228591e+001 | 7.0922e-06 |  | 2.874023593228591e+001 | 6.1651e-06 |  | 28.7602 | 4.1233e-06 | 3.8702 | 4.1233e-06
2.876016405155296e+001 | 1.064e-06 | 28.7602 | 2.876016405155296e+001 | 3.6621e-06 |  | 2.876016405155296e+001 | 7.0888e-06 |  | 2.876016405155296e+001 | 6.1621e-06 |  | 28.7801 | 4.1232e-06 | 3.8752 | 4.1232e-06
2.878010598872807e+001 | 1.0626e-06 | 28.7801 | 2.878010598872807e+001 | 3.6601e-06 |  | 2.878010598872807e+001 | 7.0854e-06 |  | 2.878010598872807e+001 | 6.1591e-06 |  | 28.8001 | 4.1231e-06 | 3.8803 | 4.1231e-06
2.880006175339240e+001 | 1.0611e-06 | 28.8001 | 2.880006175339240e+001 | 3.6582e-06 |  | 2.880006175339240e+001 | 7.082e-06 |  | 2.880006175339240e+001 | 6.1561e-06 |  | 28.82 | 4.123e-06 | 3.8854 | 4.123e-06
2.882003135513375e+001 | 1.0597e-06 | 28.82 | 2.882003135513375e+001 | 3.6562e-06 |  | 2.882003135513375e+001 | 7.0786e-06 |  | 2.882003135513375e+001 | 6.1531e-06 |  | 28.84 | 4.1229e-06 | 3.8905 | 4.1229e-06
2.884001480354658e+001 | 1.0583e-06 | 28.84 | 2.884001480354658e+001 | 3.6543e-06 |  | 2.884001480354658e+001 | 7.0753e-06 |  | 2.884001480354658e+001 | 6.1501e-06 |  | 28.86 | 4.1229e-06 | 3.8957 | 4.1229e-06
2.886001210823200e+001 | 1.0569e-06 | 28.86 | 2.886001210823200e+001 | 3.6524e-06 |  | 2.886001210823200e+001 | 7.0719e-06 |  | 2.886001210823200e+001 | 6.1472e-06 |  | 28.88 | 4.1228e-06 | 3.9008 | 4.1228e-06
2.888002327879777e+001 | 1.0555e-06 | 28.88 | 2.888002327879777e+001 | 3.6504e-06 |  | 2.888002327879777e+001 | 7.0685e-06 |  | 2.888002327879777e+001 | 6.1442e-06 |  | 28.9 | 4.1227e-06 | 3.9059 | 4.1227e-06
2.890004832485833e+001 | 1.0541e-06 | 28.9 | 2.890004832485833e+001 | 3.6485e-06 |  | 2.890004832485833e+001 | 7.0651e-06 |  | 2.890004832485833e+001 | 6.1412e-06 |  | 28.9201 | 4.1226e-06 | 3.911 | 4.1226e-06
2.892008725603476e+001 | 1.0527e-06 | 28.9201 | 2.892008725603476e+001 | 3.6465e-06 |  | 2.892008725603476e+001 | 7.0617e-06 |  | 2.892008725603476e+001 | 6.1382e-06 |  | 28.9401 | 4.1225e-06 | 3.9162 | 4.1225e-06
2.894014008195483e+001 | 1.0513e-06 | 28.9401 | 2.894014008195483e+001 | 3.6446e-06 |  | 2.894014008195483e+001 | 7.0584e-06 |  | 2.894014008195483e+001 | 6.1353e-06 |  | 28.9602 | 4.1224e-06 | 3.9213 | 4.1224e-06
2.896020681225298e+001 | 1.0499e-06 | 28.9602 | 2.896020681225298e+001 | 3.6427e-06 |  | 2.896020681225298e+001 | 7.055e-06 |  | 2.896020681225298e+001 | 6.1323e-06 |  | 28.9803 | 4.1223e-06 | 3.9264 | 4.1223e-06
2.898028745657034e+001 | 1.0485e-06 | 28.9803 | 2.898028745657034e+001 | 3.6407e-06 |  | 2.898028745657034e+001 | 7.0517e-06 |  | 2.898028745657034e+001 | 6.1293e-06 |  | 29.0004 | 4.1223e-06 | 3.9316 | 4.1223e-06
2.900038202455471e+001 | 1.0471e-06 | 29.0004 | 2.900038202455471e+001 | 3.6388e-06 |  | 2.900038202455471e+001 | 7.0483e-06 |  | 2.900038202455471e+001 | 6.1264e-06 |  | 29.0205 | 4.1222e-06 | 3.9367 | 4.1222e-06
2.902049052586058e+001 | 1.0457e-06 | 29.0205 | 2.902049052586058e+001 | 3.6369e-06 |  | 2.902049052586058e+001 | 7.0449e-06 |  | 2.902049052586058e+001 | 6.1234e-06 |  | 29.0406 | 4.1221e-06 | 3.9419 | 4.1221e-06
2.904061297014916e+001 | 1.0443e-06 | 29.0406 | 2.904061297014916e+001 | 3.635e-06 |  | 2.904061297014916e+001 | 7.0416e-06 |  | 2.904061297014916e+001 | 6.1205e-06 |  | 29.0607 | 4.122e-06 | 3.9471 | 4.122e-06
2.906074936708832e+001 | 1.0429e-06 | 29.0607 | 2.906074936708832e+001 | 3.6331e-06 |  | 2.906074936708832e+001 | 7.0382e-06 |  | 2.906074936708832e+001 | 6.1175e-06 |  | 29.0809 | 4.1219e-06 | 3.9522 | 4.1219e-06
2.908089972635265e+001 | 1.0416e-06 | 29.0809 | 2.908089972635265e+001 | 3.6311e-06 |  | 2.908089972635265e+001 | 7.0349e-06 |  | 2.908089972635265e+001 | 6.1146e-06 |  | 29.1011 | 4.1219e-06 | 3.9574 | 4.1219e-06
2.910106405762347e+001 | 1.0402e-06 | 29.1011 | 2.910106405762347e+001 | 3.6292e-06 |  | 2.910106405762347e+001 | 7.0316e-06 |  | 2.910106405762347e+001 | 6.1117e-06 |  | 29.1212 | 4.1218e-06 | 3.9626 | 4.1218e-06
2.912124237058878e+001 | 1.0388e-06 | 29.1212 | 2.912124237058878e+001 | 3.6273e-06 |  | 2.912124237058878e+001 | 7.0282e-06 |  | 2.912124237058878e+001 | 6.1087e-06 |  | 29.1414 | 4.1217e-06 | 3.9678 | 4.1217e-06
2.914143467494332e+001 | 1.0374e-06 | 29.1414 | 2.914143467494332e+001 | 3.6254e-06 |  | 2.914143467494332e+001 | 7.0249e-06 |  | 2.914143467494332e+001 | 6.1058e-06 |  | 29.1616 | 4.1216e-06 | 3.973 | 4.1216e-06
2.916164098038854e+001 | 1.036e-06 | 29.1616 | 2.916164098038854e+001 | 3.6235e-06 |  | 2.916164098038854e+001 | 7.0216e-06 |  | 2.916164098038854e+001 | 6.1029e-06 |  | 29.1819 | 4.1215e-06 | 3.9782 | 4.1215e-06
2.918186129663262e+001 | 1.0347e-06 | 29.1819 | 2.918186129663262e+001 | 3.6216e-06 |  | 2.918186129663262e+001 | 7.0182e-06 |  | 2.918186129663262e+001 | 6.0999e-06 |  | 29.2021 | 4.1214e-06 | 3.9834 | 4.1214e-06
2.920209563339047e+001 | 1.0333e-06 | 29.2021 | 2.920209563339047e+001 | 3.6197e-06 |  | 2.920209563339047e+001 | 7.0149e-06 |  | 2.920209563339047e+001 | 6.097e-06 |  | 29.2223 | 4.1214e-06 | 3.9886 | 4.1214e-06
2.922234400038374e+001 | 1.0319e-06 | 29.2223 | 2.922234400038374e+001 | 3.6178e-06 |  | 2.922234400038374e+001 | 7.0116e-06 |  | 2.922234400038374e+001 | 6.0941e-06 |  | 29.2426 | 4.1213e-06 | 3.9938 | 4.1213e-06
2.924260640734083e+001 | 1.0306e-06 | 29.2426 | 2.924260640734083e+001 | 3.6159e-06 |  | 2.924260640734083e+001 | 7.0083e-06 |  | 2.924260640734083e+001 | 6.0912e-06 |  | 29.2629 | 4.1212e-06 | 3.999 | 4.1212e-06
2.926288286399686e+001 | 1.0292e-06 | 29.2629 | 2.926288286399686e+001 | 3.614e-06 |  | 2.926288286399686e+001 | 7.005e-06 |  | 2.926288286399686e+001 | 6.0883e-06 |  | 29.2832 | 4.1211e-06 | 4.0042 | 4.1211e-06
2.928317338009372e+001 | 1.0278e-06 | 29.2832 | 2.928317338009372e+001 | 3.6121e-06 |  | 2.928317338009372e+001 | 7.0017e-06 |  | 2.928317338009372e+001 | 6.0853e-06 |  | 29.3035 | 4.121e-06 | 4.0095 | 4.121e-06
2.930347796538005e+001 | 1.0265e-06 | 29.3035 | 2.930347796538005e+001 | 3.6102e-06 |  | 2.930347796538005e+001 | 6.9984e-06 |  | 2.930347796538005e+001 | 6.0824e-06 |  | 29.3238 | 4.1209e-06 | 4.0147 | 4.1209e-06
2.932379662961125e+001 | 1.0251e-06 | 29.3238 | 2.932379662961125e+001 | 3.6083e-06 |  | 2.932379662961125e+001 | 6.9951e-06 |  | 2.932379662961125e+001 | 6.0795e-06 |  | 29.3441 | 4.1209e-06 | 4.0199 | 4.1209e-06
2.934412938254949e+001 | 1.0237e-06 | 29.3441 | 2.934412938254949e+001 | 3.6064e-06 |  | 2.934412938254949e+001 | 6.9918e-06 |  | 2.934412938254949e+001 | 6.0766e-06 |  | 29.3645 | 4.1208e-06 | 4.0252 | 4.1208e-06
2.936447623396369e+001 | 1.0224e-06 | 29.3645 | 2.936447623396369e+001 | 3.6046e-06 |  | 2.936447623396369e+001 | 6.9885e-06 |  | 2.936447623396369e+001 | 6.0737e-06 |  | 29.3848 | 4.1207e-06 | 4.0304 | 4.1207e-06
2.938483719362957e+001 | 1.021e-06 | 29.3848 | 2.938483719362957e+001 | 3.6027e-06 |  | 2.938483719362957e+001 | 6.9852e-06 |  | 2.938483719362957e+001 | 6.0708e-06 |  | 29.4052 | 4.1206e-06 | 4.0357 | 4.1206e-06
2.940521227132961e+001 | 1.0197e-06 | 29.4052 | 2.940521227132961e+001 | 3.6008e-06 |  | 2.940521227132961e+001 | 6.9819e-06 |  | 2.940521227132961e+001 | 6.068e-06 |  | 29.4256 | 4.1205e-06 | 4.0409 | 4.1205e-06
2.942560147685307e+001 | 1.0183e-06 | 29.4256 | 2.942560147685307e+001 | 3.5989e-06 |  | 2.942560147685307e+001 | 6.9787e-06 |  | 2.942560147685307e+001 | 6.0651e-06 |  | 29.446 | 4.1204e-06 | 4.0462 | 4.1204e-06
2.944600481999601e+001 | 1.017e-06 | 29.446 | 2.944600481999601e+001 | 3.5971e-06 |  | 2.944600481999601e+001 | 6.9754e-06 |  | 2.944600481999601e+001 | 6.0622e-06 |  | 29.4664 | 4.1204e-06 | 4.0515 | 4.1204e-06
2.946642231056129e+001 | 1.0157e-06 | 29.4664 | 2.946642231056129e+001 | 3.5952e-06 |  | 2.946642231056129e+001 | 6.9721e-06 |  | 2.946642231056129e+001 | 6.0593e-06 |  | 29.4869 | 4.1203e-06 | 4.0567 | 4.1203e-06
2.948685395835854e+001 | 1.0143e-06 | 29.4869 | 2.948685395835854e+001 | 3.5933e-06 |  | 2.948685395835854e+001 | 6.9689e-06 |  | 2.948685395835854e+001 | 6.0565e-06 |  | 29.5073 | 4.1202e-06 | 4.062 | 4.1202e-06
2.950729977320421e+001 | 1.013e-06 | 29.5073 | 2.950729977320421e+001 | 3.5915e-06 |  | 2.950729977320421e+001 | 6.9656e-06 |  | 2.950729977320421e+001 | 6.0536e-06 |  | 29.5278 | 4.1201e-06 | 4.0673 | 4.1201e-06
2.952775976492156e+001 | 1.0116e-06 | 29.5278 | 2.952775976492156e+001 | 3.5896e-06 |  | 2.952775976492156e+001 | 6.9623e-06 |  | 2.952775976492156e+001 | 6.0507e-06 |  | 29.5482 | 4.12e-06 | 4.0726 | 4.12e-06
2.954823394334064e+001 | 1.0103e-06 | 29.5482 | 2.954823394334064e+001 | 3.5877e-06 |  | 2.954823394334064e+001 | 6.9591e-06 |  | 2.954823394334064e+001 | 6.0479e-06 |  | 29.5687 | 4.12e-06 | 4.0779 | 4.12e-06
2.956872231829836e+001 | 1.009e-06 | 29.5687 | 2.956872231829836e+001 | 3.5859e-06 |  | 2.956872231829836e+001 | 6.9558e-06 |  | 2.956872231829836e+001 | 6.045e-06 |  | 29.5892 | 4.1199e-06 | 4.0832 | 4.1199e-06
2.958922489963839e+001 | 1.0077e-06 | 29.5892 | 2.958922489963839e+001 | 3.584e-06 |  | 2.958922489963839e+001 | 6.9526e-06 |  | 2.958922489963839e+001 | 6.0422e-06 |  | 29.6097 | 4.1198e-06 | 4.0885 | 4.1198e-06
2.960974169721128e+001 | 1.0063e-06 | 29.6097 | 2.960974169721128e+001 | 3.5822e-06 |  | 2.960974169721128e+001 | 6.9494e-06 |  | 2.960974169721128e+001 | 6.0393e-06 |  | 29.6303 | 4.1197e-06 | 4.0938 | 4.1197e-06
2.963027272087438e+001 | 1.005e-06 | 29.6303 | 2.963027272087438e+001 | 3.5803e-06 |  | 2.963027272087438e+001 | 6.9461e-06 |  | 2.963027272087438e+001 | 6.0365e-06 |  | 29.6508 | 4.1196e-06 | 4.0991 | 4.1196e-06
2.965081798049188e+001 | 1.0037e-06 | 29.6508 | 2.965081798049188e+001 | 3.5785e-06 |  | 2.965081798049188e+001 | 6.9429e-06 |  | 2.965081798049188e+001 | 6.0336e-06 |  | 29.6714 | 4.1195e-06 | 4.1044 | 4.1195e-06
2.967137748593481e+001 | 1.0024e-06 | 29.6714 | 2.967137748593481e+001 | 3.5767e-06 |  | 2.967137748593481e+001 | 6.9397e-06 |  | 2.967137748593481e+001 | 6.0308e-06 |  | 29.692 | 4.1195e-06 | 4.1097 | 4.1195e-06
2.969195124708106e+001 | 1.001e-06 | 29.692 | 2.969195124708106e+001 | 3.5748e-06 |  | 2.969195124708106e+001 | 6.9365e-06 |  | 2.969195124708106e+001 | 6.0279e-06 |  | 29.7125 | 4.1194e-06 | 4.1151 | 4.1194e-06
2.971253927381534e+001 | 9.9973e-07 | 29.7125 | 2.971253927381534e+001 | 3.573e-06 |  | 2.971253927381534e+001 | 6.9333e-06 |  | 2.971253927381534e+001 | 6.0251e-06 |  | 29.7331 | 4.1193e-06 | 4.1204 | 4.1193e-06
2.973314157602924e+001 | 9.9842e-07 | 29.7331 | 2.973314157602924e+001 | 3.5712e-06 |  | 2.973314157602924e+001 | 6.93e-06 |  | 2.973314157602924e+001 | 6.0223e-06 |  | 29.7538 | 4.1192e-06 | 4.1257 | 4.1192e-06
2.975375816362119e+001 | 9.9711e-07 | 29.7538 | 2.975375816362119e+001 | 3.5693e-06 |  | 2.975375816362119e+001 | 6.9268e-06 |  | 2.975375816362119e+001 | 6.0195e-06 |  | 29.7744 | 4.1191e-06 | 4.1311 | 4.1191e-06
2.977438904649650e+001 | 9.958e-07 | 29.7744 | 2.977438904649650e+001 | 3.5675e-06 |  | 2.977438904649650e+001 | 6.9236e-06 |  | 2.977438904649650e+001 | 6.0167e-06 |  | 29.795 | 4.1191e-06 | 4.1364 | 4.1191e-06
2.979503423456734e+001 | 9.945e-07 | 29.795 | 2.979503423456734e+001 | 3.5657e-06 |  | 2.979503423456734e+001 | 6.9204e-06 |  | 2.979503423456734e+001 | 6.0139e-06 |  | 29.8157 | 4.119e-06 | 4.1418 | 4.119e-06
2.981569373775275e+001 | 9.9319e-07 | 29.8157 | 2.981569373775275e+001 | 3.5639e-06 |  | 2.981569373775275e+001 | 6.9173e-06 |  | 2.981569373775275e+001 | 6.011e-06 |  | 29.8364 | 4.1189e-06 | 4.1471 | 4.1189e-06
2.983636756597865e+001 | 9.9189e-07 | 29.8364 | 2.983636756597865e+001 | 3.562e-06 |  | 2.983636756597865e+001 | 6.9141e-06 |  | 2.983636756597865e+001 | 6.0082e-06 |  | 29.8571 | 4.1188e-06 | 4.1525 | 4.1188e-06
2.985705572917785e+001 | 9.9059e-07 | 29.8571 | 2.985705572917785e+001 | 3.5602e-06 |  | 2.985705572917785e+001 | 6.9109e-06 |  | 2.985705572917785e+001 | 6.0054e-06 |  | 29.8778 | 4.1187e-06 | 4.1578 | 4.1187e-06
2.987775823729003e+001 | 9.893e-07 | 29.8778 | 2.987775823729003e+001 | 3.5584e-06 |  | 2.987775823729003e+001 | 6.9077e-06 |  | 2.987775823729003e+001 | 6.0027e-06 |  | 29.8985 | 4.1186e-06 | 4.1632 | 4.1186e-06
2.989847510026178e+001 | 9.88e-07 | 29.8985 | 2.989847510026178e+001 | 3.5566e-06 |  | 2.989847510026178e+001 | 6.9045e-06 |  | 2.989847510026178e+001 | 5.9999e-06 |  | 29.9192 | 4.1186e-06 | 4.1686 | 4.1186e-06
2.991920632804659e+001 | 9.8671e-07 | 29.9192 | 2.991920632804659e+001 | 3.5548e-06 |  | 2.991920632804659e+001 | 6.9014e-06 |  | 2.991920632804659e+001 | 5.9971e-06 |  | 29.94 | 4.1185e-06 | 4.174 | 4.1185e-06
2.993995193060481e+001 | 9.8542e-07 | 29.94 | 2.993995193060481e+001 | 3.553e-06 |  | 2.993995193060481e+001 | 6.8982e-06 |  | 2.993995193060481e+001 | 5.9943e-06 |  | 29.9607 | 4.1184e-06 | 4.1793 | 4.1184e-06
2.996071191790376e+001 | 9.8413e-07 | 29.9607 | 2.996071191790376e+001 | 3.5512e-06 |  | 2.996071191790376e+001 | 6.8951e-06 |  | 2.996071191790376e+001 | 5.9915e-06 |  | 29.9815 | 4.1183e-06 | 4.1847 | 4.1183e-06
2.998148629991763e+001 | 9.8285e-07 | 29.9815 | 2.998148629991763e+001 | 3.5494e-06 |  | 2.998148629991763e+001 | 6.8919e-06 |  | 2.998148629991763e+001 | 5.9887e-06 |  | 30.0023 | 4.1182e-06 | 4.1901 | 4.1182e-06
3.000227508662752e+001 | 9.8156e-07 | 30.0023 | 3.000227508662752e+001 | 3.5476e-06 |  | 3.000227508662752e+001 | 6.8888e-06 |  | 3.000227508662752e+001 | 5.986e-06 |  | 30.0231 | 4.1182e-06 | 4.1955 | 4.1182e-06
3.002307828802148e+001 | 9.8028e-07 | 30.0231 | 3.002307828802148e+001 | 3.5458e-06 |  | 3.002307828802148e+001 | 6.8856e-06 |  | 3.002307828802148e+001 | 5.9832e-06 |  | 30.0439 | 4.1181e-06 | 4.2009 | 4.1181e-06
3.004389591409448e+001 | 9.7901e-07 | 30.0439 | 3.004389591409448e+001 | 3.544e-06 |  | 3.004389591409448e+001 | 6.8825e-06 |  | 3.004389591409448e+001 | 5.9805e-06 |  | 30.0647 | 4.118e-06 | 4.2063 | 4.118e-06
3.006472797484839e+001 | 9.7773e-07 | 30.0647 | 3.006472797484839e+001 | 3.5422e-06 |  | 3.006472797484839e+001 | 6.8794e-06 |  | 3.006472797484839e+001 | 5.9777e-06 |  | 30.0856 | 4.1179e-06 | 4.2117 | 4.1179e-06
3.008557448029205e+001 | 9.7645e-07 | 30.0856 | 3.008557448029205e+001 | 3.5405e-06 |  | 3.008557448029205e+001 | 6.8762e-06 |  | 3.008557448029205e+001 | 5.975e-06 |  | 30.1064 | 4.1178e-06 | 4.2171 | 4.1178e-06
3.010643544044121e+001 | 9.7518e-07 | 30.1064 | 3.010643544044121e+001 | 3.5387e-06 |  | 3.010643544044121e+001 | 6.8731e-06 |  | 3.010643544044121e+001 | 5.9722e-06 |  | 30.1273 | 4.1178e-06 | 4.2225 | 4.1178e-06
3.012731086531861e+001 | 9.7391e-07 | 30.1273 | 3.012731086531861e+001 | 3.5369e-06 |  | 3.012731086531861e+001 | 6.87e-06 |  | 3.012731086531861e+001 | 5.9695e-06 |  | 30.1482 | 4.1177e-06 | 4.228 | 4.1177e-06
3.014820076495389e+001 | 9.7265e-07 | 30.1482 | 3.014820076495389e+001 | 3.5351e-06 |  | 3.014820076495389e+001 | 6.8669e-06 |  | 3.014820076495389e+001 | 5.9667e-06 |  | 30.1691 | 4.1176e-06 | 4.2334 | 4.1176e-06
3.016910514938368e+001 | 9.7138e-07 | 30.1691 | 3.016910514938368e+001 | 3.5334e-06 |  | 3.016910514938368e+001 | 6.8638e-06 |  | 3.016910514938368e+001 | 5.964e-06 |  | 30.19 | 4.1175e-06 | 4.2388 | 4.1175e-06
3.019002402865153e+001 | 9.7012e-07 | 30.19 | 3.019002402865153e+001 | 3.5316e-06 |  | 3.019002402865153e+001 | 6.8607e-06 |  | 3.019002402865153e+001 | 5.9613e-06 |  | 30.211 | 4.1174e-06 | 4.2443 | 4.1174e-06
3.021095741280801e+001 | 9.6886e-07 | 30.211 | 3.021095741280801e+001 | 3.5298e-06 |  | 3.021095741280801e+001 | 6.8576e-06 |  | 3.021095741280801e+001 | 5.9585e-06 |  | 30.2319 | 4.1174e-06 | 4.2497 | 4.1174e-06
3.023190531191061e+001 | 9.676e-07 | 30.2319 | 3.023190531191061e+001 | 3.5281e-06 |  | 3.023190531191061e+001 | 6.8545e-06 |  | 3.023190531191061e+001 | 5.9558e-06 |  | 30.2529 | 4.1173e-06 | 4.2551 | 4.1173e-06
3.025286773602381e+001 | 9.6635e-07 | 30.2529 | 3.025286773602381e+001 | 3.5263e-06 |  | 3.025286773602381e+001 | 6.8514e-06 |  | 3.025286773602381e+001 | 5.9531e-06 |  | 30.2738 | 4.1172e-06 | 4.2606 | 4.1172e-06
3.027384469521908e+001 | 9.6509e-07 | 30.2738 | 3.027384469521908e+001 | 3.5246e-06 |  | 3.027384469521908e+001 | 6.8483e-06 |  | 3.027384469521908e+001 | 5.9504e-06 |  | 30.2948 | 4.1171e-06 | 4.266 | 4.1171e-06
3.029483619957486e+001 | 9.6384e-07 | 30.2948 | 3.029483619957486e+001 | 3.5228e-06 |  | 3.029483619957486e+001 | 6.8453e-06 |  | 3.029483619957486e+001 | 5.9477e-06 |  | 30.3158 | 4.117e-06 | 4.2715 | 4.117e-06
3.031584225917658e+001 | 9.6259e-07 | 30.3158 | 3.031584225917658e+001 | 3.5211e-06 |  | 3.031584225917658e+001 | 6.8422e-06 |  | 3.031584225917658e+001 | 5.945e-06 |  | 30.3369 | 4.117e-06 | 4.277 | 4.117e-06
3.033686288411666e+001 | 9.6134e-07 | 30.3369 | 3.033686288411666e+001 | 3.5193e-06 |  | 3.033686288411666e+001 | 6.8391e-06 |  | 3.033686288411666e+001 | 5.9423e-06 |  | 30.3579 | 4.1169e-06 | 4.2824 | 4.1169e-06
3.035789808449454e+001 | 9.601e-07 | 30.3579 | 3.035789808449454e+001 | 3.5176e-06 |  | 3.035789808449454e+001 | 6.8361e-06 |  | 3.035789808449454e+001 | 5.9396e-06 |  | 30.3789 | 4.1168e-06 | 4.2879 | 4.1168e-06
3.037894787041662e+001 | 9.5886e-07 | 30.3789 | 3.037894787041662e+001 | 3.5159e-06 |  | 3.037894787041662e+001 | 6.833e-06 |  | 3.037894787041662e+001 | 5.9369e-06 |  | 30.4 | 4.1167e-06 | 4.2934 | 4.1167e-06
3.040001225199636e+001 | 9.5762e-07 | 30.4 | 3.040001225199636e+001 | 3.5141e-06 |  | 3.040001225199636e+001 | 6.83e-06 |  | 3.040001225199636e+001 | 5.9342e-06 |  | 30.4211 | 4.1166e-06 | 4.2988 | 4.1166e-06
3.042109123935419e+001 | 9.5638e-07 | 30.4211 | 3.042109123935419e+001 | 3.5124e-06 |  | 3.042109123935419e+001 | 6.8269e-06 |  | 3.042109123935419e+001 | 5.9316e-06 |  | 30.4422 | 4.1166e-06 | 4.3043 | 4.1166e-06
3.044218484261759e+001 | 9.5514e-07 | 30.4422 | 3.044218484261759e+001 | 3.5107e-06 |  | 3.044218484261759e+001 | 6.8239e-06 |  | 3.044218484261759e+001 | 5.9289e-06 |  | 30.4633 | 4.1165e-06 | 4.3098 | 4.1165e-06
3.046329307192102e+001 | 9.5391e-07 | 30.4633 | 3.046329307192102e+001 | 3.5089e-06 |  | 3.046329307192102e+001 | 6.8209e-06 |  | 3.046329307192102e+001 | 5.9262e-06 |  | 30.4844 | 4.1164e-06 | 4.3153 | 4.1164e-06
3.048441593740601e+001 | 9.5268e-07 | 30.4844 | 3.048441593740601e+001 | 3.5072e-06 |  | 3.048441593740601e+001 | 6.8178e-06 |  | 3.048441593740601e+001 | 5.9236e-06 |  | 30.5056 | 4.1163e-06 | 4.3208 | 4.1163e-06
3.050555344922110e+001 | 9.5145e-07 | 30.5056 | 3.050555344922110e+001 | 3.5055e-06 |  | 3.050555344922110e+001 | 6.8148e-06 |  | 3.050555344922110e+001 | 5.9209e-06 |  | 30.5267 | 4.1162e-06 | 4.3263 | 4.1162e-06
3.052670561752187e+001 | 9.5022e-07 | 30.5267 | 3.052670561752187e+001 | 3.5038e-06 |  | 3.052670561752187e+001 | 6.8118e-06 |  | 3.052670561752187e+001 | 5.9183e-06 |  | 30.5479 | 4.1162e-06 | 4.3318 | 4.1162e-06
3.054787245247095e+001 | 9.49e-07 | 30.5479 | 3.054787245247095e+001 | 3.5021e-06 |  | 3.054787245247095e+001 | 6.8088e-06 |  | 3.054787245247095e+001 | 5.9156e-06 |  | 30.5691 | 4.1161e-06 | 4.3373 | 4.1161e-06
3.056905396423801e+001 | 9.4778e-07 | 30.5691 | 3.056905396423801e+001 | 3.5004e-06 |  | 3.056905396423801e+001 | 6.8058e-06 |  | 3.056905396423801e+001 | 5.913e-06 |  | 30.5903 | 4.116e-06 | 4.3428 | 4.116e-06
3.059025016299976e+001 | 9.4656e-07 | 30.5903 | 3.059025016299976e+001 | 3.4986e-06 |  | 3.059025016299976e+001 | 6.8028e-06 |  | 3.059025016299976e+001 | 5.9103e-06 |  | 30.6115 | 4.1159e-06 | 4.3483 | 4.1159e-06
3.061146105893999e+001 | 9.4534e-07 | 30.6115 | 3.061146105893999e+001 | 3.4969e-06 |  | 3.061146105893999e+001 | 6.7998e-06 |  | 3.061146105893999e+001 | 5.9077e-06 |  | 30.6327 | 4.1158e-06 | 4.3538 | 4.1158e-06
3.063268666224953e+001 | 9.4413e-07 | 30.6327 | 3.063268666224953e+001 | 3.4952e-06 |  | 3.063268666224953e+001 | 6.7968e-06 |  | 3.063268666224953e+001 | 5.9051e-06 |  | 30.6539 | 4.1158e-06 | 4.3593 | 4.1158e-06
3.065392698312630e+001 | 9.4291e-07 | 30.6539 | 3.065392698312630e+001 | 3.4936e-06 |  | 3.065392698312630e+001 | 6.7938e-06 |  | 3.065392698312630e+001 | 5.9024e-06 |  | 30.6752 | 4.1157e-06 | 4.3649 | 4.1157e-06
3.067518203177526e+001 | 9.417e-07 | 30.6752 | 3.067518203177526e+001 | 3.4919e-06 |  | 3.067518203177526e+001 | 6.7908e-06 |  | 3.067518203177526e+001 | 5.8998e-06 |  | 30.6965 | 4.1156e-06 | 4.3704 | 4.1156e-06
3.069645181840847e+001 | 9.4049e-07 | 30.6965 | 3.069645181840847e+001 | 3.4902e-06 |  | 3.069645181840847e+001 | 6.7878e-06 |  | 3.069645181840847e+001 | 5.8972e-06 |  | 30.7177 | 4.1155e-06 | 4.3759 | 4.1155e-06
3.071773635324507e+001 | 9.3929e-07 | 30.7177 | 3.071773635324507e+001 | 3.4885e-06 |  | 3.071773635324507e+001 | 6.7849e-06 |  | 3.071773635324507e+001 | 5.8946e-06 |  | 30.739 | 4.1154e-06 | 4.3815 | 4.1154e-06
3.073903564651126e+001 | 9.3808e-07 | 30.739 | 3.073903564651126e+001 | 3.4868e-06 |  | 3.073903564651126e+001 | 6.7819e-06 |  | 3.073903564651126e+001 | 5.892e-06 |  | 30.7603 | 4.1154e-06 | 4.387 | 4.1154e-06
3.076034970844037e+001 | 9.3688e-07 | 30.7603 | 3.076034970844037e+001 | 3.4851e-06 |  | 3.076034970844037e+001 | 6.779e-06 |  | 3.076034970844037e+001 | 5.8894e-06 |  | 30.7817 | 4.1153e-06 | 4.3925 | 4.1153e-06
3.078167854927280e+001 | 9.3568e-07 | 30.7817 | 3.078167854927280e+001 | 3.4834e-06 |  | 3.078167854927280e+001 | 6.776e-06 |  | 3.078167854927280e+001 | 5.8868e-06 |  | 30.803 | 4.1152e-06 | 4.3981 | 4.1152e-06
3.080302217925605e+001 | 9.3448e-07 | 30.803 | 3.080302217925605e+001 | 3.4818e-06 |  | 3.080302217925605e+001 | 6.7731e-06 |  | 3.080302217925605e+001 | 5.8842e-06 |  | 30.8244 | 4.1151e-06 | 4.4036 | 4.1151e-06
3.082438060864475e+001 | 9.3329e-07 | 30.8244 | 3.082438060864475e+001 | 3.4801e-06 |  | 3.082438060864475e+001 | 6.7701e-06 |  | 3.082438060864475e+001 | 5.8816e-06 |  | 30.8458 | 4.1151e-06 | 4.4092 | 4.1151e-06
3.084575384770059e+001 | 9.3209e-07 | 30.8458 | 3.084575384770059e+001 | 3.4784e-06 |  | 3.084575384770059e+001 | 6.7672e-06 |  | 3.084575384770059e+001 | 5.879e-06 |  | 30.8671 | 4.115e-06 | 4.4148 | 4.115e-06
3.086714190669244e+001 | 9.309e-07 | 30.8671 | 3.086714190669244e+001 | 3.4768e-06 |  | 3.086714190669244e+001 | 6.7643e-06 |  | 3.086714190669244e+001 | 5.8765e-06 |  | 30.8885 | 4.1149e-06 | 4.4203 | 4.1149e-06
3.088854479589623e+001 | 9.2971e-07 | 30.8885 | 3.088854479589623e+001 | 3.4751e-06 |  | 3.088854479589623e+001 | 6.7613e-06 |  | 3.088854479589623e+001 | 5.8739e-06 |  | 30.91 | 4.1148e-06 | 4.4259 | 4.1148e-06
3.090996252559507e+001 | 9.2853e-07 | 30.91 | 3.090996252559507e+001 | 3.4734e-06 |  | 3.090996252559507e+001 | 6.7584e-06 |  | 3.090996252559507e+001 | 5.8713e-06 |  | 30.9314 | 4.1147e-06 | 4.4315 | 4.1147e-06
3.093139510607916e+001 | 9.2734e-07 | 30.9314 | 3.093139510607916e+001 | 3.4718e-06 |  | 3.093139510607916e+001 | 6.7555e-06 |  | 3.093139510607916e+001 | 5.8688e-06 |  | 30.9528 | 4.1147e-06 | 4.437 | 4.1147e-06
3.095284254764584e+001 | 9.2616e-07 | 30.9528 | 3.095284254764584e+001 | 3.4701e-06 |  | 3.095284254764584e+001 | 6.7526e-06 |  | 3.095284254764584e+001 | 5.8662e-06 |  | 30.9743 | 4.1146e-06 | 4.4426 | 4.1146e-06
3.097430486059961e+001 | 9.2498e-07 | 30.9743 | 3.097430486059961e+001 | 3.4685e-06 |  | 3.097430486059961e+001 | 6.7497e-06 |  | 3.097430486059961e+001 | 5.8637e-06 |  | 30.9958 | 4.1145e-06 | 4.4482 | 4.1145e-06
3.099578205525210e+001 | 9.238e-07 | 30.9958 | 3.099578205525210e+001 | 3.4669e-06 |  | 3.099578205525210e+001 | 6.7468e-06 |  | 3.099578205525210e+001 | 5.8611e-06 |  | 31.0173 | 4.1144e-06 | 4.4538 | 4.1144e-06
3.101727414192209e+001 | 9.2263e-07 | 31.0173 | 3.101727414192209e+001 | 3.4652e-06 |  | 3.101727414192209e+001 | 6.7439e-06 |  | 3.101727414192209e+001 | 5.8586e-06 |  | 31.0388 | 4.1143e-06 | 4.4594 | 4.1143e-06
3.103878113093553e+001 | 9.2145e-07 | 31.0388 | 3.103878113093553e+001 | 3.4636e-06 |  | 3.103878113093553e+001 | 6.741e-06 |  | 3.103878113093553e+001 | 5.856e-06 |  | 31.0603 | 4.1143e-06 | 4.465 | 4.1143e-06
3.106030303262550e+001 | 9.2028e-07 | 31.0603 | 3.106030303262550e+001 | 3.4619e-06 |  | 3.106030303262550e+001 | 6.7381e-06 |  | 3.106030303262550e+001 | 5.8535e-06 |  | 31.0818 | 4.1142e-06 | 4.4706 | 4.1142e-06
3.108183985733228e+001 | 9.1911e-07 | 31.0818 | 3.108183985733228e+001 | 3.4603e-06 |  | 3.108183985733228e+001 | 6.7353e-06 |  | 3.108183985733228e+001 | 5.851e-06 |  | 31.1034 | 4.1141e-06 | 4.4762 | 4.1141e-06
3.110339161540329e+001 | 9.1795e-07 | 31.1034 | 3.110339161540329e+001 | 3.4587e-06 |  | 3.110339161540329e+001 | 6.7324e-06 |  | 3.110339161540329e+001 | 5.8484e-06 |  | 31.125 | 4.114e-06 | 4.4818 | 4.114e-06
3.112495831719315e+001 | 9.1678e-07 | 31.125 | 3.112495831719315e+001 | 3.4571e-06 |  | 3.112495831719315e+001 | 6.7295e-06 |  | 3.112495831719315e+001 | 5.8459e-06 |  | 31.1465 | 4.114e-06 | 4.4874 | 4.114e-06
3.114653997306363e+001 | 9.1562e-07 | 31.1465 | 3.114653997306363e+001 | 3.4554e-06 |  | 3.114653997306363e+001 | 6.7267e-06 |  | 3.114653997306363e+001 | 5.8434e-06 |  | 31.1681 | 4.1139e-06 | 4.493 | 4.1139e-06
3.116813659338372e+001 | 9.1446e-07 | 31.1681 | 3.116813659338372e+001 | 3.4538e-06 |  | 3.116813659338372e+001 | 6.7238e-06 |  | 3.116813659338372e+001 | 5.8409e-06 |  | 31.1897 | 4.1138e-06 | 4.4986 | 4.1138e-06
3.118974818852957e+001 | 9.133e-07 | 31.1897 | 3.118974818852957e+001 | 3.4522e-06 |  | 3.118974818852957e+001 | 6.721e-06 |  | 3.118974818852957e+001 | 5.8384e-06 |  | 31.2114 | 4.1137e-06 | 4.5042 | 4.1137e-06
3.121137476888455e+001 | 9.1214e-07 | 31.2114 | 3.121137476888455e+001 | 3.4506e-06 |  | 3.121137476888455e+001 | 6.7181e-06 |  | 3.121137476888455e+001 | 5.8359e-06 |  | 31.233 | 4.1136e-06 | 4.5099 | 4.1136e-06
3.123301634483920e+001 | 9.1099e-07 | 31.233 | 3.123301634483920e+001 | 3.449e-06 |  | 3.123301634483920e+001 | 6.7153e-06 |  | 3.123301634483920e+001 | 5.8334e-06 |  | 31.2547 | 4.1136e-06 | 4.5155 | 4.1136e-06
3.125467292679129e+001 | 9.0984e-07 | 31.2547 | 3.125467292679129e+001 | 3.4474e-06 |  | 3.125467292679129e+001 | 6.7125e-06 |  | 3.125467292679129e+001 | 5.8309e-06 |  | 31.2763 | 4.1135e-06 | 4.5211 | 4.1135e-06
3.127634452514578e+001 | 9.0869e-07 | 31.2763 | 3.127634452514578e+001 | 3.4458e-06 |  | 3.127634452514578e+001 | 6.7097e-06 |  | 3.127634452514578e+001 | 5.8285e-06 |  | 31.298 | 4.1134e-06 | 4.5268 | 4.1134e-06
3.129803115031487e+001 | 9.0754e-07 | 31.298 | 3.129803115031487e+001 | 3.4442e-06 |  | 3.129803115031487e+001 | 6.7068e-06 |  | 3.129803115031487e+001 | 5.826e-06 |  | 31.3197 | 4.1133e-06 | 4.5324 | 4.1133e-06
3.131973281271796e+001 | 9.064e-07 | 31.3197 | 3.131973281271796e+001 | 3.4426e-06 |  | 3.131973281271796e+001 | 6.704e-06 |  | 3.131973281271796e+001 | 5.8235e-06 |  | 31.3414 | 4.1133e-06 | 4.538 | 4.1133e-06
3.134144952278167e+001 | 9.0525e-07 | 31.3414 | 3.134144952278167e+001 | 3.441e-06 |  | 3.134144952278167e+001 | 6.7012e-06 |  | 3.134144952278167e+001 | 5.821e-06 |  | 31.3632 | 4.1132e-06 | 4.5437 | 4.1132e-06
3.136318129093987e+001 | 9.0411e-07 | 31.3632 | 3.136318129093987e+001 | 3.4394e-06 |  | 3.136318129093987e+001 | 6.6984e-06 |  | 3.136318129093987e+001 | 5.8186e-06 |  | 31.3849 | 4.1131e-06 | 4.5493 | 4.1131e-06
3.138492812763365e+001 | 9.0297e-07 | 31.3849 | 3.138492812763365e+001 | 3.4378e-06 |  | 3.138492812763365e+001 | 6.6956e-06 |  | 3.138492812763365e+001 | 5.8161e-06 |  | 31.4067 | 4.113e-06 | 4.555 | 4.113e-06
3.140669004331135e+001 | 9.0184e-07 | 31.4067 | 3.140669004331135e+001 | 3.4362e-06 |  | 3.140669004331135e+001 | 6.6928e-06 |  | 3.140669004331135e+001 | 5.8137e-06 |  | 31.4285 | 4.113e-06 | 4.5606 | 4.113e-06
3.142846704842854e+001 | 9.007e-07 | 31.4285 | 3.142846704842854e+001 | 3.4347e-06 |  | 3.142846704842854e+001 | 6.6901e-06 |  | 3.142846704842854e+001 | 5.8112e-06 |  | 31.4503 | 4.1129e-06 | 4.5663 | 4.1129e-06
3.145025915344804e+001 | 8.9957e-07 | 31.4503 | 3.145025915344804e+001 | 3.4331e-06 |  | 3.145025915344804e+001 | 6.6873e-06 |  | 3.145025915344804e+001 | 5.8088e-06 |  | 31.4721 | 4.1128e-06 | 4.572 | 4.1128e-06
3.147206636883996e+001 | 8.9844e-07 | 31.4721 | 3.147206636883996e+001 | 3.4315e-06 |  | 3.147206636883996e+001 | 6.6845e-06 |  | 3.147206636883996e+001 | 5.8063e-06 |  | 31.4939 | 4.1127e-06 | 4.5776 | 4.1127e-06
3.149388870508162e+001 | 8.9731e-07 | 31.4939 | 3.149388870508162e+001 | 3.4299e-06 |  | 3.149388870508162e+001 | 6.6817e-06 |  | 3.149388870508162e+001 | 5.8039e-06 |  | 31.5157 | 4.1126e-06 | 4.5833 | 4.1126e-06
3.151572617265763e+001 | 8.9618e-07 | 31.5157 | 3.151572617265763e+001 | 3.4284e-06 |  | 3.151572617265763e+001 | 6.679e-06 |  | 3.151572617265763e+001 | 5.8015e-06 |  | 31.5376 | 4.1126e-06 | 4.589 | 4.1126e-06
3.153757878205988e+001 | 8.9506e-07 | 31.5376 | 3.153757878205988e+001 | 3.4268e-06 |  | 3.153757878205988e+001 | 6.6762e-06 |  | 3.153757878205988e+001 | 5.799e-06 |  | 31.5594 | 4.1125e-06 | 4.5947 | 4.1125e-06
3.155944654378751e+001 | 8.9394e-07 | 31.5594 | 3.155944654378751e+001 | 3.4252e-06 |  | 3.155944654378751e+001 | 6.6735e-06 |  | 3.155944654378751e+001 | 5.7966e-06 |  | 31.5813 | 4.1124e-06 | 4.6003 | 4.1124e-06
3.158132946834695e+001 | 8.9282e-07 | 31.5813 | 3.158132946834695e+001 | 3.4237e-06 |  | 3.158132946834695e+001 | 6.6707e-06 |  | 3.158132946834695e+001 | 5.7942e-06 |  | 31.6032 | 4.1123e-06 | 4.606 | 4.1123e-06
3.160322756625193e+001 | 8.917e-07 | 31.6032 | 3.160322756625193e+001 | 3.4221e-06 |  | 3.160322756625193e+001 | 6.668e-06 |  | 3.160322756625193e+001 | 5.7918e-06 |  | 31.6251 | 4.1123e-06 | 4.6117 | 4.1123e-06
3.162514084802345e+001 | 8.9058e-07 | 31.6251 | 3.162514084802345e+001 | 3.4206e-06 |  | 3.162514084802345e+001 | 6.6653e-06 |  | 3.162514084802345e+001 | 5.7894e-06 |  | 31.6471 | 4.1122e-06 | 4.6174 | 4.1122e-06
3.164706932418982e+001 | 8.8947e-07 | 31.6471 | 3.164706932418982e+001 | 3.419e-06 |  | 3.164706932418982e+001 | 6.6625e-06 |  | 3.164706932418982e+001 | 5.787e-06 |  | 31.669 | 4.1121e-06 | 4.6231 | 4.1121e-06
3.166901300528663e+001 | 8.8836e-07 | 31.669 | 3.166901300528663e+001 | 3.4175e-06 |  | 3.166901300528663e+001 | 6.6598e-06 |  | 3.166901300528663e+001 | 5.7846e-06 |  | 31.691 | 4.112e-06 | 4.6288 | 4.112e-06
3.169097190185680e+001 | 8.8725e-07 | 31.691 | 3.169097190185680e+001 | 3.416e-06 |  | 3.169097190185680e+001 | 6.6571e-06 |  | 3.169097190185680e+001 | 5.7822e-06 |  | 31.7129 | 4.112e-06 | 4.6345 | 4.112e-06
3.171294602445054e+001 | 8.8614e-07 | 31.7129 | 3.171294602445054e+001 | 3.4144e-06 |  | 3.171294602445054e+001 | 6.6544e-06 |  | 3.171294602445054e+001 | 5.7799e-06 |  | 31.7349 | 4.1119e-06 | 4.6402 | 4.1119e-06
3.173493538362540e+001 | 8.8504e-07 | 31.7349 | 3.173493538362540e+001 | 3.4129e-06 |  | 3.173493538362540e+001 | 6.6517e-06 |  | 3.173493538362540e+001 | 5.7775e-06 |  | 31.7569 | 4.1118e-06 | 4.6459 | 4.1118e-06
3.175693998994620e+001 | 8.8394e-07 | 31.7569 | 3.175693998994620e+001 | 3.4114e-06 |  | 3.175693998994620e+001 | 6.649e-06 |  | 3.175693998994620e+001 | 5.7751e-06 |  | 31.779 | 4.1117e-06 | 4.6516 | 4.1117e-06
3.177895985398516e+001 | 8.8283e-07 | 31.779 | 3.177895985398516e+001 | 3.4098e-06 |  | 3.177895985398516e+001 | 6.6463e-06 |  | 3.177895985398516e+001 | 5.7727e-06 |  | 31.801 | 4.1116e-06 | 4.6573 | 4.1116e-06
3.180099498632177e+001 | 8.8173e-07 | 31.801 | 3.180099498632177e+001 | 3.4083e-06 |  | 3.180099498632177e+001 | 6.6436e-06 |  | 3.180099498632177e+001 | 5.7704e-06 |  | 31.823 | 4.1116e-06 | 4.663 | 4.1116e-06
3.182304539754287e+001 | 8.8064e-07 | 31.823 | 3.182304539754287e+001 | 3.4068e-06 |  | 3.182304539754287e+001 | 6.6409e-06 |  | 3.182304539754287e+001 | 5.768e-06 |  | 31.8451 | 4.1115e-06 | 4.6688 | 4.1115e-06
3.184511109824266e+001 | 8.7954e-07 | 31.8451 | 3.184511109824266e+001 | 3.4053e-06 |  | 3.184511109824266e+001 | 6.6382e-06 |  | 3.184511109824266e+001 | 5.7657e-06 |  | 31.8672 | 4.1114e-06 | 4.6745 | 4.1114e-06
3.186719209902267e+001 | 8.7845e-07 | 31.8672 | 3.186719209902267e+001 | 3.4038e-06 |  | 3.186719209902267e+001 | 6.6356e-06 |  | 3.186719209902267e+001 | 5.7633e-06 |  | 31.8893 | 4.1113e-06 | 4.6802 | 4.1113e-06
3.188928841049178e+001 | 8.7736e-07 | 31.8893 | 3.188928841049178e+001 | 3.4023e-06 |  | 3.188928841049178e+001 | 6.6329e-06 |  | 3.188928841049178e+001 | 5.761e-06 |  | 31.9114 | 4.1113e-06 | 4.6859 | 4.1113e-06
3.191140004326623e+001 | 8.7627e-07 | 31.9114 | 3.191140004326623e+001 | 3.4008e-06 |  | 3.191140004326623e+001 | 6.6302e-06 |  | 3.191140004326623e+001 | 5.7586e-06 |  | 31.9335 | 4.1112e-06 | 4.6917 | 4.1112e-06
3.193352700796963e+001 | 8.7518e-07 | 31.9335 | 3.193352700796963e+001 | 3.3993e-06 |  | 3.193352700796963e+001 | 6.6276e-06 |  | 3.193352700796963e+001 | 5.7563e-06 |  | 31.9557 | 4.1111e-06 | 4.6974 | 4.1111e-06
3.195566931523294e+001 | 8.741e-07 | 31.9557 | 3.195566931523294e+001 | 3.3978e-06 |  | 3.195566931523294e+001 | 6.6249e-06 |  | 3.195566931523294e+001 | 5.754e-06 |  | 31.9778 | 4.111e-06 | 4.7032 | 4.111e-06
3.197782697569449e+001 | 8.7302e-07 | 31.9778 | 3.197782697569449e+001 | 3.3963e-06 |  | 3.197782697569449e+001 | 6.6223e-06 |  | 3.197782697569449e+001 | 5.7517e-06 |  | 32 | 4.111e-06 | 4.7089 | 4.111e-06
3.200000000000001e+001 | 8.7194e-07 | 32 | 3.200000000000001e+001 | 3.3948e-06 |  | 3.200000000000001e+001 | 6.6197e-06 |  | 3.200000000000001e+001 | 5.7493e-06 |  | 32.0222 | 4.1109e-06 | 4.7147 | 4.1109e-06
3.202218839880259e+001 | 8.7086e-07 | 32.0222 | 3.202218839880259e+001 | 3.3933e-06 |  | 3.202218839880259e+001 | 6.617e-06 |  | 3.202218839880259e+001 | 5.747e-06 |  | 32.0444 | 4.1108e-06 | 4.7204 | 4.1108e-06
3.204439218276271e+001 | 8.6978e-07 | 32.0444 | 3.204439218276271e+001 | 3.3918e-06 |  | 3.204439218276271e+001 | 6.6144e-06 |  | 3.204439218276271e+001 | 5.7447e-06 |  | 32.0666 | 4.1107e-06 | 4.7262 | 4.1107e-06
3.206661136254826e+001 | 8.6871e-07 | 32.0666 | 3.206661136254826e+001 | 3.3903e-06 |  | 3.206661136254826e+001 | 6.6118e-06 |  | 3.206661136254826e+001 | 5.7424e-06 |  | 32.0888 | 4.1107e-06 | 4.7319 | 4.1107e-06
3.208884594883450e+001 | 8.6764e-07 | 32.0888 | 3.208884594883450e+001 | 3.3888e-06 |  | 3.208884594883450e+001 | 6.6092e-06 |  | 3.208884594883450e+001 | 5.7401e-06 |  | 32.1111 | 4.1106e-06 | 4.7377 | 4.1106e-06
3.211109595230410e+001 | 8.6657e-07 | 32.1111 | 3.211109595230410e+001 | 3.3873e-06 |  | 3.211109595230410e+001 | 6.6066e-06 |  | 3.211109595230410e+001 | 5.7378e-06 |  | 32.1334 | 4.1105e-06 | 4.7434 | 4.1105e-06
3.213336138364715e+001 | 8.655e-07 | 32.1334 | 3.213336138364715e+001 | 3.3859e-06 |  | 3.213336138364715e+001 | 6.604e-06 |  | 3.213336138364715e+001 | 5.7355e-06 |  | 32.1556 | 4.1104e-06 | 4.7492 | 4.1104e-06
3.215564225356115e+001 | 8.6443e-07 | 32.1556 | 3.215564225356115e+001 | 3.3844e-06 |  | 3.215564225356115e+001 | 6.6014e-06 |  | 3.215564225356115e+001 | 5.7332e-06 |  | 32.1779 | 4.1104e-06 | 4.755 | 4.1104e-06
3.217793857275099e+001 | 8.6337e-07 | 32.1779 | 3.217793857275099e+001 | 3.3829e-06 |  | 3.217793857275099e+001 | 6.5988e-06 |  | 3.217793857275099e+001 | 5.731e-06 |  | 32.2003 | 4.1103e-06 | 4.7608 | 4.1103e-06
3.220025035192903e+001 | 8.623e-07 | 32.2003 | 3.220025035192903e+001 | 3.3815e-06 |  | 3.220025035192903e+001 | 6.5962e-06 |  | 3.220025035192903e+001 | 5.7287e-06 |  | 32.2226 | 4.1102e-06 | 4.7665 | 4.1102e-06
3.222257760181501e+001 | 8.6124e-07 | 32.2226 | 3.222257760181501e+001 | 3.38e-06 |  | 3.222257760181501e+001 | 6.5936e-06 |  | 3.222257760181501e+001 | 5.7264e-06 |  | 32.2449 | 4.1101e-06 | 4.7723 | 4.1101e-06
3.224492033313614e+001 | 8.6019e-07 | 32.2449 | 3.224492033313614e+001 | 3.3786e-06 |  | 3.224492033313614e+001 | 6.591e-06 |  | 3.224492033313614e+001 | 5.7242e-06 |  | 32.2673 | 4.1101e-06 | 4.7781 | 4.1101e-06
3.226727855662705e+001 | 8.5913e-07 | 32.2673 | 3.226727855662705e+001 | 3.3771e-06 |  | 3.226727855662705e+001 | 6.5885e-06 |  | 3.226727855662705e+001 | 5.7219e-06 |  | 32.2897 | 4.11e-06 | 4.7839 | 4.11e-06
3.228965228302981e+001 | 8.5808e-07 | 32.2897 | 3.228965228302981e+001 | 3.3756e-06 |  | 3.228965228302981e+001 | 6.5859e-06 |  | 3.228965228302981e+001 | 5.7197e-06 |  | 32.312 | 4.1099e-06 | 4.7897 | 4.1099e-06
3.231204152309395e+001 | 8.5702e-07 | 32.312 | 3.231204152309395e+001 | 3.3742e-06 |  | 3.231204152309395e+001 | 6.5834e-06 |  | 3.231204152309395e+001 | 5.7174e-06 |  | 32.3344 | 4.1098e-06 | 4.7955 | 4.1098e-06
3.233444628757646e+001 | 8.5597e-07 | 32.3344 | 3.233444628757646e+001 | 3.3728e-06 |  | 3.233444628757646e+001 | 6.5808e-06 |  | 3.233444628757646e+001 | 5.7152e-06 |  | 32.3569 | 4.1098e-06 | 4.8013 | 4.1098e-06
3.235686658724175e+001 | 8.5493e-07 | 32.3569 | 3.235686658724175e+001 | 3.3713e-06 |  | 3.235686658724175e+001 | 6.5783e-06 |  | 3.235686658724175e+001 | 5.7129e-06 |  | 32.3793 | 4.1097e-06 | 4.8071 | 4.1097e-06
3.237930243286174e+001 | 8.5388e-07 | 32.3793 | 3.237930243286174e+001 | 3.3699e-06 |  | 3.237930243286174e+001 | 6.5757e-06 |  | 3.237930243286174e+001 | 5.7107e-06 |  | 32.4018 | 4.1096e-06 | 4.8129 | 4.1096e-06
3.240175383521579e+001 | 8.5283e-07 | 32.4018 | 3.240175383521579e+001 | 3.3684e-06 |  | 3.240175383521579e+001 | 6.5732e-06 |  | 3.240175383521579e+001 | 5.7085e-06 |  | 32.4242 | 4.1095e-06 | 4.8187 | 4.1095e-06
3.242422080509075e+001 | 8.5179e-07 | 32.4242 | 3.242422080509075e+001 | 3.367e-06 |  | 3.242422080509075e+001 | 6.5707e-06 |  | 3.242422080509075e+001 | 5.7062e-06 |  | 32.4467 | 4.1095e-06 | 4.8245 | 4.1095e-06
3.244670335328095e+001 | 8.5075e-07 | 32.4467 | 3.244670335328095e+001 | 3.3656e-06 |  | 3.244670335328095e+001 | 6.5681e-06 |  | 3.244670335328095e+001 | 5.704e-06 |  | 32.4692 | 4.1094e-06 | 4.8303 | 4.1094e-06
3.246920149058818e+001 | 8.4971e-07 | 32.4692 | 3.246920149058818e+001 | 3.3642e-06 |  | 3.246920149058818e+001 | 6.5656e-06 |  | 3.246920149058818e+001 | 5.7018e-06 |  | 32.4917 | 4.1093e-06 | 4.8361 | 4.1093e-06
3.249171522782176e+001 | 8.4868e-07 | 32.4917 | 3.249171522782176e+001 | 3.3627e-06 |  | 3.249171522782176e+001 | 6.5631e-06 |  | 3.249171522782176e+001 | 5.6996e-06 |  | 32.5142 | 4.1092e-06 | 4.8419 | 4.1092e-06
3.251424457579847e+001 | 8.4764e-07 | 32.5142 | 3.251424457579847e+001 | 3.3613e-06 |  | 3.251424457579847e+001 | 6.5606e-06 |  | 3.251424457579847e+001 | 5.6974e-06 |  | 32.5368 | 4.1092e-06 | 4.8477 | 4.1092e-06
3.253678954534261e+001 | 8.4661e-07 | 32.5368 | 3.253678954534261e+001 | 3.3599e-06 |  | 3.253678954534261e+001 | 6.5581e-06 |  | 3.253678954534261e+001 | 5.6952e-06 |  | 32.5594 | 4.1091e-06 | 4.8536 | 4.1091e-06
3.255935014728598e+001 | 8.4558e-07 | 32.5594 | 3.255935014728598e+001 | 3.3585e-06 |  | 3.255935014728598e+001 | 6.5556e-06 |  | 3.255935014728598e+001 | 5.693e-06 |  | 32.5819 | 4.109e-06 | 4.8594 | 4.109e-06
3.258192639246788e+001 | 8.4455e-07 | 32.5819 | 3.258192639246788e+001 | 3.3571e-06 |  | 3.258192639246788e+001 | 6.5531e-06 |  | 3.258192639246788e+001 | 5.6908e-06 |  | 32.6045 | 4.1089e-06 | 4.8652 | 4.1089e-06
3.260451829173514e+001 | 8.4352e-07 | 32.6045 | 3.260451829173514e+001 | 3.3557e-06 |  | 3.260451829173514e+001 | 6.5506e-06 |  | 3.260451829173514e+001 | 5.6886e-06 |  | 32.6271 | 4.1089e-06 | 4.8711 | 4.1089e-06
3.262712585594211e+001 | 8.425e-07 | 32.6271 | 3.262712585594211e+001 | 3.3543e-06 |  | 3.262712585594211e+001 | 6.5481e-06 |  | 3.262712585594211e+001 | 5.6865e-06 |  | 32.6497 | 4.1088e-06 | 4.8769 | 4.1088e-06
3.264974909595066e+001 | 8.4148e-07 | 32.6497 | 3.264974909595066e+001 | 3.3529e-06 |  | 3.264974909595066e+001 | 6.5457e-06 |  | 3.264974909595066e+001 | 5.6843e-06 |  | 32.6724 | 4.1087e-06 | 4.8827 | 4.1087e-06
3.267238802263019e+001 | 8.4046e-07 | 32.6724 | 3.267238802263019e+001 | 3.3515e-06 |  | 3.267238802263019e+001 | 6.5432e-06 |  | 3.267238802263019e+001 | 5.6821e-06 |  | 32.695 | 4.1086e-06 | 4.8886 | 4.1086e-06
3.269504264685766e+001 | 8.3944e-07 | 32.695 | 3.269504264685766e+001 | 3.3501e-06 |  | 3.269504264685766e+001 | 6.5407e-06 |  | 3.269504264685766e+001 | 5.68e-06 |  | 32.7177 | 4.1086e-06 | 4.8944 | 4.1086e-06
3.271771297951753e+001 | 8.3842e-07 | 32.7177 | 3.271771297951753e+001 | 3.3487e-06 |  | 3.271771297951753e+001 | 6.5383e-06 |  | 3.271771297951753e+001 | 5.6778e-06 |  | 32.7404 | 4.1085e-06 | 4.9003 | 4.1085e-06
3.274039903150184e+001 | 8.3741e-07 | 32.7404 | 3.274039903150184e+001 | 3.3473e-06 |  | 3.274039903150184e+001 | 6.5358e-06 |  | 3.274039903150184e+001 | 5.6756e-06 |  | 32.7631 | 4.1084e-06 | 4.9061 | 4.1084e-06
3.276310081371017e+001 | 8.3639e-07 | 32.7631 | 3.276310081371017e+001 | 3.3459e-06 |  | 3.276310081371017e+001 | 6.5334e-06 |  | 3.276310081371017e+001 | 5.6735e-06 |  | 32.7858 | 4.1083e-06 | 4.912 | 4.1083e-06
3.278581833704966e+001 | 8.3538e-07 | 32.7858 | 3.278581833704966e+001 | 3.3445e-06 |  | 3.278581833704966e+001 | 6.531e-06 |  | 3.278581833704966e+001 | 5.6714e-06 |  | 32.8086 | 4.1083e-06 | 4.9178 | 4.1083e-06
3.280855161243502e+001 | 8.3437e-07 | 32.8086 | 3.280855161243502e+001 | 3.3432e-06 |  | 3.280855161243502e+001 | 6.5285e-06 |  | 3.280855161243502e+001 | 5.6692e-06 |  | 32.8313 | 4.1082e-06 | 4.9237 | 4.1082e-06
3.283130065078851e+001 | 8.3336e-07 | 32.8313 | 3.283130065078851e+001 | 3.3418e-06 |  | 3.283130065078851e+001 | 6.5261e-06 |  | 3.283130065078851e+001 | 5.6671e-06 |  | 32.8541 | 4.1081e-06 | 4.9296 | 4.1081e-06
3.285406546303998e+001 | 8.3236e-07 | 32.8541 | 3.285406546303998e+001 | 3.3404e-06 |  | 3.285406546303998e+001 | 6.5237e-06 |  | 3.285406546303998e+001 | 5.6649e-06 |  | 32.8768 | 4.108e-06 | 4.9354 | 4.108e-06
3.287684606012685e+001 | 8.3135e-07 | 32.8768 | 3.287684606012685e+001 | 3.3391e-06 |  | 3.287684606012685e+001 | 6.5213e-06 |  | 3.287684606012685e+001 | 5.6628e-06 |  | 32.8996 | 4.108e-06 | 4.9413 | 4.108e-06
3.289964245299414e+001 | 8.3035e-07 | 32.8996 | 3.289964245299414e+001 | 3.3377e-06 |  | 3.289964245299414e+001 | 6.5188e-06 |  | 3.289964245299414e+001 | 5.6607e-06 |  | 32.9225 | 4.1079e-06 | 4.9472 | 4.1079e-06
3.292245465259443e+001 | 8.2935e-07 | 32.9225 | 3.292245465259443e+001 | 3.3363e-06 |  | 3.292245465259443e+001 | 6.5164e-06 |  | 3.292245465259443e+001 | 5.6586e-06 |  | 32.9453 | 4.1078e-06 | 4.953 | 4.1078e-06
3.294528266988792e+001 | 8.2836e-07 | 32.9453 | 3.294528266988792e+001 | 3.335e-06 |  | 3.294528266988792e+001 | 6.514e-06 |  | 3.294528266988792e+001 | 5.6565e-06 |  | 32.9681 | 4.1077e-06 | 4.9589 | 4.1077e-06
3.296812651584239e+001 | 8.2736e-07 | 32.9681 | 3.296812651584239e+001 | 3.3336e-06 |  | 3.296812651584239e+001 | 6.5116e-06 |  | 3.296812651584239e+001 | 5.6544e-06 |  | 32.991 | 4.1077e-06 | 4.9648 | 4.1077e-06
3.299098620143325e+001 | 8.2637e-07 | 32.991 | 3.299098620143325e+001 | 3.3323e-06 |  | 3.299098620143325e+001 | 6.5093e-06 |  | 3.299098620143325e+001 | 5.6523e-06 |  | 33.0139 | 4.1076e-06 | 4.9707 | 4.1076e-06
3.301386173764350e+001 | 8.2537e-07 | 33.0139 | 3.301386173764350e+001 | 3.3309e-06 |  | 3.301386173764350e+001 | 6.5069e-06 |  | 3.301386173764350e+001 | 5.6502e-06 |  | 33.0368 | 4.1075e-06 | 4.9766 | 4.1075e-06
3.303675313546375e+001 | 8.2438e-07 | 33.0368 | 3.303675313546375e+001 | 3.3296e-06 |  | 3.303675313546375e+001 | 6.5045e-06 |  | 3.303675313546375e+001 | 5.6481e-06 |  | 33.0597 | 4.1074e-06 | 4.9825 | 4.1074e-06
3.305966040589225e+001 | 8.2339e-07 | 33.0597 | 3.305966040589225e+001 | 3.3282e-06 |  | 3.305966040589225e+001 | 6.5021e-06 |  | 3.305966040589225e+001 | 5.646e-06 |  | 33.0826 | 4.1074e-06 | 4.9884 | 4.1074e-06
3.308258355993487e+001 | 8.2241e-07 | 33.0826 | 3.308258355993487e+001 | 3.3269e-06 |  | 3.308258355993487e+001 | 6.4997e-06 |  | 3.308258355993487e+001 | 5.6439e-06 |  | 33.1055 | 4.1073e-06 | 4.9942 | 4.1073e-06
3.310552260860511e+001 | 8.2142e-07 | 33.1055 | 3.310552260860511e+001 | 3.3255e-06 |  | 3.310552260860511e+001 | 6.4974e-06 |  | 3.310552260860511e+001 | 5.6418e-06 |  | 33.1285 | 4.1072e-06 | 5.0001 | 4.1072e-06
3.312847756292409e+001 | 8.2044e-07 | 33.1285 | 3.312847756292409e+001 | 3.3242e-06 |  | 3.312847756292409e+001 | 6.495e-06 |  | 3.312847756292409e+001 | 5.6398e-06 |  | 33.1514 | 4.1072e-06 | 5.006 | 4.1072e-06
3.315144843392061e+001 | 8.1946e-07 | 33.1514 | 3.315144843392061e+001 | 3.3229e-06 |  | 3.315144843392061e+001 | 6.4927e-06 |  | 3.315144843392061e+001 | 5.6377e-06 |  | 33.1744 | 4.1071e-06 | 5.0119 | 4.1071e-06
3.317443523263108e+001 | 8.1848e-07 | 33.1744 | 3.317443523263108e+001 | 3.3216e-06 |  | 3.317443523263108e+001 | 6.4903e-06 |  | 3.317443523263108e+001 | 5.6356e-06 |  | 33.1974 | 4.107e-06 | 5.0179 | 4.107e-06
3.319743797009958e+001 | 8.175e-07 | 33.1974 | 3.319743797009958e+001 | 3.3202e-06 |  | 3.319743797009958e+001 | 6.488e-06 |  | 3.319743797009958e+001 | 5.6336e-06 |  | 33.2205 | 4.1069e-06 | 5.0238 | 4.1069e-06
3.322045665737784e+001 | 8.1653e-07 | 33.2205 | 3.322045665737784e+001 | 3.3189e-06 |  | 3.322045665737784e+001 | 6.4857e-06 |  | 3.322045665737784e+001 | 5.6315e-06 |  | 33.2435 | 4.1069e-06 | 5.0297 | 4.1069e-06
3.324349130552527e+001 | 8.1555e-07 | 33.2435 | 3.324349130552527e+001 | 3.3176e-06 |  | 3.324349130552527e+001 | 6.4833e-06 |  | 3.324349130552527e+001 | 5.6295e-06 |  | 33.2665 | 4.1068e-06 | 5.0356 | 4.1068e-06
3.326654192560893e+001 | 8.1458e-07 | 33.2665 | 3.326654192560893e+001 | 3.3163e-06 |  | 3.326654192560893e+001 | 6.481e-06 |  | 3.326654192560893e+001 | 5.6274e-06 |  | 33.2896 | 4.1067e-06 | 5.0415 | 4.1067e-06
3.328960852870356e+001 | 8.1361e-07 | 33.2896 | 3.328960852870356e+001 | 3.315e-06 |  | 3.328960852870356e+001 | 6.4787e-06 |  | 3.328960852870356e+001 | 5.6254e-06 |  | 33.3127 | 4.1066e-06 | 5.0474 | 4.1066e-06
3.331269112589158e+001 | 8.1264e-07 | 33.3127 | 3.331269112589158e+001 | 3.3137e-06 |  | 3.331269112589158e+001 | 6.4764e-06 |  | 3.331269112589158e+001 | 5.6234e-06 |  | 33.3358 | 4.1066e-06 | 5.0534 | 4.1066e-06
3.333578972826309e+001 | 8.1168e-07 | 33.3358 | 3.333578972826309e+001 | 3.3124e-06 |  | 3.333578972826309e+001 | 6.4741e-06 |  | 3.333578972826309e+001 | 5.6213e-06 |  | 33.3589 | 4.1065e-06 | 5.0593 | 4.1065e-06
3.335890434691590e+001 | 8.1071e-07 | 33.3589 | 3.335890434691590e+001 | 3.3111e-06 |  | 3.335890434691590e+001 | 6.4718e-06 |  | 3.335890434691590e+001 | 5.6193e-06 |  | 33.382 | 4.1064e-06 | 5.0652 | 4.1064e-06
3.338203499295548e+001 | 8.0975e-07 | 33.382 | 3.338203499295548e+001 | 3.3098e-06 |  | 3.338203499295548e+001 | 6.4695e-06 |  | 3.338203499295548e+001 | 5.6173e-06 |  | 33.4052 | 4.1064e-06 | 5.0711 | 4.1064e-06
3.340518167749502e+001 | 8.0879e-07 | 33.4052 | 3.340518167749502e+001 | 3.3085e-06 |  | 3.340518167749502e+001 | 6.4672e-06 |  | 3.340518167749502e+001 | 5.6153e-06 |  | 33.4283 | 4.1063e-06 | 5.0771 | 4.1063e-06
3.342834441165542e+001 | 8.0783e-07 | 33.4283 | 3.342834441165542e+001 | 3.3072e-06 |  | 3.342834441165542e+001 | 6.4649e-06 |  | 3.342834441165542e+001 | 5.6133e-06 |  | 33.4515 | 4.1062e-06 | 5.083 | 4.1062e-06
3.345152320656529e+001 | 8.0687e-07 | 33.4515 | 3.345152320656529e+001 | 3.3059e-06 |  | 3.345152320656529e+001 | 6.4626e-06 |  | 3.345152320656529e+001 | 5.6113e-06 |  | 33.4747 | 4.1061e-06 | 5.089 | 4.1061e-06
3.347471807336095e+001 | 8.0592e-07 | 33.4747 | 3.347471807336095e+001 | 3.3046e-06 |  | 3.347471807336095e+001 | 6.4603e-06 |  | 3.347471807336095e+001 | 5.6093e-06 |  | 33.4979 | 4.1061e-06 | 5.0949 | 4.1061e-06
3.349792902318644e+001 | 8.0496e-07 | 33.4979 | 3.349792902318644e+001 | 3.3033e-06 |  | 3.349792902318644e+001 | 6.4581e-06 |  | 3.349792902318644e+001 | 5.6073e-06 |  | 33.5212 | 4.106e-06 | 5.1009 | 4.106e-06
3.352115606719353e+001 | 8.0401e-07 | 33.5212 | 3.352115606719353e+001 | 3.302e-06 |  | 3.352115606719353e+001 | 6.4558e-06 |  | 3.352115606719353e+001 | 5.6053e-06 |  | 33.5444 | 4.1059e-06 | 5.1068 | 4.1059e-06
3.354439921654173e+001 | 8.0306e-07 | 33.5444 | 3.354439921654173e+001 | 3.3008e-06 |  | 3.354439921654173e+001 | 6.4535e-06 |  | 3.354439921654173e+001 | 5.6033e-06 |  | 33.5677 | 4.1058e-06 | 5.1128 | 4.1058e-06
3.356765848239828e+001 | 8.0211e-07 | 33.5677 | 3.356765848239828e+001 | 3.2995e-06 |  | 3.356765848239828e+001 | 6.4513e-06 |  | 3.356765848239828e+001 | 5.6013e-06 |  | 33.5909 | 4.1058e-06 | 5.1187 | 4.1058e-06
3.359093387593816e+001 | 8.0116e-07 | 33.5909 | 3.359093387593816e+001 | 3.2982e-06 |  | 3.359093387593816e+001 | 6.449e-06 |  | 3.359093387593816e+001 | 5.5994e-06 |  | 33.6142 | 4.1057e-06 | 5.1247 | 4.1057e-06
3.361422540834411e+001 | 8.0022e-07 | 33.6142 | 3.361422540834411e+001 | 3.2969e-06 |  | 3.361422540834411e+001 | 6.4468e-06 |  | 3.361422540834411e+001 | 5.5974e-06 |  | 33.6375 | 4.1056e-06 | 5.1306 | 4.1056e-06
3.363753309080662e+001 | 7.9928e-07 | 33.6375 | 3.363753309080662e+001 | 3.2957e-06 |  | 3.363753309080662e+001 | 6.4446e-06 |  | 3.363753309080662e+001 | 5.5954e-06 |  | 33.6609 | 4.1056e-06 | 5.1366 | 4.1056e-06
3.366085693452393e+001 | 7.9833e-07 | 33.6609 | 3.366085693452393e+001 | 3.2944e-06 |  | 3.366085693452393e+001 | 6.4423e-06 |  | 3.366085693452393e+001 | 5.5935e-06 |  | 33.6842 | 4.1055e-06 | 5.1426 | 4.1055e-06
3.368419695070205e+001 | 7.974e-07 | 33.6842 | 3.368419695070205e+001 | 3.2931e-06 |  | 3.368419695070205e+001 | 6.4401e-06 |  | 3.368419695070205e+001 | 5.5915e-06 |  | 33.7076 | 4.1054e-06 | 5.1485 | 4.1054e-06
3.370755315055476e+001 | 7.9646e-07 | 33.7076 | 3.370755315055476e+001 | 3.2919e-06 |  | 3.370755315055476e+001 | 6.4379e-06 |  | 3.370755315055476e+001 | 5.5895e-06 |  | 33.7309 | 4.1053e-06 | 5.1545 | 4.1053e-06
3.373092554530363e+001 | 7.9552e-07 | 33.7309 | 3.373092554530363e+001 | 3.2906e-06 |  | 3.373092554530363e+001 | 6.4357e-06 |  | 3.373092554530363e+001 | 5.5876e-06 |  | 33.7543 | 4.1053e-06 | 5.1605 | 4.1053e-06
3.375431414617798e+001 | 7.9459e-07 | 33.7543 | 3.375431414617798e+001 | 3.2894e-06 |  | 3.375431414617798e+001 | 6.4334e-06 |  | 3.375431414617798e+001 | 5.5857e-06 |  | 33.7777 | 4.1052e-06 | 5.1664 | 4.1052e-06
3.377771896441494e+001 | 7.9365e-07 | 33.7777 | 3.377771896441494e+001 | 3.2881e-06 |  | 3.377771896441494e+001 | 6.4312e-06 |  | 3.377771896441494e+001 | 5.5837e-06 |  | 33.8011 | 4.1051e-06 | 5.1724 | 4.1051e-06
3.380114001125944e+001 | 7.9272e-07 | 33.8011 | 3.380114001125944e+001 | 3.2869e-06 |  | 3.380114001125944e+001 | 6.429e-06 |  | 3.380114001125944e+001 | 5.5818e-06 |  | 33.8246 | 4.1051e-06 | 5.1784 | 4.1051e-06
3.382457729796418e+001 | 7.9179e-07 | 33.8246 | 3.382457729796418e+001 | 3.2857e-06 |  | 3.382457729796418e+001 | 6.4268e-06 |  | 3.382457729796418e+001 | 5.5799e-06 |  | 33.848 | 4.105e-06 | 5.1844 | 4.105e-06
3.384803083578968e+001 | 7.9087e-07 | 33.848 | 3.384803083578968e+001 | 3.2844e-06 |  | 3.384803083578968e+001 | 6.4247e-06 |  | 3.384803083578968e+001 | 5.5779e-06 |  | 33.8715 | 4.1049e-06 | 5.1904 | 4.1049e-06
3.387150063600426e+001 | 7.8994e-07 | 33.8715 | 3.387150063600426e+001 | 3.2832e-06 |  | 3.387150063600426e+001 | 6.4225e-06 |  | 3.387150063600426e+001 | 5.576e-06 |  | 33.895 | 4.1048e-06 | 5.1964 | 4.1048e-06
3.389498670988406e+001 | 7.8902e-07 | 33.895 | 3.389498670988406e+001 | 3.2819e-06 |  | 3.389498670988406e+001 | 6.4203e-06 |  | 3.389498670988406e+001 | 5.5741e-06 |  | 33.9185 | 4.1048e-06 | 5.2024 | 4.1048e-06
3.391848906871303e+001 | 7.881e-07 | 33.9185 | 3.391848906871303e+001 | 3.2807e-06 |  | 3.391848906871303e+001 | 6.4181e-06 |  | 3.391848906871303e+001 | 5.5722e-06 |  | 33.942 | 4.1047e-06 | 5.2084 | 4.1047e-06
3.394200772378295e+001 | 7.8718e-07 | 33.942 | 3.394200772378295e+001 | 3.2795e-06 |  | 3.394200772378295e+001 | 6.4159e-06 |  | 3.394200772378295e+001 | 5.5703e-06 |  | 33.9655 | 4.1046e-06 | 5.2144 | 4.1046e-06
3.396554268639344e+001 | 7.8626e-07 | 33.9655 | 3.396554268639344e+001 | 3.2783e-06 |  | 3.396554268639344e+001 | 6.4138e-06 |  | 3.396554268639344e+001 | 5.5684e-06 |  | 33.9891 | 4.1045e-06 | 5.2204 | 4.1045e-06
3.398909396785193e+001 | 7.8534e-07 | 33.9891 | 3.398909396785193e+001 | 3.277e-06 |  | 3.398909396785193e+001 | 6.4116e-06 |  | 3.398909396785193e+001 | 5.5665e-06 |  | 34.0127 | 4.1045e-06 | 5.2264 | 4.1045e-06
3.401266157947372e+001 | 7.8443e-07 | 34.0127 | 3.401266157947372e+001 | 3.2758e-06 |  | 3.401266157947372e+001 | 6.4095e-06 |  | 3.401266157947372e+001 | 5.5646e-06 |  | 34.0362 | 4.1044e-06 | 5.2324 | 4.1044e-06
3.403624553258192e+001 | 7.8351e-07 | 34.0362 | 3.403624553258192e+001 | 3.2746e-06 |  | 3.403624553258192e+001 | 6.4073e-06 |  | 3.403624553258192e+001 | 5.5627e-06 |  | 34.0598 | 4.1043e-06 | 5.2384 | 4.1043e-06
3.405984583850753e+001 | 7.826e-07 | 34.0598 | 3.405984583850753e+001 | 3.2734e-06 |  | 3.405984583850753e+001 | 6.4052e-06 |  | 3.405984583850753e+001 | 5.5608e-06 |  | 34.0835 | 4.1043e-06 | 5.2444 | 4.1043e-06
3.408346250858938e+001 | 7.8169e-07 | 34.0835 | 3.408346250858938e+001 | 3.2722e-06 |  | 3.408346250858938e+001 | 6.403e-06 |  | 3.408346250858938e+001 | 5.5589e-06 |  | 34.1071 | 4.1042e-06 | 5.2504 | 4.1042e-06
3.410709555417417e+001 | 7.8078e-07 | 34.1071 | 3.410709555417417e+001 | 3.271e-06 |  | 3.410709555417417e+001 | 6.4009e-06 |  | 3.410709555417417e+001 | 5.5571e-06 |  | 34.1307 | 4.1041e-06 | 5.2564 | 4.1041e-06
3.413074498661648e+001 | 7.7987e-07 | 34.1307 | 3.413074498661648e+001 | 3.2698e-06 |  | 3.413074498661648e+001 | 6.3988e-06 |  | 3.413074498661648e+001 | 5.5552e-06 |  | 34.1544 | 4.104e-06 | 5.2624 | 4.104e-06
3.415441081727873e+001 | 7.7897e-07 | 34.1544 | 3.415441081727873e+001 | 3.2686e-06 |  | 3.415441081727873e+001 | 6.3967e-06 |  | 3.415441081727873e+001 | 5.5533e-06 |  | 34.1781 | 4.104e-06 | 5.2685 | 4.104e-06
3.417809305753126e+001 | 7.7807e-07 | 34.1781 | 3.417809305753126e+001 | 3.2674e-06 |  | 3.417809305753126e+001 | 6.3945e-06 |  | 3.417809305753126e+001 | 5.5515e-06 |  | 34.2018 | 4.1039e-06 | 5.2745 | 4.1039e-06
3.420179171875227e+001 | 7.7716e-07 | 34.2018 | 3.420179171875227e+001 | 3.2662e-06 |  | 3.420179171875227e+001 | 6.3924e-06 |  | 3.420179171875227e+001 | 5.5496e-06 |  | 34.2255 | 4.1038e-06 | 5.2805 | 4.1038e-06
3.422550681232784e+001 | 7.7626e-07 | 34.2255 | 3.422550681232784e+001 | 3.265e-06 |  | 3.422550681232784e+001 | 6.3903e-06 |  | 3.422550681232784e+001 | 5.5478e-06 |  | 34.2492 | 4.1038e-06 | 5.2866 | 4.1038e-06
3.424923834965198e+001 | 7.7537e-07 | 34.2492 | 3.424923834965198e+001 | 3.2638e-06 |  | 3.424923834965198e+001 | 6.3882e-06 |  | 3.424923834965198e+001 | 5.5459e-06 |  | 34.273 | 4.1037e-06 | 5.2926 | 4.1037e-06
3.427298634212657e+001 | 7.7447e-07 | 34.273 | 3.427298634212657e+001 | 3.2626e-06 |  | 3.427298634212657e+001 | 6.3861e-06 |  | 3.427298634212657e+001 | 5.5441e-06 |  | 34.2968 | 4.1036e-06 | 5.2986 | 4.1036e-06
3.429675080116139e+001 | 7.7357e-07 | 34.2968 | 3.429675080116139e+001 | 3.2614e-06 |  | 3.429675080116139e+001 | 6.384e-06 |  | 3.429675080116139e+001 | 5.5422e-06 |  | 34.3205 | 4.1036e-06 | 5.3047 | 4.1036e-06
3.432053173817417e+001 | 7.7268e-07 | 34.3205 | 3.432053173817417e+001 | 3.2603e-06 |  | 3.432053173817417e+001 | 6.382e-06 |  | 3.432053173817417e+001 | 5.5404e-06 |  | 34.3443 | 4.1035e-06 | 5.3107 | 4.1035e-06
3.434432916459052e+001 | 7.7179e-07 | 34.3443 | 3.434432916459052e+001 | 3.2591e-06 |  | 3.434432916459052e+001 | 6.3799e-06 |  | 3.434432916459052e+001 | 5.5386e-06 |  | 34.3681 | 4.1034e-06 | 5.3167 | 4.1034e-06
3.436814309184399e+001 | 7.709e-07 | 34.3681 | 3.436814309184399e+001 | 3.2579e-06 |  | 3.436814309184399e+001 | 6.3778e-06 |  | 3.436814309184399e+001 | 5.5367e-06 |  | 34.392 | 4.1033e-06 | 5.3228 | 4.1033e-06
3.439197353137605e+001 | 7.7001e-07 | 34.392 | 3.439197353137605e+001 | 3.2567e-06 |  | 3.439197353137605e+001 | 6.3757e-06 |  | 3.439197353137605e+001 | 5.5349e-06 |  | 34.4158 | 4.1033e-06 | 5.3288 | 4.1033e-06
3.441582049463612e+001 | 7.6912e-07 | 34.4158 | 3.441582049463612e+001 | 3.2556e-06 |  | 3.441582049463612e+001 | 6.3737e-06 |  | 3.441582049463612e+001 | 5.5331e-06 |  | 34.4397 | 4.1032e-06 | 5.3349 | 4.1032e-06
3.443968399308152e+001 | 7.6824e-07 | 34.4397 | 3.443968399308152e+001 | 3.2544e-06 |  | 3.443968399308152e+001 | 6.3716e-06 |  | 3.443968399308152e+001 | 5.5313e-06 |  | 34.4636 | 4.1031e-06 | 5.3409 | 4.1031e-06
3.446356403817756e+001 | 7.6736e-07 | 34.4636 | 3.446356403817756e+001 | 3.2533e-06 |  | 3.446356403817756e+001 | 6.3695e-06 |  | 3.446356403817756e+001 | 5.5295e-06 |  | 34.4875 | 4.1031e-06 | 5.347 | 4.1031e-06
3.448746064139748e+001 | 7.6647e-07 | 34.4875 | 3.448746064139748e+001 | 3.2521e-06 |  | 3.448746064139748e+001 | 6.3675e-06 |  | 3.448746064139748e+001 | 5.5277e-06 |  | 34.5114 | 4.103e-06 | 5.3531 | 4.103e-06
3.451137381422247e+001 | 7.6559e-07 | 34.5114 | 3.451137381422247e+001 | 3.2509e-06 |  | 3.451137381422247e+001 | 6.3654e-06 |  | 3.451137381422247e+001 | 5.5259e-06 |  | 34.5353 | 4.1029e-06 | 5.3591 | 4.1029e-06
3.453530356814169e+001 | 7.6472e-07 | 34.5353 | 3.453530356814169e+001 | 3.2498e-06 |  | 3.453530356814169e+001 | 6.3634e-06 |  | 3.453530356814169e+001 | 5.5241e-06 |  | 34.5592 | 4.1028e-06 | 5.3652 | 4.1028e-06
3.455924991465225e+001 | 7.6384e-07 | 34.5592 | 3.455924991465225e+001 | 3.2486e-06 |  | 3.455924991465225e+001 | 6.3614e-06 |  | 3.455924991465225e+001 | 5.5223e-06 |  | 34.5832 | 4.1028e-06 | 5.3713 | 4.1028e-06
3.458321286525926e+001 | 7.6296e-07 | 34.5832 | 3.458321286525926e+001 | 3.2475e-06 |  | 3.458321286525926e+001 | 6.3593e-06 |  | 3.458321286525926e+001 | 5.5205e-06 |  | 34.6072 | 4.1027e-06 | 5.3773 | 4.1027e-06
3.460719243147579e+001 | 7.6209e-07 | 34.6072 | 3.460719243147579e+001 | 3.2463e-06 |  | 3.460719243147579e+001 | 6.3573e-06 |  | 3.460719243147579e+001 | 5.5187e-06 |  | 34.6312 | 4.1026e-06 | 5.3834 | 4.1026e-06
3.463118862482289e+001 | 7.6122e-07 | 34.6312 | 3.463118862482289e+001 | 3.2452e-06 |  | 3.463118862482289e+001 | 6.3553e-06 |  | 3.463118862482289e+001 | 5.517e-06 |  | 34.6552 | 4.1026e-06 | 5.3895 | 4.1026e-06
3.465520145682960e+001 | 7.6035e-07 | 34.6552 | 3.465520145682960e+001 | 3.2441e-06 |  | 3.465520145682960e+001 | 6.3533e-06 |  | 3.465520145682960e+001 | 5.5152e-06 |  | 34.6792 | 4.1025e-06 | 5.3955 | 4.1025e-06
3.467923093903298e+001 | 7.5948e-07 | 34.6792 | 3.467923093903298e+001 | 3.2429e-06 |  | 3.467923093903298e+001 | 6.3513e-06 |  | 3.467923093903298e+001 | 5.5134e-06 |  | 34.7033 | 4.1024e-06 | 5.4016 | 4.1024e-06
3.470327708297804e+001 | 7.5861e-07 | 34.7033 | 3.470327708297804e+001 | 3.2418e-06 |  | 3.470327708297804e+001 | 6.3493e-06 |  | 3.470327708297804e+001 | 5.5117e-06 |  | 34.7273 | 4.1024e-06 | 5.4077 | 4.1024e-06
3.472733990021784e+001 | 7.5775e-07 | 34.7273 | 3.472733990021784e+001 | 3.2407e-06 |  | 3.472733990021784e+001 | 6.3473e-06 |  | 3.472733990021784e+001 | 5.5099e-06 |  | 34.7514 | 4.1023e-06 | 5.4138 | 4.1023e-06
3.475141940231342e+001 | 7.5688e-07 | 34.7514 | 3.475141940231342e+001 | 3.2395e-06 |  | 3.475141940231342e+001 | 6.3453e-06 |  | 3.475141940231342e+001 | 5.5082e-06 |  | 34.7755 | 4.1022e-06 | 5.4199 | 4.1022e-06
3.477551560083387e+001 | 7.5602e-07 | 34.7755 | 3.477551560083387e+001 | 3.2384e-06 |  | 3.477551560083387e+001 | 6.3433e-06 |  | 3.477551560083387e+001 | 5.5064e-06 |  | 34.7996 | 4.1021e-06 | 5.426 | 4.1021e-06
3.479962850735627e+001 | 7.5516e-07 | 34.7996 | 3.479962850735627e+001 | 3.2373e-06 |  | 3.479962850735627e+001 | 6.3413e-06 |  | 3.479962850735627e+001 | 5.5047e-06 |  | 34.8238 | 4.1021e-06 | 5.4321 | 4.1021e-06
3.482375813346573e+001 | 7.543e-07 | 34.8238 | 3.482375813346573e+001 | 3.2362e-06 |  | 3.482375813346573e+001 | 6.3393e-06 |  | 3.482375813346573e+001 | 5.5029e-06 |  | 34.8479 | 4.102e-06 | 5.4382 | 4.102e-06
3.484790449075542e+001 | 7.5344e-07 | 34.8479 | 3.484790449075542e+001 | 3.235e-06 |  | 3.484790449075542e+001 | 6.3373e-06 |  | 3.484790449075542e+001 | 5.5012e-06 |  | 34.8721 | 4.1019e-06 | 5.4443 | 4.1019e-06
3.487206759082651e+001 | 7.5259e-07 | 34.8721 | 3.487206759082651e+001 | 3.2339e-06 |  | 3.487206759082651e+001 | 6.3354e-06 |  | 3.487206759082651e+001 | 5.4994e-06 |  | 34.8962 | 4.1019e-06 | 5.4504 | 4.1019e-06
3.489624744528826e+001 | 7.5173e-07 | 34.8962 | 3.489624744528826e+001 | 3.2328e-06 |  | 3.489624744528826e+001 | 6.3334e-06 |  | 3.489624744528826e+001 | 5.4977e-06 |  | 34.9204 | 4.1018e-06 | 5.4565 | 4.1018e-06
3.492044406575793e+001 | 7.5088e-07 | 34.9204 | 3.492044406575793e+001 | 3.2317e-06 |  | 3.492044406575793e+001 | 6.3314e-06 |  | 3.492044406575793e+001 | 5.496e-06 |  | 34.9447 | 4.1017e-06 | 5.4626 | 4.1017e-06
3.494465746386088e+001 | 7.5003e-07 | 34.9447 | 3.494465746386088e+001 | 3.2306e-06 |  | 3.494465746386088e+001 | 6.3295e-06 |  | 3.494465746386088e+001 | 5.4943e-06 |  | 34.9689 | 4.1017e-06 | 5.4687 | 4.1017e-06
3.496888765123050e+001 | 7.4918e-07 | 34.9689 | 3.496888765123050e+001 | 3.2295e-06 |  | 3.496888765123050e+001 | 6.3275e-06 |  | 3.496888765123050e+001 | 5.4926e-06 |  | 34.9931 | 4.1016e-06 | 5.4748 | 4.1016e-06
3.499313463950825e+001 | 7.4833e-07 | 34.9931 | 3.499313463950825e+001 | 3.2284e-06 |  | 3.499313463950825e+001 | 6.3256e-06 |  | 3.499313463950825e+001 | 5.4909e-06 |  | 35.0174 | 4.1015e-06 | 5.4809 | 4.1015e-06
3.501739844034368e+001 | 7.4748e-07 | 35.0174 | 3.501739844034368e+001 | 3.2273e-06 |  | 3.501739844034368e+001 | 6.3236e-06 |  | 3.501739844034368e+001 | 5.4891e-06 |  | 35.0417 | 4.1014e-06 | 5.487 | 4.1014e-06
3.504167906539441e+001 | 7.4664e-07 | 35.0417 | 3.504167906539441e+001 | 3.2262e-06 |  | 3.504167906539441e+001 | 6.3217e-06 |  | 3.504167906539441e+001 | 5.4874e-06 |  | 35.066 | 4.1014e-06 | 5.4931 | 4.1014e-06
3.506597652632612e+001 | 7.4579e-07 | 35.066 | 3.506597652632612e+001 | 3.2251e-06 |  | 3.506597652632612e+001 | 6.3198e-06 |  | 3.506597652632612e+001 | 5.4857e-06 |  | 35.0903 | 4.1013e-06 | 5.4992 | 4.1013e-06
3.509029083481262e+001 | 7.4495e-07 | 35.0903 | 3.509029083481262e+001 | 3.224e-06 |  | 3.509029083481262e+001 | 6.3178e-06 |  | 3.509029083481262e+001 | 5.4841e-06 |  | 35.1146 | 4.1012e-06 | 5.5054 | 4.1012e-06
3.511462200253579e+001 | 7.4411e-07 | 35.1146 | 3.511462200253579e+001 | 3.2229e-06 |  | 3.511462200253579e+001 | 6.3159e-06 |  | 3.511462200253579e+001 | 5.4824e-06 |  | 35.139 | 4.1012e-06 | 5.5115 | 4.1012e-06
3.513897004118561e+001 | 7.4327e-07 | 35.139 | 3.513897004118561e+001 | 3.2218e-06 |  | 3.513897004118561e+001 | 6.314e-06 |  | 3.513897004118561e+001 | 5.4807e-06 |  | 35.1633 | 4.1011e-06 | 5.5176 | 4.1011e-06
3.516333496246016e+001 | 7.4244e-07 | 35.1633 | 3.516333496246016e+001 | 3.2208e-06 |  | 3.516333496246016e+001 | 6.3121e-06 |  | 3.516333496246016e+001 | 5.479e-06 |  | 35.1877 | 4.101e-06 | 5.5238 | 4.101e-06
3.518771677806566e+001 | 7.416e-07 | 35.1877 | 3.518771677806566e+001 | 3.2197e-06 |  | 3.518771677806566e+001 | 6.3102e-06 |  | 3.518771677806566e+001 | 5.4773e-06 |  | 35.2121 | 4.101e-06 | 5.5299 | 4.101e-06
3.521211549971640e+001 | 7.4077e-07 | 35.2121 | 3.521211549971640e+001 | 3.2186e-06 |  | 3.521211549971640e+001 | 6.3083e-06 |  | 3.521211549971640e+001 | 5.4756e-06 |  | 35.2365 | 4.1009e-06 | 5.536 | 4.1009e-06
3.523653113913485e+001 | 7.3993e-07 | 35.2365 | 3.523653113913485e+001 | 3.2175e-06 |  | 3.523653113913485e+001 | 6.3064e-06 |  | 3.523653113913485e+001 | 5.474e-06 |  | 35.261 | 4.1008e-06 | 5.5422 | 4.1008e-06
3.526096370805156e+001 | 7.391e-07 | 35.261 | 3.526096370805156e+001 | 3.2165e-06 |  | 3.526096370805156e+001 | 6.3045e-06 |  | 3.526096370805156e+001 | 5.4723e-06 |  | 35.2854 | 4.1008e-06 | 5.5483 | 4.1008e-06
3.528541321820523e+001 | 7.3827e-07 | 35.2854 | 3.528541321820523e+001 | 3.2154e-06 |  | 3.528541321820523e+001 | 6.3026e-06 |  | 3.528541321820523e+001 | 5.4707e-06 |  | 35.3099 | 4.1007e-06 | 5.5544 | 4.1007e-06
3.530987968134271e+001 | 7.3744e-07 | 35.3099 | 3.530987968134271e+001 | 3.2143e-06 |  | 3.530987968134271e+001 | 6.3007e-06 |  | 3.530987968134271e+001 | 5.469e-06 |  | 35.3344 | 4.1006e-06 | 5.5606 | 4.1006e-06
3.533436310921898e+001 | 7.3662e-07 | 35.3344 | 3.533436310921898e+001 | 3.2133e-06 |  | 3.533436310921898e+001 | 6.2988e-06 |  | 3.533436310921898e+001 | 5.4673e-06 |  | 35.3589 | 4.1005e-06 | 5.5667 | 4.1005e-06
3.535886351359719e+001 | 7.3579e-07 | 35.3589 | 3.535886351359719e+001 | 3.2122e-06 |  | 3.535886351359719e+001 | 6.297e-06 |  | 3.535886351359719e+001 | 5.4657e-06 |  | 35.3834 | 4.1005e-06 | 5.5729 | 4.1005e-06
3.538338090624862e+001 | 7.3497e-07 | 35.3834 | 3.538338090624862e+001 | 3.2111e-06 |  | 3.538338090624862e+001 | 6.2951e-06 |  | 3.538338090624862e+001 | 5.4641e-06 |  | 35.4079 | 4.1004e-06 | 5.579 | 4.1004e-06
3.540791529895272e+001 | 7.3415e-07 | 35.4079 | 3.540791529895272e+001 | 3.2101e-06 |  | 3.540791529895272e+001 | 6.2932e-06 |  | 3.540791529895272e+001 | 5.4624e-06 |  | 35.4325 | 4.1003e-06 | 5.5852 | 4.1003e-06
3.543246670349713e+001 | 7.3333e-07 | 35.4325 | 3.543246670349713e+001 | 3.209e-06 |  | 3.543246670349713e+001 | 6.2914e-06 |  | 3.543246670349713e+001 | 5.4608e-06 |  | 35.457 | 4.1003e-06 | 5.5913 | 4.1003e-06
3.545703513167764e+001 | 7.3251e-07 | 35.457 | 3.545703513167764e+001 | 3.208e-06 |  | 3.545703513167764e+001 | 6.2895e-06 |  | 3.545703513167764e+001 | 5.4592e-06 |  | 35.4816 | 4.1002e-06 | 5.5975 | 4.1002e-06
3.548162059529823e+001 | 7.3169e-07 | 35.4816 | 3.548162059529823e+001 | 3.2069e-06 |  | 3.548162059529823e+001 | 6.2877e-06 |  | 3.548162059529823e+001 | 5.4575e-06 |  | 35.5062 | 4.1001e-06 | 5.6037 | 4.1001e-06
3.550622310617106e+001 | 7.3087e-07 | 35.5062 | 3.550622310617106e+001 | 3.2059e-06 |  | 3.550622310617106e+001 | 6.2858e-06 |  | 3.550622310617106e+001 | 5.4559e-06 |  | 35.5308 | 4.1001e-06 | 5.6098 | 4.1001e-06
3.553084267611646e+001 | 7.3006e-07 | 35.5308 | 3.553084267611646e+001 | 3.2049e-06 |  | 3.553084267611646e+001 | 6.284e-06 |  | 3.553084267611646e+001 | 5.4543e-06 |  | 35.5555 | 4.1e-06 | 5.616 | 4.1e-06
3.555547931696301e+001 | 7.2924e-07 | 35.5555 | 3.555547931696301e+001 | 3.2038e-06 |  | 3.555547931696301e+001 | 6.2821e-06 |  | 3.555547931696301e+001 | 5.4527e-06 |  | 35.5801 | 4.0999e-06 | 5.6222 | 4.0999e-06
3.558013304054743e+001 | 7.2843e-07 | 35.5801 | 3.558013304054743e+001 | 3.2028e-06 |  | 3.558013304054743e+001 | 6.2803e-06 |  | 3.558013304054743e+001 | 5.4511e-06 |  | 35.6048 | 4.0999e-06 | 5.6283 | 4.0999e-06
3.560480385871470e+001 | 7.2762e-07 | 35.6048 | 3.560480385871470e+001 | 3.2017e-06 |  | 3.560480385871470e+001 | 6.2785e-06 |  | 3.560480385871470e+001 | 5.4495e-06 |  | 35.6295 | 4.0998e-06 | 5.6345 | 4.0998e-06
3.562949178331797e+001 | 7.2681e-07 | 35.6295 | 3.562949178331797e+001 | 3.2007e-06 |  | 3.562949178331797e+001 | 6.2766e-06 |  | 3.562949178331797e+001 | 5.4478e-06 |  | 35.6542 | 4.0997e-06 | 5.6407 | 4.0997e-06
3.565419682621864e+001 | 7.2601e-07 | 35.6542 | 3.565419682621864e+001 | 3.1997e-06 |  | 3.565419682621864e+001 | 6.2748e-06 |  | 3.565419682621864e+001 | 5.4462e-06 |  | 35.6789 | 4.0997e-06 | 5.6469 | 4.0997e-06
3.567891899928633e+001 | 7.252e-07 | 35.6789 | 3.567891899928633e+001 | 3.1987e-06 |  | 3.567891899928633e+001 | 6.273e-06 |  | 3.567891899928633e+001 | 5.4447e-06 |  | 35.7037 | 4.0996e-06 | 5.653 | 4.0996e-06
3.570365831439887e+001 | 7.244e-07 | 35.7037 | 3.570365831439887e+001 | 3.1976e-06 |  | 3.570365831439887e+001 | 6.2712e-06 |  | 3.570365831439887e+001 | 5.4431e-06 |  | 35.7284 | 4.0995e-06 | 5.6592 | 4.0995e-06
3.572841478344233e+001 | 7.2359e-07 | 35.7284 | 3.572841478344233e+001 | 3.1966e-06 |  | 3.572841478344233e+001 | 6.2694e-06 |  | 3.572841478344233e+001 | 5.4415e-06 |  | 35.7532 | 4.0995e-06 | 5.6654 | 4.0995e-06
3.575318841831106e+001 | 7.2279e-07 | 35.7532 | 3.575318841831106e+001 | 3.1956e-06 |  | 3.575318841831106e+001 | 6.2676e-06 |  | 3.575318841831106e+001 | 5.4399e-06 |  | 35.778 | 4.0994e-06 | 5.6716 | 4.0994e-06
3.577797923090759e+001 | 7.2199e-07 | 35.778 | 3.577797923090759e+001 | 3.1946e-06 |  | 3.577797923090759e+001 | 6.2658e-06 |  | 3.577797923090759e+001 | 5.4383e-06 |  | 35.8028 | 4.0993e-06 | 5.6778 | 4.0993e-06
3.580278723314277e+001 | 7.2119e-07 | 35.8028 | 3.580278723314277e+001 | 3.1936e-06 |  | 3.580278723314277e+001 | 6.264e-06 |  | 3.580278723314277e+001 | 5.4367e-06 |  | 35.8276 | 4.0992e-06 | 5.684 | 4.0992e-06
3.582761243693567e+001 | 7.204e-07 | 35.8276 | 3.582761243693567e+001 | 3.1926e-06 |  | 3.582761243693567e+001 | 6.2622e-06 |  | 3.582761243693567e+001 | 5.4352e-06 |  | 35.8525 | 4.0992e-06 | 5.6902 | 4.0992e-06
3.585245485421365e+001 | 7.196e-07 | 35.8525 | 3.585245485421365e+001 | 3.1915e-06 |  | 3.585245485421365e+001 | 6.2604e-06 |  | 3.585245485421365e+001 | 5.4336e-06 |  | 35.8773 | 4.0991e-06 | 5.6964 | 4.0991e-06
3.587731449691230e+001 | 7.1881e-07 | 35.8773 | 3.587731449691230e+001 | 3.1905e-06 |  | 3.587731449691230e+001 | 6.2587e-06 |  | 3.587731449691230e+001 | 5.432e-06 |  | 35.9022 | 4.099e-06 | 5.7026 | 4.099e-06
3.590219137697552e+001 | 7.1801e-07 | 35.9022 | 3.590219137697552e+001 | 3.1895e-06 |  | 3.590219137697552e+001 | 6.2569e-06 |  | 3.590219137697552e+001 | 5.4305e-06 |  | 35.9271 | 4.099e-06 | 5.7088 | 4.099e-06
3.592708550635548e+001 | 7.1722e-07 | 35.9271 | 3.592708550635548e+001 | 3.1885e-06 |  | 3.592708550635548e+001 | 6.2551e-06 |  | 3.592708550635548e+001 | 5.4289e-06 |  | 35.952 | 4.0989e-06 | 5.715 | 4.0989e-06
3.595199689701265e+001 | 7.1643e-07 | 35.952 | 3.595199689701265e+001 | 3.1875e-06 |  | 3.595199689701265e+001 | 6.2534e-06 |  | 3.595199689701265e+001 | 5.4274e-06 |  | 35.9769 | 4.0988e-06 | 5.7212 | 4.0988e-06
3.597692556091578e+001 | 7.1564e-07 | 35.9769 | 3.597692556091578e+001 | 3.1865e-06 |  | 3.597692556091578e+001 | 6.2516e-06 |  | 3.597692556091578e+001 | 5.4258e-06 |  | 36.0019 | 4.0988e-06 | 5.7274 | 4.0988e-06
3.600187151004192e+001 | 7.1486e-07 | 36.0019 | 3.600187151004192e+001 | 3.1855e-06 |  | 3.600187151004192e+001 | 6.2499e-06 |  | 3.600187151004192e+001 | 5.4243e-06 |  | 36.0268 | 4.0987e-06 | 5.7336 | 4.0987e-06
3.602683475637642e+001 | 7.1407e-07 | 36.0268 | 3.602683475637642e+001 | 3.1846e-06 |  | 3.602683475637642e+001 | 6.2481e-06 |  | 3.602683475637642e+001 | 5.4228e-06 |  | 36.0518 | 4.0986e-06 | 5.7398 | 4.0986e-06
3.605181531191295e+001 | 7.1329e-07 | 36.0518 | 3.605181531191295e+001 | 3.1836e-06 |  | 3.605181531191295e+001 | 6.2464e-06 |  | 3.605181531191295e+001 | 5.4212e-06 |  | 36.0768 | 4.0986e-06 | 5.746 | 4.0986e-06
3.607681318865350e+001 | 7.125e-07 | 36.0768 | 3.607681318865350e+001 | 3.1826e-06 |  | 3.607681318865350e+001 | 6.2446e-06 |  | 3.607681318865350e+001 | 5.4197e-06 |  | 36.1018 | 4.0985e-06 | 5.7523 | 4.0985e-06
3.610182839860838e+001 | 7.1172e-07 | 36.1018 | 3.610182839860838e+001 | 3.1816e-06 |  | 3.610182839860838e+001 | 6.2429e-06 |  | 3.610182839860838e+001 | 5.4182e-06 |  | 36.1269 | 4.0984e-06 | 5.7585 | 4.0984e-06
3.612686095379621e+001 | 7.1094e-07 | 36.1269 | 3.612686095379621e+001 | 3.1806e-06 |  | 3.612686095379621e+001 | 6.2411e-06 |  | 3.612686095379621e+001 | 5.4166e-06 |  | 36.1519 | 4.0984e-06 | 5.7647 | 4.0984e-06
3.615191086624397e+001 | 7.1016e-07 | 36.1519 | 3.615191086624397e+001 | 3.1796e-06 |  | 3.615191086624397e+001 | 6.2394e-06 |  | 3.615191086624397e+001 | 5.4151e-06 |  | 36.177 | 4.0983e-06 | 5.7709 | 4.0983e-06
3.617697814798695e+001 | 7.0938e-07 | 36.177 | 3.617697814798695e+001 | 3.1787e-06 |  | 3.617697814798695e+001 | 6.2377e-06 |  | 3.617697814798695e+001 | 5.4136e-06 |  | 36.2021 | 4.0982e-06 | 5.7772 | 4.0982e-06
3.620206281106882e+001 | 7.0861e-07 | 36.2021 | 3.620206281106882e+001 | 3.1777e-06 |  | 3.620206281106882e+001 | 6.236e-06 |  | 3.620206281106882e+001 | 5.4121e-06 |  | 36.2272 | 4.0982e-06 | 5.7834 | 4.0982e-06
3.622716486754158e+001 | 7.0783e-07 | 36.2272 | 3.622716486754158e+001 | 3.1767e-06 |  | 3.622716486754158e+001 | 6.2343e-06 |  | 3.622716486754158e+001 | 5.4106e-06 |  | 36.2523 | 4.0981e-06 | 5.7896 | 4.0981e-06
3.625228432946557e+001 | 7.0706e-07 | 36.2523 | 3.625228432946557e+001 | 3.1758e-06 |  | 3.625228432946557e+001 | 6.2326e-06 |  | 3.625228432946557e+001 | 5.4091e-06 |  | 36.2774 | 4.098e-06 | 5.7959 | 4.098e-06
3.627742120890953e+001 | 7.0629e-07 | 36.2774 | 3.627742120890953e+001 | 3.1748e-06 |  | 3.627742120890953e+001 | 6.2308e-06 |  | 3.627742120890953e+001 | 5.4076e-06 |  | 36.3026 | 4.098e-06 | 5.8021 | 4.098e-06
3.630257551795054e+001 | 7.0552e-07 | 36.3026 | 3.630257551795054e+001 | 3.1738e-06 |  | 3.630257551795054e+001 | 6.2291e-06 |  | 3.630257551795054e+001 | 5.4061e-06 |  | 36.3277 | 4.0979e-06 | 5.8084 | 4.0979e-06
3.632774726867407e+001 | 7.0475e-07 | 36.3277 | 3.632774726867407e+001 | 3.1729e-06 |  | 3.632774726867407e+001 | 6.2274e-06 |  | 3.632774726867407e+001 | 5.4046e-06 |  | 36.3529 | 4.0978e-06 | 5.8146 | 4.0978e-06
3.635293647317398e+001 | 7.0398e-07 | 36.3529 | 3.635293647317398e+001 | 3.1719e-06 |  | 3.635293647317398e+001 | 6.2258e-06 |  | 3.635293647317398e+001 | 5.4031e-06 |  | 36.3781 | 4.0978e-06 | 5.8208 | 4.0978e-06
3.637814314355246e+001 | 7.0322e-07 | 36.3781 | 3.637814314355246e+001 | 3.171e-06 |  | 3.637814314355246e+001 | 6.2241e-06 |  | 3.637814314355246e+001 | 5.4016e-06 |  | 36.4034 | 4.0977e-06 | 5.8271 | 4.0977e-06
3.640336729192016e+001 | 7.0245e-07 | 36.4034 | 3.640336729192016e+001 | 3.17e-06 |  | 3.640336729192016e+001 | 6.2224e-06 |  | 3.640336729192016e+001 | 5.4002e-06 |  | 36.4286 | 4.0976e-06 | 5.8333 | 4.0976e-06
3.642860893039610e+001 | 7.0169e-07 | 36.4286 | 3.642860893039610e+001 | 3.169e-06 |  | 3.642860893039610e+001 | 6.2207e-06 |  | 3.642860893039610e+001 | 5.3987e-06 |  | 36.4539 | 4.0976e-06 | 5.8396 | 4.0976e-06
3.645386807110769e+001 | 7.0093e-07 | 36.4539 | 3.645386807110769e+001 | 3.1681e-06 |  | 3.645386807110769e+001 | 6.219e-06 |  | 3.645386807110769e+001 | 5.3972e-06 |  | 36.4791 | 4.0975e-06 | 5.8458 | 4.0975e-06
3.647914472619076e+001 | 7.0016e-07 | 36.4791 | 3.647914472619076e+001 | 3.1672e-06 |  | 3.647914472619076e+001 | 6.2174e-06 |  | 3.647914472619076e+001 | 5.3957e-06 |  | 36.5044 | 4.0974e-06 | 5.8521 | 4.0974e-06
3.650443890778957e+001 | 6.994e-07 | 36.5044 | 3.650443890778957e+001 | 3.1662e-06 |  | 3.650443890778957e+001 | 6.2157e-06 |  | 3.650443890778957e+001 | 5.3943e-06 |  | 36.5298 | 4.0974e-06 | 5.8584 | 4.0974e-06
3.652975062805678e+001 | 6.9865e-07 | 36.5298 | 3.652975062805678e+001 | 3.1653e-06 |  | 3.652975062805678e+001 | 6.214e-06 |  | 3.652975062805678e+001 | 5.3928e-06 |  | 36.5551 | 4.0973e-06 | 5.8646 | 4.0973e-06
3.655507989915346e+001 | 6.9789e-07 | 36.5551 | 3.655507989915346e+001 | 3.1643e-06 |  | 3.655507989915346e+001 | 6.2124e-06 |  | 3.655507989915346e+001 | 5.3914e-06 |  | 36.5804 | 4.0972e-06 | 5.8709 | 4.0972e-06
3.658042673324917e+001 | 6.9713e-07 | 36.5804 | 3.658042673324917e+001 | 3.1634e-06 |  | 3.658042673324917e+001 | 6.2107e-06 |  | 3.658042673324917e+001 | 5.3899e-06 |  | 36.6058 | 4.0972e-06 | 5.8771 | 4.0972e-06
3.660579114252185e+001 | 6.9638e-07 | 36.6058 | 3.660579114252185e+001 | 3.1625e-06 |  | 3.660579114252185e+001 | 6.2091e-06 |  | 3.660579114252185e+001 | 5.3885e-06 |  | 36.6312 | 4.0971e-06 | 5.8834 | 4.0971e-06
3.663117313915792e+001 | 6.9563e-07 | 36.6312 | 3.663117313915792e+001 | 3.1615e-06 |  | 3.663117313915792e+001 | 6.2074e-06 |  | 3.663117313915792e+001 | 5.387e-06 |  | 36.6566 | 4.097e-06 | 5.8897 | 4.097e-06
3.665657273535224e+001 | 6.9488e-07 | 36.6566 | 3.665657273535224e+001 | 3.1606e-06 |  | 3.665657273535224e+001 | 6.2058e-06 |  | 3.665657273535224e+001 | 5.3856e-06 |  | 36.682 | 4.097e-06 | 5.896 | 4.097e-06
3.668198994330810e+001 | 6.9413e-07 | 36.682 | 3.668198994330810e+001 | 3.1597e-06 |  | 3.668198994330810e+001 | 6.2041e-06 |  | 3.668198994330810e+001 | 5.3841e-06 |  | 36.7074 | 4.0969e-06 | 5.9022 | 4.0969e-06
3.670742477523730e+001 | 6.9338e-07 | 36.7074 | 3.670742477523730e+001 | 3.1587e-06 |  | 3.670742477523730e+001 | 6.2025e-06 |  | 3.670742477523730e+001 | 5.3827e-06 |  | 36.7329 | 4.0968e-06 | 5.9085 | 4.0968e-06
3.673287724336007e+001 | 6.9263e-07 | 36.7329 | 3.673287724336007e+001 | 3.1578e-06 |  | 3.673287724336007e+001 | 6.2009e-06 |  | 3.673287724336007e+001 | 5.3813e-06 |  | 36.7583 | 4.0968e-06 | 5.9148 | 4.0968e-06
3.675834735990513e+001 | 6.9188e-07 | 36.7583 | 3.675834735990513e+001 | 3.1569e-06 |  | 3.675834735990513e+001 | 6.1993e-06 |  | 3.675834735990513e+001 | 5.3798e-06 |  | 36.7838 | 4.0967e-06 | 5.9211 | 4.0967e-06
3.678383513710968e+001 | 6.9114e-07 | 36.7838 | 3.678383513710968e+001 | 3.156e-06 |  | 3.678383513710968e+001 | 6.1976e-06 |  | 3.678383513710968e+001 | 5.3784e-06 |  | 36.8093 | 4.0966e-06 | 5.9274 | 4.0966e-06
3.680934058721938e+001 | 6.904e-07 | 36.8093 | 3.680934058721938e+001 | 3.1551e-06 |  | 3.680934058721938e+001 | 6.196e-06 |  | 3.680934058721938e+001 | 5.377e-06 |  | 36.8349 | 4.0966e-06 | 5.9337 | 4.0966e-06
3.683486372248842e+001 | 6.8965e-07 | 36.8349 | 3.683486372248842e+001 | 3.1542e-06 |  | 3.683486372248842e+001 | 6.1944e-06 |  | 3.683486372248842e+001 | 5.3756e-06 |  | 36.8604 | 4.0965e-06 | 5.9399 | 4.0965e-06
3.686040455517946e+001 | 6.8891e-07 | 36.8604 | 3.686040455517946e+001 | 3.1532e-06 |  | 3.686040455517946e+001 | 6.1928e-06 |  | 3.686040455517946e+001 | 5.3742e-06 |  | 36.886 | 4.0964e-06 | 5.9462 | 4.0964e-06
3.688596309756367e+001 | 6.8817e-07 | 36.886 | 3.688596309756367e+001 | 3.1523e-06 |  | 3.688596309756367e+001 | 6.1912e-06 |  | 3.688596309756367e+001 | 5.3728e-06 |  | 36.9115 | 4.0964e-06 | 5.9525 | 4.0964e-06
3.691153936192073e+001 | 6.8743e-07 | 36.9115 | 3.691153936192073e+001 | 3.1514e-06 |  | 3.691153936192073e+001 | 6.1896e-06 |  | 3.691153936192073e+001 | 5.3713e-06 |  | 36.9371 | 4.0963e-06 | 5.9588 | 4.0963e-06
3.693713336053884e+001 | 6.867e-07 | 36.9371 | 3.693713336053884e+001 | 3.1505e-06 |  | 3.693713336053884e+001 | 6.188e-06 |  | 3.693713336053884e+001 | 5.3699e-06 |  | 36.9627 | 4.0962e-06 | 5.9651 | 4.0962e-06
3.696274510571470e+001 | 6.8596e-07 | 36.9627 | 3.696274510571470e+001 | 3.1496e-06 |  | 3.696274510571470e+001 | 6.1864e-06 |  | 3.696274510571470e+001 | 5.3685e-06 |  | 36.9884 | 4.0962e-06 | 5.9714 | 4.0962e-06
3.698837460975357e+001 | 6.8523e-07 | 36.9884 | 3.698837460975357e+001 | 3.1487e-06 |  | 3.698837460975357e+001 | 6.1848e-06 |  | 3.698837460975357e+001 | 5.3672e-06 |  | 37.014 | 4.0961e-06 | 5.9777 | 4.0961e-06
3.701402188496921e+001 | 6.8449e-07 | 37.014 | 3.701402188496921e+001 | 3.1478e-06 |  | 3.701402188496921e+001 | 6.1833e-06 |  | 3.701402188496921e+001 | 5.3658e-06 |  | 37.0397 | 4.096e-06 | 5.984 | 4.096e-06
3.703968694368393e+001 | 6.8376e-07 | 37.0397 | 3.703968694368393e+001 | 3.1469e-06 |  | 3.703968694368393e+001 | 6.1817e-06 |  | 3.703968694368393e+001 | 5.3644e-06 |  | 37.0654 | 4.096e-06 | 5.9903 | 4.096e-06
3.706536979822860e+001 | 6.8303e-07 | 37.0654 | 3.706536979822860e+001 | 3.146e-06 |  | 3.706536979822860e+001 | 6.1801e-06 |  | 3.706536979822860e+001 | 5.363e-06 |  | 37.0911 | 4.0959e-06 | 5.9966 | 4.0959e-06
3.709107046094260e+001 | 6.823e-07 | 37.0911 | 3.709107046094260e+001 | 3.1452e-06 |  | 3.709107046094260e+001 | 6.1785e-06 |  | 3.709107046094260e+001 | 5.3616e-06 |  | 37.1168 | 4.0958e-06 | 6.003 | 4.0958e-06
3.711678894417391e+001 | 6.8158e-07 | 37.1168 | 3.711678894417391e+001 | 3.1443e-06 |  | 3.711678894417391e+001 | 6.177e-06 |  | 3.711678894417391e+001 | 5.3602e-06 |  | 37.1425 | 4.0958e-06 | 6.0093 | 4.0958e-06
3.714252526027906e+001 | 6.8085e-07 | 37.1425 | 3.714252526027906e+001 | 3.1434e-06 |  | 3.714252526027906e+001 | 6.1754e-06 |  | 3.714252526027906e+001 | 5.3589e-06 |  | 37.1683 | 4.0957e-06 | 6.0156 | 4.0957e-06
3.716827942162312e+001 | 6.8012e-07 | 37.1683 | 3.716827942162312e+001 | 3.1425e-06 |  | 3.716827942162312e+001 | 6.1739e-06 |  | 3.716827942162312e+001 | 5.3575e-06 |  | 37.1941 | 4.0956e-06 | 6.0219 | 4.0956e-06
3.719405144057976e+001 | 6.794e-07 | 37.1941 | 3.719405144057976e+001 | 3.1416e-06 |  | 3.719405144057976e+001 | 6.1723e-06 |  | 3.719405144057976e+001 | 5.3561e-06 |  | 37.2198 | 4.0956e-06 | 6.0282 | 4.0956e-06
3.721984132953124e+001 | 6.7868e-07 | 37.2198 | 3.721984132953124e+001 | 3.1407e-06 |  | 3.721984132953124e+001 | 6.1707e-06 |  | 3.721984132953124e+001 | 5.3548e-06 |  | 37.2456 | 4.0955e-06 | 6.0346 | 4.0955e-06
3.724564910086838e+001 | 6.7796e-07 | 37.2456 | 3.724564910086838e+001 | 3.1399e-06 |  | 3.724564910086838e+001 | 6.1692e-06 |  | 3.724564910086838e+001 | 5.3534e-06 |  | 37.2715 | 4.0954e-06 | 6.0409 | 4.0954e-06
3.727147476699060e+001 | 6.7723e-07 | 37.2715 | 3.727147476699060e+001 | 3.139e-06 |  | 3.727147476699060e+001 | 6.1677e-06 |  | 3.727147476699060e+001 | 5.3521e-06 |  | 37.2973 | 4.0954e-06 | 6.0472 | 4.0954e-06
3.729731834030592e+001 | 6.7652e-07 | 37.2973 | 3.729731834030592e+001 | 3.1381e-06 |  | 3.729731834030592e+001 | 6.1661e-06 |  | 3.729731834030592e+001 | 5.3507e-06 |  | 37.3232 | 4.0953e-06 | 6.0535 | 4.0953e-06
3.732317983323097e+001 | 6.758e-07 | 37.3232 | 3.732317983323097e+001 | 3.1373e-06 |  | 3.732317983323097e+001 | 6.1646e-06 |  | 3.732317983323097e+001 | 5.3494e-06 |  | 37.3491 | 4.0953e-06 | 6.0599 | 4.0953e-06
3.734905925819098e+001 | 6.7508e-07 | 37.3491 | 3.734905925819098e+001 | 3.1364e-06 |  | 3.734905925819098e+001 | 6.1631e-06 |  | 3.734905925819098e+001 | 5.348e-06 |  | 37.375 | 4.0952e-06 | 6.0662 | 4.0952e-06
3.737495662761978e+001 | 6.7437e-07 | 37.375 | 3.737495662761978e+001 | 3.1355e-06 |  | 3.737495662761978e+001 | 6.1615e-06 |  | 3.737495662761978e+001 | 5.3467e-06 |  | 37.4009 | 4.0951e-06 | 6.0725 | 4.0951e-06
3.740087195395987e+001 | 6.7365e-07 | 37.4009 | 3.740087195395987e+001 | 3.1347e-06 |  | 3.740087195395987e+001 | 6.16e-06 |  | 3.740087195395987e+001 | 5.3453e-06 |  | 37.4268 | 4.0951e-06 | 6.0789 | 4.0951e-06
3.742680524966233e+001 | 6.7294e-07 | 37.4268 | 3.742680524966233e+001 | 3.1338e-06 |  | 3.742680524966233e+001 | 6.1585e-06 |  | 3.742680524966233e+001 | 5.344e-06 |  | 37.4528 | 4.095e-06 | 6.0852 | 4.095e-06
3.745275652718689e+001 | 6.7223e-07 | 37.4528 | 3.745275652718689e+001 | 3.1329e-06 |  | 3.745275652718689e+001 | 6.157e-06 |  | 3.745275652718689e+001 | 5.3427e-06 |  | 37.4787 | 4.0949e-06 | 6.0916 | 4.0949e-06
3.747872579900193e+001 | 6.7152e-07 | 37.4787 | 3.747872579900193e+001 | 3.1321e-06 |  | 3.747872579900193e+001 | 6.1555e-06 |  | 3.747872579900193e+001 | 5.3413e-06 |  | 37.5047 | 4.0949e-06 | 6.0979 | 4.0949e-06
3.750471307758446e+001 | 6.7081e-07 | 37.5047 | 3.750471307758446e+001 | 3.1312e-06 |  | 3.750471307758446e+001 | 6.154e-06 |  | 3.750471307758446e+001 | 5.34e-06 |  | 37.5307 | 4.0948e-06 | 6.1043 | 4.0948e-06
3.753071837542014e+001 | 6.701e-07 | 37.5307 | 3.753071837542014e+001 | 3.1304e-06 |  | 3.753071837542014e+001 | 6.1525e-06 |  | 3.753071837542014e+001 | 5.3387e-06 |  | 37.5567 | 4.0947e-06 | 6.1106 | 4.0947e-06
3.755674170500330e+001 | 6.6939e-07 | 37.5567 | 3.755674170500330e+001 | 3.1295e-06 |  | 3.755674170500330e+001 | 6.151e-06 |  | 3.755674170500330e+001 | 5.3374e-06 |  | 37.5828 | 4.0947e-06 | 6.117 | 4.0947e-06
3.758278307883693e+001 | 6.6869e-07 | 37.5828 | 3.758278307883693e+001 | 3.1287e-06 |  | 3.758278307883693e+001 | 6.1495e-06 |  | 3.758278307883693e+001 | 5.3361e-06 |  | 37.6088 | 4.0946e-06 | 6.1233 | 4.0946e-06
3.760884250943268e+001 | 6.6798e-07 | 37.6088 | 3.760884250943268e+001 | 3.1278e-06 |  | 3.760884250943268e+001 | 6.148e-06 |  | 3.760884250943268e+001 | 5.3348e-06 |  | 37.6349 | 4.0945e-06 | 6.1297 | 4.0945e-06
3.763492000931089e+001 | 6.6728e-07 | 37.6349 | 3.763492000931089e+001 | 3.127e-06 |  | 3.763492000931089e+001 | 6.1465e-06 |  | 3.763492000931089e+001 | 5.3335e-06 |  | 37.661 | 4.0945e-06 | 6.136 | 4.0945e-06
3.766101559100057e+001 | 6.6658e-07 | 37.661 | 3.766101559100057e+001 | 3.1262e-06 |  | 3.766101559100057e+001 | 6.145e-06 |  | 3.766101559100057e+001 | 5.3322e-06 |  | 37.6871 | 4.0944e-06 | 6.1424 | 4.0944e-06
3.768712926703942e+001 | 6.6588e-07 | 37.6871 | 3.768712926703942e+001 | 3.1253e-06 |  | 3.768712926703942e+001 | 6.1435e-06 |  | 3.768712926703942e+001 | 5.3309e-06 |  | 37.7133 | 4.0943e-06 | 6.1488 | 4.0943e-06
3.771326104997385e+001 | 6.6518e-07 | 37.7133 | 3.771326104997385e+001 | 3.1245e-06 |  | 3.771326104997385e+001 | 6.1421e-06 |  | 3.771326104997385e+001 | 5.3296e-06 |  | 37.7394 | 4.0943e-06 | 6.1551 | 4.0943e-06
3.773941095235892e+001 | 6.6448e-07 | 37.7394 | 3.773941095235892e+001 | 3.1237e-06 |  | 3.773941095235892e+001 | 6.1406e-06 |  | 3.773941095235892e+001 | 5.3283e-06 |  | 37.7656 | 4.0942e-06 | 6.1615 | 4.0942e-06
3.776557898675847e+001 | 6.6379e-07 | 37.7656 | 3.776557898675847e+001 | 3.1228e-06 |  | 3.776557898675847e+001 | 6.1391e-06 |  | 3.776557898675847e+001 | 5.327e-06 |  | 37.7918 | 4.0941e-06 | 6.1679 | 4.0942e-06
3.779176516574498e+001 | 6.6309e-07 | 37.7918 | 3.779176516574498e+001 | 3.122e-06 |  | 3.779176516574498e+001 | 6.1377e-06 |  | 3.779176516574498e+001 | 5.3257e-06 |  | 37.818 | 4.0941e-06 | 6.1743 | 4.0941e-06
3.781796950189970e+001 | 6.624e-07 | 37.818 | 3.781796950189970e+001 | 3.1212e-06 |  | 3.781796950189970e+001 | 6.1362e-06 |  | 3.781796950189970e+001 | 5.3244e-06 |  | 37.8442 | 4.094e-06 | 6.1806 | 4.094e-06
3.784419200781258e+001 | 6.617e-07 | 37.8442 | 3.784419200781258e+001 | 3.1203e-06 |  | 3.784419200781258e+001 | 6.1348e-06 |  | 3.784419200781258e+001 | 5.3231e-06 |  | 37.8704 | 4.094e-06 | 6.187 | 4.094e-06
3.787043269608229e+001 | 6.6101e-07 | 37.8704 | 3.787043269608229e+001 | 3.1195e-06 |  | 3.787043269608229e+001 | 6.1333e-06 |  | 3.787043269608229e+001 | 5.3219e-06 |  | 37.8967 | 4.0939e-06 | 6.1934 | 4.0939e-06
3.789669157931626e+001 | 6.6032e-07 | 37.8967 | 3.789669157931626e+001 | 3.1187e-06 |  | 3.789669157931626e+001 | 6.1319e-06 |  | 3.789669157931626e+001 | 5.3206e-06 |  | 37.923 | 4.0938e-06 | 6.1998 | 4.0938e-06
3.792296867013064e+001 | 6.5963e-07 | 37.923 | 3.792296867013064e+001 | 3.1179e-06 |  | 3.792296867013064e+001 | 6.1304e-06 |  | 3.792296867013064e+001 | 5.3193e-06 |  | 37.9493 | 4.0938e-06 | 6.2062 | 4.0938e-06
3.794926398115035e+001 | 6.5894e-07 | 37.9493 | 3.794926398115035e+001 | 3.1171e-06 |  | 3.794926398115035e+001 | 6.129e-06 |  | 3.794926398115035e+001 | 5.318e-06 |  | 37.9756 | 4.0937e-06 | 6.2125 | 4.0937e-06
3.797557752500904e+001 | 6.5825e-07 | 37.9756 | 3.797557752500904e+001 | 3.1162e-06 |  | 3.797557752500904e+001 | 6.1275e-06 |  | 3.797557752500904e+001 | 5.3168e-06 |  | 38.0019 | 4.0936e-06 | 6.2189 | 4.0936e-06
3.800190931434914e+001 | 6.5757e-07 | 38.0019 | 3.800190931434914e+001 | 3.1154e-06 |  | 3.800190931434914e+001 | 6.1261e-06 |  | 3.800190931434914e+001 | 5.3155e-06 |  | 38.0283 | 4.0936e-06 | 6.2253 | 4.0936e-06
3.802825936182184e+001 | 6.5688e-07 | 38.0283 | 3.802825936182184e+001 | 3.1146e-06 |  | 3.802825936182184e+001 | 6.1247e-06 |  | 3.802825936182184e+001 | 5.3143e-06 |  | 38.0546 | 4.0935e-06 | 6.2317 | 4.0935e-06
3.805462768008709e+001 | 6.562e-07 | 38.0546 | 3.805462768008709e+001 | 3.1138e-06 |  | 3.805462768008709e+001 | 6.1233e-06 |  | 3.805462768008709e+001 | 5.313e-06 |  | 38.081 | 4.0934e-06 | 6.2381 | 4.0934e-06
3.808101428181364e+001 | 6.5552e-07 | 38.081 | 3.808101428181364e+001 | 3.113e-06 |  | 3.808101428181364e+001 | 6.1218e-06 |  | 3.808101428181364e+001 | 5.3118e-06 |  | 38.1074 | 4.0934e-06 | 6.2445 | 4.0934e-06
3.810741917967900e+001 | 6.5483e-07 | 38.1074 | 3.810741917967900e+001 | 3.1122e-06 |  | 3.810741917967900e+001 | 6.1204e-06 |  | 3.810741917967900e+001 | 5.3105e-06 |  | 38.1338 | 4.0933e-06 | 6.2509 | 4.0933e-06
3.813384238636949e+001 | 6.5415e-07 | 38.1338 | 3.813384238636949e+001 | 3.1114e-06 |  | 3.813384238636949e+001 | 6.119e-06 |  | 3.813384238636949e+001 | 5.3093e-06 |  | 38.1603 | 4.0933e-06 | 6.2573 | 4.0933e-06
3.816028391458023e+001 | 6.5348e-07 | 38.1603 | 3.816028391458023e+001 | 3.1106e-06 |  | 3.816028391458023e+001 | 6.1176e-06 |  | 3.816028391458023e+001 | 5.308e-06 |  | 38.1867 | 4.0932e-06 | 6.2637 | 4.0932e-06
3.818674377701512e+001 | 6.528e-07 | 38.1867 | 3.818674377701512e+001 | 3.1098e-06 |  | 3.818674377701512e+001 | 6.1162e-06 |  | 3.818674377701512e+001 | 5.3068e-06 |  | 38.2132 | 4.0931e-06 | 6.2701 | 4.0931e-06
3.821322198638688e+001 | 6.5212e-07 | 38.2132 | 3.821322198638688e+001 | 3.109e-06 |  | 3.821322198638688e+001 | 6.1148e-06 |  | 3.821322198638688e+001 | 5.3056e-06 |  | 38.2397 | 4.0931e-06 | 6.2765 | 4.0931e-06
3.823971855541705e+001 | 6.5144e-07 | 38.2397 | 3.823971855541705e+001 | 3.1082e-06 |  | 3.823971855541705e+001 | 6.1134e-06 |  | 3.823971855541705e+001 | 5.3043e-06 |  | 38.2662 | 4.093e-06 | 6.2829 | 4.093e-06
3.826623349683599e+001 | 6.5077e-07 | 38.2662 | 3.826623349683599e+001 | 3.1074e-06 |  | 3.826623349683599e+001 | 6.112e-06 |  | 3.826623349683599e+001 | 5.3031e-06 |  | 38.2928 | 4.0929e-06 | 6.2894 | 4.0929e-06
3.829276682338288e+001 | 6.501e-07 | 38.2928 | 3.829276682338288e+001 | 3.1066e-06 |  | 3.829276682338288e+001 | 6.1106e-06 |  | 3.829276682338288e+001 | 5.3019e-06 |  | 38.3193 | 4.0929e-06 | 6.2958 | 4.0929e-06
3.831931854780573e+001 | 6.4943e-07 | 38.3193 | 3.831931854780573e+001 | 3.1058e-06 |  | 3.831931854780573e+001 | 6.1092e-06 |  | 3.831931854780573e+001 | 5.3007e-06 |  | 38.3459 | 4.0928e-06 | 6.3022 | 4.0928e-06
3.834588868286141e+001 | 6.4875e-07 | 38.3459 | 3.834588868286141e+001 | 3.1051e-06 |  | 3.834588868286141e+001 | 6.1078e-06 |  | 3.834588868286141e+001 | 5.2995e-06 |  | 38.3725 | 4.0927e-06 | 6.3086 | 4.0927e-06
3.837247724131562e+001 | 6.4808e-07 | 38.3725 | 3.837247724131562e+001 | 3.1043e-06 |  | 3.837247724131562e+001 | 6.1065e-06 |  | 3.837247724131562e+001 | 5.2983e-06 |  | 38.3991 | 4.0927e-06 | 6.315 | 4.0927e-06
3.839908423594291e+001 | 6.4742e-07 | 38.3991 | 3.839908423594291e+001 | 3.1035e-06 |  | 3.839908423594291e+001 | 6.1051e-06 |  | 3.839908423594291e+001 | 5.297e-06 |  | 38.4257 | 4.0926e-06 | 6.3215 | 4.0926e-06
3.842570967952669e+001 | 6.4675e-07 | 38.4257 | 3.842570967952669e+001 | 3.1027e-06 |  | 3.842570967952669e+001 | 6.1037e-06 |  | 3.842570967952669e+001 | 5.2958e-06 |  | 38.4524 | 4.0926e-06 | 6.3279 | 4.0926e-06
3.845235358485924e+001 | 6.4608e-07 | 38.4524 | 3.845235358485924e+001 | 3.1019e-06 |  | 3.845235358485924e+001 | 6.1024e-06 |  | 3.845235358485924e+001 | 5.2946e-06 |  | 38.479 | 4.0925e-06 | 6.3343 | 4.0925e-06
3.847901596474170e+001 | 6.4542e-07 | 38.479 | 3.847901596474170e+001 | 3.1012e-06 |  | 3.847901596474170e+001 | 6.101e-06 |  | 3.847901596474170e+001 | 5.2934e-06 |  | 38.5057 | 4.0924e-06 | 6.3408 | 4.0924e-06
3.850569683198409e+001 | 6.4475e-07 | 38.5057 | 3.850569683198409e+001 | 3.1004e-06 |  | 3.850569683198409e+001 | 6.0996e-06 |  | 3.850569683198409e+001 | 5.2922e-06 |  | 38.5324 | 4.0924e-06 | 6.3472 | 4.0924e-06
3.853239619940532e+001 | 6.4409e-07 | 38.5324 | 3.853239619940532e+001 | 3.0996e-06 |  | 3.853239619940532e+001 | 6.0983e-06 |  | 3.853239619940532e+001 | 5.291e-06 |  | 38.5591 | 4.0923e-06 | 6.3536 | 4.0923e-06
3.855911407983317e+001 | 6.4343e-07 | 38.5591 | 3.855911407983317e+001 | 3.0989e-06 |  | 3.855911407983317e+001 | 6.0969e-06 |  | 3.855911407983317e+001 | 5.2899e-06 |  | 38.5859 | 4.0922e-06 | 6.3601 | 4.0922e-06
3.858585048610435e+001 | 6.4277e-07 | 38.5859 | 3.858585048610435e+001 | 3.0981e-06 |  | 3.858585048610435e+001 | 6.0956e-06 |  | 3.858585048610435e+001 | 5.2887e-06 |  | 38.6126 | 4.0922e-06 | 6.3665 | 4.0922e-06
3.861260543106442e+001 | 6.4211e-07 | 38.6126 | 3.861260543106442e+001 | 3.0973e-06 |  | 3.861260543106442e+001 | 6.0942e-06 |  | 3.861260543106442e+001 | 5.2875e-06 |  | 38.6394 | 4.0921e-06 | 6.3729 | 4.0921e-06
3.863937892756790e+001 | 6.4145e-07 | 38.6394 | 3.863937892756790e+001 | 3.0966e-06 |  | 3.863937892756790e+001 | 6.0929e-06 |  | 3.863937892756790e+001 | 5.2863e-06 |  | 38.6662 | 4.092e-06 | 6.3794 | 4.092e-06
3.866617098847817e+001 | 6.4079e-07 | 38.6662 | 3.866617098847817e+001 | 3.0958e-06 |  | 3.866617098847817e+001 | 6.0915e-06 |  | 3.866617098847817e+001 | 5.2851e-06 |  | 38.693 | 4.092e-06 | 6.3858 | 4.092e-06
3.869298162666758e+001 | 6.4013e-07 | 38.693 | 3.869298162666758e+001 | 3.095e-06 |  | 3.869298162666758e+001 | 6.0902e-06 |  | 3.869298162666758e+001 | 5.2839e-06 |  | 38.7198 | 4.0919e-06 | 6.3923 | 4.0919e-06
3.871981085501738e+001 | 6.3948e-07 | 38.7198 | 3.871981085501738e+001 | 3.0943e-06 |  | 3.871981085501738e+001 | 6.0889e-06 |  | 3.871981085501738e+001 | 5.2828e-06 |  | 38.7467 | 4.0919e-06 | 6.3987 | 4.0919e-06
3.874665868641774e+001 | 6.3882e-07 | 38.7467 | 3.874665868641774e+001 | 3.0935e-06 |  | 3.874665868641774e+001 | 6.0875e-06 |  | 3.874665868641774e+001 | 5.2816e-06 |  | 38.7735 | 4.0918e-06 | 6.4052 | 4.0918e-06
3.877352513376779e+001 | 6.3817e-07 | 38.7735 | 3.877352513376779e+001 | 3.0928e-06 |  | 3.877352513376779e+001 | 6.0862e-06 |  | 3.877352513376779e+001 | 5.2804e-06 |  | 38.8004 | 4.0917e-06 | 6.4116 | 4.0917e-06
3.880041020997560e+001 | 6.3752e-07 | 38.8004 | 3.880041020997560e+001 | 3.092e-06 |  | 3.880041020997560e+001 | 6.0849e-06 |  | 3.880041020997560e+001 | 5.2793e-06 |  | 38.8273 | 4.0917e-06 | 6.4181 | 4.0917e-06
3.882731392795819e+001 | 6.3687e-07 | 38.8273 | 3.882731392795819e+001 | 3.0913e-06 |  | 3.882731392795819e+001 | 6.0836e-06 |  | 3.882731392795819e+001 | 5.2781e-06 |  | 38.8542 | 4.0916e-06 | 6.4246 | 4.0916e-06
3.885423630064151e+001 | 6.3622e-07 | 38.8542 | 3.885423630064151e+001 | 3.0905e-06 |  | 3.885423630064151e+001 | 6.0823e-06 |  | 3.885423630064151e+001 | 5.277e-06 |  | 38.8812 | 4.0915e-06 | 6.431 | 4.0915e-06
3.888117734096053e+001 | 6.3557e-07 | 38.8812 | 3.888117734096053e+001 | 3.0898e-06 |  | 3.888117734096053e+001 | 6.0809e-06 |  | 3.888117734096053e+001 | 5.2758e-06 |  | 38.9081 | 4.0915e-06 | 6.4375 | 4.0915e-06
3.890813706185912e+001 | 6.3492e-07 | 38.9081 | 3.890813706185912e+001 | 3.089e-06 |  | 3.890813706185912e+001 | 6.0796e-06 |  | 3.890813706185912e+001 | 5.2747e-06 |  | 38.9351 | 4.0914e-06 | 6.444 | 4.0914e-06
3.893511547629018e+001 | 6.3428e-07 | 38.9351 | 3.893511547629018e+001 | 3.0883e-06 |  | 3.893511547629018e+001 | 6.0783e-06 |  | 3.893511547629018e+001 | 5.2735e-06 |  | 38.9621 | 4.0914e-06 | 6.4504 | 4.0914e-06
3.896211259721557e+001 | 6.3363e-07 | 38.9621 | 3.896211259721557e+001 | 3.0876e-06 |  | 3.896211259721557e+001 | 6.077e-06 |  | 3.896211259721557e+001 | 5.2724e-06 |  | 38.9891 | 4.0913e-06 | 6.4569 | 4.0913e-06
3.898912843760613e+001 | 6.3299e-07 | 38.9891 | 3.898912843760613e+001 | 3.0868e-06 |  | 3.898912843760613e+001 | 6.0757e-06 |  | 3.898912843760613e+001 | 5.2712e-06 |  | 39.0162 | 4.0912e-06 | 6.4634 | 4.0912e-06
3.901616301044172e+001 | 6.3234e-07 | 39.0162 | 3.901616301044172e+001 | 3.0861e-06 |  | 3.901616301044172e+001 | 6.0744e-06 |  | 3.901616301044172e+001 | 5.2701e-06 |  | 39.0432 | 4.0912e-06 | 6.4699 | 4.0912e-06
3.904321632871116e+001 | 6.317e-07 | 39.0432 | 3.904321632871116e+001 | 3.0854e-06 |  | 3.904321632871116e+001 | 6.0732e-06 |  | 3.904321632871116e+001 | 5.269e-06 |  | 39.0703 | 4.0911e-06 | 6.4763 | 4.0911e-06
3.907028840541231e+001 | 6.3106e-07 | 39.0703 | 3.907028840541231e+001 | 3.0846e-06 |  | 3.907028840541231e+001 | 6.0719e-06 |  | 3.907028840541231e+001 | 5.2678e-06 |  | 39.0974 | 4.091e-06 | 6.4828 | 4.091e-06
3.909737925355204e+001 | 6.3042e-07 | 39.0974 | 3.909737925355204e+001 | 3.0839e-06 |  | 3.909737925355204e+001 | 6.0706e-06 |  | 3.909737925355204e+001 | 5.2667e-06 |  | 39.1245 | 4.091e-06 | 6.4893 | 4.091e-06
3.912448888614621e+001 | 6.2978e-07 | 39.1245 | 3.912448888614621e+001 | 3.0832e-06 |  | 3.912448888614621e+001 | 6.0693e-06 |  | 3.912448888614621e+001 | 5.2656e-06 |  | 39.1516 | 4.0909e-06 | 6.4958 | 4.0909e-06
3.915161731621974e+001 | 6.2914e-07 | 39.1516 | 3.915161731621974e+001 | 3.0824e-06 |  | 3.915161731621974e+001 | 6.068e-06 |  | 3.915161731621974e+001 | 5.2645e-06 |  | 39.1788 | 4.0909e-06 | 6.5023 | 4.0909e-06
3.917876455680656e+001 | 6.2851e-07 | 39.1788 | 3.917876455680656e+001 | 3.0817e-06 |  | 3.917876455680656e+001 | 6.0668e-06 |  | 3.917876455680656e+001 | 5.2633e-06 |  | 39.2059 | 4.0908e-06 | 6.5088 | 4.0908e-06
3.920593062094964e+001 | 6.2787e-07 | 39.2059 | 3.920593062094964e+001 | 3.081e-06 |  | 3.920593062094964e+001 | 6.0655e-06 |  | 3.920593062094964e+001 | 5.2622e-06 |  | 39.2331 | 4.0907e-06 | 6.5152 | 4.0907e-06
3.923311552170102e+001 | 6.2724e-07 | 39.2331 | 3.923311552170102e+001 | 3.0803e-06 |  | 3.923311552170102e+001 | 6.0642e-06 |  | 3.923311552170102e+001 | 5.2611e-06 |  | 39.2603 | 4.0907e-06 | 6.5217 | 4.0907e-06
3.926031927212174e+001 | 6.266e-07 | 39.2603 | 3.926031927212174e+001 | 3.0796e-06 |  | 3.926031927212174e+001 | 6.063e-06 |  | 3.926031927212174e+001 | 5.26e-06 |  | 39.2875 | 4.0906e-06 | 6.5282 | 4.0906e-06
3.928754188528195e+001 | 6.2597e-07 | 39.2875 | 3.928754188528195e+001 | 3.0788e-06 |  | 3.928754188528195e+001 | 6.0617e-06 |  | 3.928754188528195e+001 | 5.2589e-06 |  | 39.3148 | 4.0905e-06 | 6.5347 | 4.0905e-06
3.931478337426081e+001 | 6.2534e-07 | 39.3148 | 3.931478337426081e+001 | 3.0781e-06 |  | 3.931478337426081e+001 | 6.0604e-06 |  | 3.931478337426081e+001 | 5.2578e-06 |  | 39.342 | 4.0905e-06 | 6.5412 | 4.0905e-06
3.934204375214659e+001 | 6.2471e-07 | 39.342 | 3.934204375214659e+001 | 3.0774e-06 |  | 3.934204375214659e+001 | 6.0592e-06 |  | 3.934204375214659e+001 | 5.2567e-06 |  | 39.3693 | 4.0904e-06 | 6.5477 | 4.0904e-06
3.936932303203663e+001 | 6.2408e-07 | 39.3693 | 3.936932303203663e+001 | 3.0767e-06 |  | 3.936932303203663e+001 | 6.0579e-06 |  | 3.936932303203663e+001 | 5.2556e-06 |  | 39.3966 | 4.0904e-06 | 6.5542 | 4.0904e-06
3.939662122703734e+001 | 6.2345e-07 | 39.3966 | 3.939662122703734e+001 | 3.076e-06 |  | 3.939662122703734e+001 | 6.0567e-06 |  | 3.939662122703734e+001 | 5.2545e-06 |  | 39.4239 | 4.0903e-06 | 6.5607 | 4.0903e-06
3.942393835026420e+001 | 6.2282e-07 | 39.4239 | 3.942393835026420e+001 | 3.0753e-06 |  | 3.942393835026420e+001 | 6.0554e-06 |  | 3.942393835026420e+001 | 5.2534e-06 |  | 39.4513 | 4.0902e-06 | 6.5673 | 4.0902e-06
3.945127441484183e+001 | 6.222e-07 | 39.4513 | 3.945127441484183e+001 | 3.0746e-06 |  | 3.945127441484183e+001 | 6.0542e-06 |  | 3.945127441484183e+001 | 5.2523e-06 |  | 39.4786 | 4.0902e-06 | 6.5738 | 4.0902e-06
3.947862943390391e+001 | 6.2157e-07 | 39.4786 | 3.947862943390391e+001 | 3.0739e-06 |  | 3.947862943390391e+001 | 6.053e-06 |  | 3.947862943390391e+001 | 5.2512e-06 |  | 39.506 | 4.0901e-06 | 6.5803 | 4.0901e-06
3.950600342059324e+001 | 6.2095e-07 | 39.506 | 3.950600342059324e+001 | 3.0732e-06 |  | 3.950600342059324e+001 | 6.0517e-06 |  | 3.950600342059324e+001 | 5.2501e-06 |  | 39.5334 | 4.09e-06 | 6.5868 | 4.09e-06
3.953339638806175e+001 | 6.2032e-07 | 39.5334 | 3.953339638806175e+001 | 3.0725e-06 |  | 3.953339638806175e+001 | 6.0505e-06 |  | 3.953339638806175e+001 | 5.249e-06 |  | 39.5608 | 4.09e-06 | 6.5933 | 4.09e-06
3.956080834947046e+001 | 6.197e-07 | 39.5608 | 3.956080834947046e+001 | 3.0718e-06 |  | 3.956080834947046e+001 | 6.0493e-06 |  | 3.956080834947046e+001 | 5.248e-06 |  | 39.5882 | 4.0899e-06 | 6.5998 | 4.0899e-06
3.958823931798954e+001 | 6.1908e-07 | 39.5882 | 3.958823931798954e+001 | 3.0711e-06 |  | 3.958823931798954e+001 | 6.0481e-06 |  | 3.958823931798954e+001 | 5.2469e-06 |  | 39.6157 | 4.0899e-06 | 6.6064 | 4.0899e-06
3.961568930679827e+001 | 6.1846e-07 | 39.6157 | 3.961568930679827e+001 | 3.0704e-06 |  | 3.961568930679827e+001 | 6.0468e-06 |  | 3.961568930679827e+001 | 5.2458e-06 |  | 39.6432 | 4.0898e-06 | 6.6129 | 4.0898e-06
3.964315832908510e+001 | 6.1784e-07 | 39.6432 | 3.964315832908510e+001 | 3.0697e-06 |  | 3.964315832908510e+001 | 6.0456e-06 |  | 3.964315832908510e+001 | 5.2448e-06 |  | 39.6706 | 4.0897e-06 | 6.6194 | 4.0897e-06
3.967064639804759e+001 | 6.1722e-07 | 39.6706 | 3.967064639804759e+001 | 3.069e-06 |  | 3.967064639804759e+001 | 6.0444e-06 |  | 3.967064639804759e+001 | 5.2437e-06 |  | 39.6982 | 4.0897e-06 | 6.6259 | 4.0897e-06
3.969815352689246e+001 | 6.1661e-07 | 39.6982 | 3.969815352689246e+001 | 3.0683e-06 |  | 3.969815352689246e+001 | 6.0432e-06 |  | 3.969815352689246e+001 | 5.2426e-06 |  | 39.7257 | 4.0896e-06 | 6.6325 | 4.0896e-06
3.972567972883561e+001 | 6.1599e-07 | 39.7257 | 3.972567972883561e+001 | 3.0676e-06 |  | 3.972567972883561e+001 | 6.042e-06 |  | 3.972567972883561e+001 | 5.2416e-06 |  | 39.7532 | 4.0896e-06 | 6.639 | 4.0896e-06
3.975322501710208e+001 | 6.1538e-07 | 39.7532 | 3.975322501710208e+001 | 3.0669e-06 |  | 3.975322501710208e+001 | 6.0408e-06 |  | 3.975322501710208e+001 | 5.2405e-06 |  | 39.7808 | 4.0895e-06 | 6.6455 | 4.0895e-06
3.978078940492608e+001 | 6.1476e-07 | 39.7808 | 3.978078940492608e+001 | 3.0663e-06 |  | 3.978078940492608e+001 | 6.0396e-06 |  | 3.978078940492608e+001 | 5.2394e-06 |  | 39.8084 | 4.0894e-06 | 6.6521 | 4.0894e-06
3.980837290555102e+001 | 6.1415e-07 | 39.8084 | 3.980837290555102e+001 | 3.0656e-06 |  | 3.980837290555102e+001 | 6.0384e-06 |  | 3.980837290555102e+001 | 5.2384e-06 |  | 39.836 | 4.0894e-06 | 6.6586 | 4.0894e-06
3.983597553222946e+001 | 6.1354e-07 | 39.836 | 3.983597553222946e+001 | 3.0649e-06 |  | 3.983597553222946e+001 | 6.0372e-06 |  | 3.983597553222946e+001 | 5.2373e-06 |  | 39.8636 | 4.0893e-06 | 6.6651 | 4.0893e-06
3.986359729822318e+001 | 6.1293e-07 | 39.8636 | 3.986359729822318e+001 | 3.0642e-06 |  | 3.986359729822318e+001 | 6.036e-06 |  | 3.986359729822318e+001 | 5.2363e-06 |  | 39.8912 | 4.0892e-06 | 6.6717 | 4.0892e-06
3.989123821680313e+001 | 6.1232e-07 | 39.8912 | 3.989123821680313e+001 | 3.0635e-06 |  | 3.989123821680313e+001 | 6.0348e-06 |  | 3.989123821680313e+001 | 5.2353e-06 |  | 39.9189 | 4.0892e-06 | 6.6782 | 4.0892e-06
3.991889830124948e+001 | 6.1171e-07 | 39.9189 | 3.991889830124948e+001 | 3.0629e-06 |  | 3.991889830124948e+001 | 6.0337e-06 |  | 3.991889830124948e+001 | 5.2342e-06 |  | 39.9466 | 4.0891e-06 | 6.6848 | 4.0891e-06
3.994657756485159e+001 | 6.111e-07 | 39.9466 | 3.994657756485159e+001 | 3.0622e-06 |  | 3.994657756485159e+001 | 6.0325e-06 |  | 3.994657756485159e+001 | 5.2332e-06 |  | 39.9743 | 4.0891e-06 | 6.6913 | 4.0891e-06
3.997427602090807e+001 | 6.1049e-07 | 39.9743 | 3.997427602090807e+001 | 3.0615e-06 |  | 3.997427602090807e+001 | 6.0313e-06 |  | 3.997427602090807e+001 | 5.2321e-06 |  | 40.002 | 4.089e-06 | 6.6979 | 4.089e-06
4.000199368272671e+001 | 6.0989e-07 | 40.002 | 4.000199368272671e+001 | 3.0609e-06 |  | 4.000199368272671e+001 | 6.0301e-06 |  | 4.000199368272671e+001 | 5.2311e-06 |  | 40.0297 | 4.0889e-06 | 6.7044 | 4.0889e-06
4.002973056362454e+001 | 6.0928e-07 | 40.0297 | 4.002973056362454e+001 | 3.0602e-06 |  | 4.002973056362454e+001 | 6.0289e-06 |  | 4.002973056362454e+001 | 5.2301e-06 |  | 40.0575 | 4.0889e-06 | 6.711 | 4.0889e-06
4.005748667692784e+001 | 6.0868e-07 | 40.0575 | 4.005748667692784e+001 | 3.0595e-06 |  | 4.005748667692784e+001 | 6.0278e-06 |  | 4.005748667692784e+001 | 5.2291e-06 |  | 40.0853 | 4.0888e-06 | 6.7176 | 4.0888e-06
4.008526203597211e+001 | 6.0807e-07 | 40.0853 | 4.008526203597211e+001 | 3.0589e-06 |  | 4.008526203597211e+001 | 6.0266e-06 |  | 4.008526203597211e+001 | 5.228e-06 |  | 40.1131 | 4.0888e-06 | 6.7241 | 4.0888e-06
4.011305665410211e+001 | 6.0747e-07 | 40.1131 | 4.011305665410211e+001 | 3.0582e-06 |  | 4.011305665410211e+001 | 6.0255e-06 |  | 4.011305665410211e+001 | 5.227e-06 |  | 40.1409 | 4.0887e-06 | 6.7307 | 4.0887e-06
4.014087054467185e+001 | 6.0687e-07 | 40.1409 | 4.014087054467185e+001 | 3.0575e-06 |  | 4.014087054467185e+001 | 6.0243e-06 |  | 4.014087054467185e+001 | 5.226e-06 |  | 40.1687 | 4.0886e-06 | 6.7372 | 4.0886e-06
4.016870372104460e+001 | 6.0627e-07 | 40.1687 | 4.016870372104460e+001 | 3.0569e-06 |  | 4.016870372104460e+001 | 6.0231e-06 |  | 4.016870372104460e+001 | 5.225e-06 |  | 40.1966 | 4.0886e-06 | 6.7438 | 4.0886e-06
4.019655619659289e+001 | 6.0567e-07 | 40.1966 | 4.019655619659289e+001 | 3.0562e-06 |  | 4.019655619659289e+001 | 6.022e-06 |  | 4.019655619659289e+001 | 5.224e-06 |  | 40.2244 | 4.0885e-06 | 6.7504 | 4.0885e-06
4.022442798469852e+001 | 6.0507e-07 | 40.2244 | 4.022442798469852e+001 | 3.0556e-06 |  | 4.022442798469852e+001 | 6.0208e-06 |  | 4.022442798469852e+001 | 5.2229e-06 |  | 40.2523 | 4.0885e-06 | 6.757 | 4.0885e-06
4.025231909875259e+001 | 6.0448e-07 | 40.2523 | 4.025231909875259e+001 | 3.0549e-06 |  | 4.025231909875259e+001 | 6.0197e-06 |  | 4.025231909875259e+001 | 5.2219e-06 |  | 40.2802 | 4.0884e-06 | 6.7635 | 4.0884e-06
4.028022955215546e+001 | 6.0388e-07 | 40.2802 | 4.028022955215546e+001 | 3.0543e-06 |  | 4.028022955215546e+001 | 6.0186e-06 |  | 4.028022955215546e+001 | 5.2209e-06 |  | 40.3082 | 4.0883e-06 | 6.7701 | 4.0883e-06
4.030815935831679e+001 | 6.0329e-07 | 40.3082 | 4.030815935831679e+001 | 3.0536e-06 |  | 4.030815935831679e+001 | 6.0174e-06 |  | 4.030815935831679e+001 | 5.2199e-06 |  | 40.3361 | 4.0883e-06 | 6.7767 | 4.0883e-06
4.033610853065555e+001 | 6.0269e-07 | 40.3361 | 4.033610853065555e+001 | 3.053e-06 |  | 4.033610853065555e+001 | 6.0163e-06 |  | 4.033610853065555e+001 | 5.2189e-06 |  | 40.3641 | 4.0882e-06 | 6.7833 | 4.0882e-06
4.036407708260000e+001 | 6.021e-07 | 40.3641 | 4.036407708260000e+001 | 3.0523e-06 |  | 4.036407708260000e+001 | 6.0151e-06 |  | 4.036407708260000e+001 | 5.2179e-06 |  | 40.3921 | 4.0882e-06 | 6.7898 | 4.0882e-06
4.039206502758771e+001 | 6.0151e-07 | 40.3921 | 4.039206502758771e+001 | 3.0517e-06 |  | 4.039206502758771e+001 | 6.014e-06 |  | 4.039206502758771e+001 | 5.2169e-06 |  | 40.4201 | 4.0881e-06 | 6.7964 | 4.0881e-06
4.042007237906559e+001 | 6.0091e-07 | 40.4201 | 4.042007237906559e+001 | 3.051e-06 |  | 4.042007237906559e+001 | 6.0129e-06 |  | 4.042007237906559e+001 | 5.216e-06 |  | 40.4481 | 4.088e-06 | 6.803 | 4.088e-06
4.044809915048983e+001 | 6.0032e-07 | 40.4481 | 4.044809915048983e+001 | 3.0504e-06 |  | 4.044809915048983e+001 | 6.0118e-06 |  | 4.044809915048983e+001 | 5.215e-06 |  | 40.4761 | 4.088e-06 | 6.8096 | 4.088e-06
4.047614535532600e+001 | 5.9973e-07 | 40.4761 | 4.047614535532600e+001 | 3.0498e-06 |  | 4.047614535532600e+001 | 6.0106e-06 |  | 4.047614535532600e+001 | 5.214e-06 |  | 40.5042 | 4.0879e-06 | 6.8162 | 4.0879e-06
4.050421100704897e+001 | 5.9915e-07 | 40.5042 | 4.050421100704897e+001 | 3.0491e-06 |  | 4.050421100704897e+001 | 6.0095e-06 |  | 4.050421100704897e+001 | 5.213e-06 |  | 40.5323 | 4.0879e-06 | 6.8228 | 4.0879e-06
4.053229611914298e+001 | 5.9856e-07 | 40.5323 | 4.053229611914298e+001 | 3.0485e-06 |  | 4.053229611914298e+001 | 6.0084e-06 |  | 4.053229611914298e+001 | 5.212e-06 |  | 40.5604 | 4.0878e-06 | 6.8294 | 4.0878e-06
4.056040070510160e+001 | 5.9797e-07 | 40.5604 | 4.056040070510160e+001 | 3.0479e-06 |  | 4.056040070510160e+001 | 6.0073e-06 |  | 4.056040070510160e+001 | 5.211e-06 |  | 40.5885 | 4.0877e-06 | 6.836 | 4.0877e-06
4.058852477842777e+001 | 5.9739e-07 | 40.5885 | 4.058852477842777e+001 | 3.0472e-06 |  | 4.058852477842777e+001 | 6.0062e-06 |  | 4.058852477842777e+001 | 5.2101e-06 |  | 40.6167 | 4.0877e-06 | 6.8426 | 4.0877e-06
4.061666835263377e+001 | 5.968e-07 | 40.6167 | 4.061666835263377e+001 | 3.0466e-06 |  | 4.061666835263377e+001 | 6.0051e-06 |  | 4.061666835263377e+001 | 5.2091e-06 |  | 40.6448 | 4.0876e-06 | 6.8492 | 4.0876e-06
4.064483144124128e+001 | 5.9622e-07 | 40.6448 | 4.064483144124128e+001 | 3.046e-06 |  | 4.064483144124128e+001 | 6.004e-06 |  | 4.064483144124128e+001 | 5.2081e-06 |  | 40.673 | 4.0876e-06 | 6.8558 | 4.0876e-06
4.067301405778134e+001 | 5.9564e-07 | 40.673 | 4.067301405778134e+001 | 3.0453e-06 |  | 4.067301405778134e+001 | 6.0029e-06 |  | 4.067301405778134e+001 | 5.2071e-06 |  | 40.7012 | 4.0875e-06 | 6.8624 | 4.0875e-06
4.070121621579438e+001 | 5.9505e-07 | 40.7012 | 4.070121621579438e+001 | 3.0447e-06 |  | 4.070121621579438e+001 | 6.0018e-06 |  | 4.070121621579438e+001 | 5.2062e-06 |  | 40.7294 | 4.0874e-06 | 6.869 | 4.0874e-06
4.072943792883019e+001 | 5.9447e-07 | 40.7294 | 4.072943792883019e+001 | 3.0441e-06 |  | 4.072943792883019e+001 | 6.0007e-06 |  | 4.072943792883019e+001 | 5.2052e-06 |  | 40.7577 | 4.0874e-06 | 6.8756 | 4.0874e-06
4.075767921044800e+001 | 5.9389e-07 | 40.7577 | 4.075767921044800e+001 | 3.0435e-06 |  | 4.075767921044800e+001 | 5.9996e-06 |  | 4.075767921044800e+001 | 5.2043e-06 |  | 40.7859 | 4.0873e-06 | 6.8822 | 4.0873e-06
4.078594007421641e+001 | 5.9331e-07 | 40.7859 | 4.078594007421641e+001 | 3.0428e-06 |  | 4.078594007421641e+001 | 5.9985e-06 |  | 4.078594007421641e+001 | 5.2033e-06 |  | 40.8142 | 4.0873e-06 | 6.8889 | 4.0873e-06
4.081422053371343e+001 | 5.9274e-07 | 40.8142 | 4.081422053371343e+001 | 3.0422e-06 |  | 4.081422053371343e+001 | 5.9974e-06 |  | 4.081422053371343e+001 | 5.2023e-06 |  | 40.8425 | 4.0872e-06 | 6.8955 | 4.0872e-06
4.084252060252651e+001 | 5.9216e-07 | 40.8425 | 4.084252060252651e+001 | 3.0416e-06 |  | 4.084252060252651e+001 | 5.9963e-06 |  | 4.084252060252651e+001 | 5.2014e-06 |  | 40.8708 | 4.0871e-06 | 6.9021 | 4.0871e-06
4.087084029425249e+001 | 5.9158e-07 | 40.8708 | 4.087084029425249e+001 | 3.041e-06 |  | 4.087084029425249e+001 | 5.9953e-06 |  | 4.087084029425249e+001 | 5.2004e-06 |  | 40.8992 | 4.0871e-06 | 6.9087 | 4.0871e-06
4.089917962249766e+001 | 5.9101e-07 | 40.8992 | 4.089917962249766e+001 | 3.0404e-06 |  | 4.089917962249766e+001 | 5.9942e-06 |  | 4.089917962249766e+001 | 5.1995e-06 |  | 40.9275 | 4.087e-06 | 6.9153 | 4.087e-06
4.092753860087773e+001 | 5.9043e-07 | 40.9275 | 4.092753860087773e+001 | 3.0398e-06 |  | 4.092753860087773e+001 | 5.9931e-06 |  | 4.092753860087773e+001 | 5.1986e-06 |  | 40.9559 | 4.087e-06 | 6.922 | 4.087e-06
4.095591724301787e+001 | 5.8986e-07 | 40.9559 | 4.095591724301787e+001 | 3.0391e-06 |  | 4.095591724301787e+001 | 5.992e-06 |  | 4.095591724301787e+001 | 5.1976e-06 |  | 40.9843 | 4.0869e-06 | 6.9286 | 4.0869e-06
4.098431556255267e+001 | 5.8929e-07 | 40.9843 | 4.098431556255267e+001 | 3.0385e-06 |  | 4.098431556255267e+001 | 5.991e-06 |  | 4.098431556255267e+001 | 5.1967e-06 |  | 41.0127 | 4.0868e-06 | 6.9352 | 4.0868e-06
4.101273357312619e+001 | 5.8872e-07 | 41.0127 | 4.101273357312619e+001 | 3.0379e-06 |  | 4.101273357312619e+001 | 5.9899e-06 |  | 4.101273357312619e+001 | 5.1957e-06 |  | 41.0412 | 4.0868e-06 | 6.9419 | 4.0868e-06
4.104117128839196e+001 | 5.8814e-07 | 41.0412 | 4.104117128839196e+001 | 3.0373e-06 |  | 4.104117128839196e+001 | 5.9889e-06 |  | 4.104117128839196e+001 | 5.1948e-06 |  | 41.0696 | 4.0867e-06 | 6.9485 | 4.0867e-06
4.106962872201295e+001 | 5.8757e-07 | 41.0696 | 4.106962872201295e+001 | 3.0367e-06 |  | 4.106962872201295e+001 | 5.9878e-06 |  | 4.106962872201295e+001 | 5.1939e-06 |  | 41.0981 | 4.0867e-06 | 6.9551 | 4.0867e-06
4.109810588766163e+001 | 5.8701e-07 | 41.0981 | 4.109810588766163e+001 | 3.0361e-06 |  | 4.109810588766163e+001 | 5.9867e-06 |  | 4.109810588766163e+001 | 5.1929e-06 |  | 41.1266 | 4.0866e-06 | 6.9618 | 4.0866e-06
4.112660279901995e+001 | 5.8644e-07 | 41.1266 | 4.112660279901995e+001 | 3.0355e-06 |  | 4.112660279901995e+001 | 5.9857e-06 |  | 4.112660279901995e+001 | 5.192e-06 |  | 41.1551 | 4.0865e-06 | 6.9684 | 4.0865e-06
4.115511946977932e+001 | 5.8587e-07 | 41.1551 | 4.115511946977932e+001 | 3.0349e-06 |  | 4.115511946977932e+001 | 5.9846e-06 |  | 4.115511946977932e+001 | 5.1911e-06 |  | 41.1837 | 4.0865e-06 | 6.975 | 4.0865e-06
4.118365591364068e+001 | 5.853e-07 | 41.1837 | 4.118365591364068e+001 | 3.0343e-06 |  | 4.118365591364068e+001 | 5.9836e-06 |  | 4.118365591364068e+001 | 5.1902e-06 |  | 41.2122 | 4.0864e-06 | 6.9817 | 4.0864e-06
4.121221214431443e+001 | 5.8474e-07 | 41.2122 | 4.121221214431443e+001 | 3.0337e-06 |  | 4.121221214431443e+001 | 5.9825e-06 |  | 4.121221214431443e+001 | 5.1893e-06 |  | 41.2408 | 4.0864e-06 | 6.9883 | 4.0864e-06
4.124078817552051e+001 | 5.8418e-07 | 41.2408 | 4.124078817552051e+001 | 3.0331e-06 |  | 4.124078817552051e+001 | 5.9815e-06 |  | 4.124078817552051e+001 | 5.1883e-06 |  | 41.2694 | 4.0863e-06 | 6.995 | 4.0863e-06
4.126938402098836e+001 | 5.8361e-07 | 41.2694 | 4.126938402098836e+001 | 3.0325e-06 |  | 4.126938402098836e+001 | 5.9805e-06 |  | 4.126938402098836e+001 | 5.1874e-06 |  | 41.298 | 4.0862e-06 | 7.0016 | 4.0862e-06
4.129799969445694e+001 | 5.8305e-07 | 41.298 | 4.129799969445694e+001 | 3.0319e-06 |  | 4.129799969445694e+001 | 5.9794e-06 |  | 4.129799969445694e+001 | 5.1865e-06 |  | 41.3266 | 4.0862e-06 | 7.0083 | 4.0862e-06
4.132663520967473e+001 | 5.8249e-07 | 41.3266 | 4.132663520967473e+001 | 3.0314e-06 |  | 4.132663520967473e+001 | 5.9784e-06 |  | 4.132663520967473e+001 | 5.1856e-06 |  | 41.3553 | 4.0861e-06 | 7.015 | 4.0861e-06
4.135529058039977e+001 | 5.8193e-07 | 41.3553 | 4.135529058039977e+001 | 3.0308e-06 |  | 4.135529058039977e+001 | 5.9774e-06 |  | 4.135529058039977e+001 | 5.1847e-06 |  | 41.384 | 4.0861e-06 | 7.0216 | 4.0861e-06
4.138396582039960e+001 | 5.8137e-07 | 41.384 | 4.138396582039960e+001 | 3.0302e-06 |  | 4.138396582039960e+001 | 5.9763e-06 |  | 4.138396582039960e+001 | 5.1838e-06 |  | 41.4127 | 4.086e-06 | 7.0283 | 4.086e-06
4.141266094345133e+001 | 5.8081e-07 | 41.4127 | 4.141266094345133e+001 | 3.0296e-06 |  | 4.141266094345133e+001 | 5.9753e-06 |  | 4.141266094345133e+001 | 5.1829e-06 |  | 41.4414 | 4.0859e-06 | 7.0349 | 4.0859e-06
4.144137596334162e+001 | 5.8025e-07 | 41.4414 | 4.144137596334162e+001 | 3.029e-06 |  | 4.144137596334162e+001 | 5.9743e-06 |  | 4.144137596334162e+001 | 5.182e-06 |  | 41.4701 | 4.0859e-06 | 7.0416 | 4.0859e-06
4.147011089386669e+001 | 5.7969e-07 | 41.4701 | 4.147011089386669e+001 | 3.0284e-06 |  | 4.147011089386669e+001 | 5.9733e-06 |  | 4.147011089386669e+001 | 5.1811e-06 |  | 41.4989 | 4.0858e-06 | 7.0483 | 4.0858e-06
4.149886574883232e+001 | 5.7914e-07 | 41.4989 | 4.149886574883232e+001 | 3.0278e-06 |  | 4.149886574883232e+001 | 5.9723e-06 |  | 4.149886574883232e+001 | 5.1802e-06 |  | 41.5276 | 4.0858e-06 | 7.0549 | 4.0858e-06
4.152764054205388e+001 | 5.7858e-07 | 41.5276 | 4.152764054205388e+001 | 3.0273e-06 |  | 4.152764054205388e+001 | 5.9712e-06 |  | 4.152764054205388e+001 | 5.1793e-06 |  | 41.5564 | 4.0857e-06 | 7.0616 | 4.0857e-06
4.155643528735629e+001 | 5.7803e-07 | 41.5564 | 4.155643528735629e+001 | 3.0267e-06 |  | 4.155643528735629e+001 | 5.9702e-06 |  | 4.155643528735629e+001 | 5.1784e-06 |  | 41.5852 | 4.0857e-06 | 7.0683 | 4.0857e-06
4.158524999857409e+001 | 5.7747e-07 | 41.5852 | 4.158524999857409e+001 | 3.0261e-06 |  | 4.158524999857409e+001 | 5.9692e-06 |  | 4.158524999857409e+001 | 5.1775e-06 |  | 41.6141 | 4.0856e-06 | 7.075 | 4.0856e-06
4.161408468955138e+001 | 5.7692e-07 | 41.6141 | 4.161408468955138e+001 | 3.0255e-06 |  | 4.161408468955138e+001 | 5.9682e-06 |  | 4.161408468955138e+001 | 5.1767e-06 |  | 41.6429 | 4.0855e-06 | 7.0816 | 4.0855e-06
4.164293937414189e+001 | 5.7637e-07 | 41.6429 | 4.164293937414189e+001 | 3.025e-06 |  | 4.164293937414189e+001 | 5.9672e-06 |  | 4.164293937414189e+001 | 5.1758e-06 |  | 41.6718 | 4.0855e-06 | 7.0883 | 4.0855e-06
4.167181406620892e+001 | 5.7582e-07 | 41.6718 | 4.167181406620892e+001 | 3.0244e-06 |  | 4.167181406620892e+001 | 5.9662e-06 |  | 4.167181406620892e+001 | 5.1749e-06 |  | 41.7007 | 4.0854e-06 | 7.095 | 4.0854e-06
4.170070877962542e+001 | 5.7527e-07 | 41.7007 | 4.170070877962542e+001 | 3.0238e-06 |  | 4.170070877962542e+001 | 5.9652e-06 |  | 4.170070877962542e+001 | 5.174e-06 |  | 41.7296 | 4.0854e-06 | 7.1017 | 4.0854e-06
4.172962352827394e+001 | 5.7472e-07 | 41.7296 | 4.172962352827394e+001 | 3.0233e-06 |  | 4.172962352827394e+001 | 5.9642e-06 |  | 4.172962352827394e+001 | 5.1731e-06 |  | 41.7586 | 4.0853e-06 | 7.1084 | 4.0853e-06
4.175855832604666e+001 | 5.7417e-07 | 41.7586 | 4.175855832604666e+001 | 3.0227e-06 |  | 4.175855832604666e+001 | 5.9632e-06 |  | 4.175855832604666e+001 | 5.1723e-06 |  | 41.7875 | 4.0852e-06 | 7.1151 | 4.0852e-06
4.178751318684538e+001 | 5.7362e-07 | 41.7875 | 4.178751318684538e+001 | 3.0221e-06 |  | 4.178751318684538e+001 | 5.9623e-06 |  | 4.178751318684538e+001 | 5.1714e-06 |  | 41.8165 | 4.0852e-06 | 7.1218 | 4.0852e-06
4.181648812458156e+001 | 5.7307e-07 | 41.8165 | 4.181648812458156e+001 | 3.0216e-06 |  | 4.181648812458156e+001 | 5.9613e-06 |  | 4.181648812458156e+001 | 5.1705e-06 |  | 41.8455 | 4.0851e-06 | 7.1284 | 4.0851e-06
4.184548315317630e+001 | 5.7253e-07 | 41.8455 | 4.184548315317630e+001 | 3.021e-06 |  | 4.184548315317630e+001 | 5.9603e-06 |  | 4.184548315317630e+001 | 5.1697e-06 |  | 41.8745 | 4.0851e-06 | 7.1351 | 4.0851e-06
4.187449828656034e+001 | 5.7198e-07 | 41.8745 | 4.187449828656034e+001 | 3.0204e-06 |  | 4.187449828656034e+001 | 5.9593e-06 |  | 4.187449828656034e+001 | 5.1688e-06 |  | 41.9035 | 4.085e-06 | 7.1418 | 4.085e-06
4.190353353867410e+001 | 5.7144e-07 | 41.9035 | 4.190353353867410e+001 | 3.0199e-06 |  | 4.190353353867410e+001 | 5.9583e-06 |  | 4.190353353867410e+001 | 5.1679e-06 |  | 41.9326 | 4.0849e-06 | 7.1485 | 4.0849e-06
4.193258892346764e+001 | 5.7089e-07 | 41.9326 | 4.193258892346764e+001 | 3.0193e-06 |  | 4.193258892346764e+001 | 5.9574e-06 |  | 4.193258892346764e+001 | 5.1671e-06 |  | 41.9617 | 4.0849e-06 | 7.1552 | 4.0849e-06
4.196166445490072e+001 | 5.7035e-07 | 41.9617 | 4.196166445490072e+001 | 3.0188e-06 |  | 4.196166445490072e+001 | 5.9564e-06 |  | 4.196166445490072e+001 | 5.1662e-06 |  | 41.9908 | 4.0848e-06 | 7.1619 | 4.0848e-06
4.199076014694276e+001 | 5.6981e-07 | 41.9908 | 4.199076014694276e+001 | 3.0182e-06 |  | 4.199076014694276e+001 | 5.9554e-06 |  | 4.199076014694276e+001 | 5.1654e-06 |  | 42.0199 | 4.0848e-06 | 7.1687 | 4.0848e-06
4.201987601357288e+001 | 5.6927e-07 | 42.0199 | 4.201987601357288e+001 | 3.0177e-06 |  | 4.201987601357288e+001 | 5.9544e-06 |  | 4.201987601357288e+001 | 5.1645e-06 |  | 42.049 | 4.0847e-06 | 7.1754 | 4.0847e-06
4.204901206877989e+001 | 5.6873e-07 | 42.049 | 4.204901206877989e+001 | 3.0171e-06 |  | 4.204901206877989e+001 | 5.9535e-06 |  | 4.204901206877989e+001 | 5.1637e-06 |  | 42.0782 | 4.0847e-06 | 7.1821 | 4.0847e-06
4.207816832656229e+001 | 5.6819e-07 | 42.0782 | 4.207816832656229e+001 | 3.0166e-06 |  | 4.207816832656229e+001 | 5.9525e-06 |  | 4.207816832656229e+001 | 5.1628e-06 |  | 42.1073 | 4.0846e-06 | 7.1888 | 4.0846e-06
4.210734480092827e+001 | 5.6765e-07 | 42.1073 | 4.210734480092827e+001 | 3.016e-06 |  | 4.210734480092827e+001 | 5.9516e-06 |  | 4.210734480092827e+001 | 5.162e-06 |  | 42.1365 | 4.0845e-06 | 7.1955 | 4.0845e-06
4.213654150589580e+001 | 5.6712e-07 | 42.1365 | 4.213654150589580e+001 | 3.0155e-06 |  | 4.213654150589580e+001 | 5.9506e-06 |  | 4.213654150589580e+001 | 5.1611e-06 |  | 42.1658 | 4.0845e-06 | 7.2022 | 4.0845e-06
4.216575845549250e+001 | 5.6658e-07 | 42.1658 | 4.216575845549250e+001 | 3.0149e-06 |  | 4.216575845549250e+001 | 5.9496e-06 |  | 4.216575845549250e+001 | 5.1603e-06 |  | 42.195 | 4.0844e-06 | 7.2089 | 4.0844e-06
4.219499566375574e+001 | 5.6604e-07 | 42.195 | 4.219499566375574e+001 | 3.0144e-06 |  | 4.219499566375574e+001 | 5.9487e-06 |  | 4.219499566375574e+001 | 5.1595e-06 |  | 42.2243 | 4.0844e-06 | 7.2157 | 4.0844e-06
4.222425314473263e+001 | 5.6551e-07 | 42.2243 | 4.222425314473263e+001 | 3.0138e-06 |  | 4.222425314473263e+001 | 5.9477e-06 |  | 4.222425314473263e+001 | 5.1586e-06 |  | 42.2535 | 4.0843e-06 | 7.2224 | 4.0843e-06
4.225353091248002e+001 | 5.6497e-07 | 42.2535 | 4.225353091248002e+001 | 3.0133e-06 |  | 4.225353091248002e+001 | 5.9468e-06 |  | 4.225353091248002e+001 | 5.1578e-06 |  | 42.2828 | 4.0843e-06 | 7.2291 | 4.0843e-06
4.228282898106450e+001 | 5.6444e-07 | 42.2828 | 4.228282898106450e+001 | 3.0127e-06 |  | 4.228282898106450e+001 | 5.9459e-06 |  | 4.228282898106450e+001 | 5.157e-06 |  | 42.3121 | 4.0842e-06 | 7.2358 | 4.0842e-06
4.231214736456241e+001 | 5.6391e-07 | 42.3121 | 4.231214736456241e+001 | 3.0122e-06 |  | 4.231214736456241e+001 | 5.9449e-06 |  | 4.231214736456241e+001 | 5.1561e-06 |  | 42.3415 | 4.0841e-06 | 7.2426 | 4.0841e-06
4.234148607705986e+001 | 5.6338e-07 | 42.3415 | 4.234148607705986e+001 | 3.0117e-06 |  | 4.234148607705986e+001 | 5.944e-06 |  | 4.234148607705986e+001 | 5.1553e-06 |  | 42.3708 | 4.0841e-06 | 7.2493 | 4.0841e-06
4.237084513265273e+001 | 5.6285e-07 | 42.3708 | 4.237084513265273e+001 | 3.0111e-06 |  | 4.237084513265273e+001 | 5.943e-06 |  | 4.237084513265273e+001 | 5.1545e-06 |  | 42.4002 | 4.084e-06 | 7.256 | 4.084e-06
4.240022454544666e+001 | 5.6232e-07 | 42.4002 | 4.240022454544666e+001 | 3.0106e-06 |  | 4.240022454544666e+001 | 5.9421e-06 |  | 4.240022454544666e+001 | 5.1537e-06 |  | 42.4296 | 4.084e-06 | 7.2628 | 4.084e-06
4.242962432955707e+001 | 5.6179e-07 | 42.4296 | 4.242962432955707e+001 | 3.0101e-06 |  | 4.242962432955707e+001 | 5.9412e-06 |  | 4.242962432955707e+001 | 5.1529e-06 |  | 42.459 | 4.0839e-06 | 7.2695 | 4.0839e-06
4.245904449910919e+001 | 5.6126e-07 | 42.459 | 4.245904449910919e+001 | 3.0095e-06 |  | 4.245904449910919e+001 | 5.9403e-06 |  | 4.245904449910919e+001 | 5.152e-06 |  | 42.4885 | 4.0838e-06 | 7.2762 | 4.0838e-06
4.248848506823803e+001 | 5.6073e-07 | 42.4885 | 4.248848506823803e+001 | 3.009e-06 |  | 4.248848506823803e+001 | 5.9393e-06 |  | 4.248848506823803e+001 | 5.1512e-06 |  | 42.5179 | 4.0838e-06 | 7.283 | 4.0838e-06
4.251794605108839e+001 | 5.602e-07 | 42.5179 | 4.251794605108839e+001 | 3.0085e-06 |  | 4.251794605108839e+001 | 5.9384e-06 |  | 4.251794605108839e+001 | 5.1504e-06 |  | 42.5474 | 4.0837e-06 | 7.2897 | 4.0837e-06
4.254742746181489e+001 | 5.5968e-07 | 42.5474 | 4.254742746181489e+001 | 3.0079e-06 |  | 4.254742746181489e+001 | 5.9375e-06 |  | 4.254742746181489e+001 | 5.1496e-06 |  | 42.5769 | 4.0837e-06 | 7.2965 | 4.0837e-06
4.257692931458197e+001 | 5.5915e-07 | 42.5769 | 4.257692931458197e+001 | 3.0074e-06 |  | 4.257692931458197e+001 | 5.9366e-06 |  | 4.257692931458197e+001 | 5.1488e-06 |  | 42.6065 | 4.0836e-06 | 7.3032 | 4.0836e-06
4.260645162356389e+001 | 5.5863e-07 | 42.6065 | 4.260645162356389e+001 | 3.0069e-06 |  | 4.260645162356389e+001 | 5.9357e-06 |  | 4.260645162356389e+001 | 5.148e-06 |  | 42.636 | 4.0836e-06 | 7.31 | 4.0836e-06
4.263599440294471e+001 | 5.581e-07 | 42.636 | 4.263599440294471e+001 | 3.0064e-06 |  | 4.263599440294471e+001 | 5.9347e-06 |  | 4.263599440294471e+001 | 5.1472e-06 |  | 42.6656 | 4.0835e-06 | 7.3167 | 4.0835e-06
4.266555766691837e+001 | 5.5758e-07 | 42.6656 | 4.266555766691837e+001 | 3.0058e-06 |  | 4.266555766691837e+001 | 5.9338e-06 |  | 4.266555766691837e+001 | 5.1464e-06 |  | 42.6951 | 4.0834e-06 | 7.3235 | 4.0834e-06
4.269514142968863e+001 | 5.5706e-07 | 42.6951 | 4.269514142968863e+001 | 3.0053e-06 |  | 4.269514142968863e+001 | 5.9329e-06 |  | 4.269514142968863e+001 | 5.1456e-06 |  | 42.7247 | 4.0834e-06 | 7.3302 | 4.0834e-06
4.272474570546908e+001 | 5.5654e-07 | 42.7247 | 4.272474570546908e+001 | 3.0048e-06 |  | 4.272474570546908e+001 | 5.932e-06 |  | 4.272474570546908e+001 | 5.1448e-06 |  | 42.7544 | 4.0833e-06 | 7.337 | 4.0833e-06
4.275437050848320e+001 | 5.5602e-07 | 42.7544 | 4.275437050848320e+001 | 3.0043e-06 |  | 4.275437050848320e+001 | 5.9311e-06 |  | 4.275437050848320e+001 | 5.144e-06 |  | 42.784 | 4.0833e-06 | 7.3438 | 4.0833e-06
4.278401585296430e+001 | 5.555e-07 | 42.784 | 4.278401585296430e+001 | 3.0038e-06 |  | 4.278401585296430e+001 | 5.9302e-06 |  | 4.278401585296430e+001 | 5.1432e-06 |  | 42.8137 | 4.0832e-06 | 7.3505 | 4.0832e-06
4.281368175315560e+001 | 5.5498e-07 | 42.8137 | 4.281368175315560e+001 | 3.0033e-06 |  | 4.281368175315560e+001 | 5.9293e-06 |  | 4.281368175315560e+001 | 5.1424e-06 |  | 42.8434 | 4.0832e-06 | 7.3573 | 4.0832e-06
4.284336822331016e+001 | 5.5446e-07 | 42.8434 | 4.284336822331016e+001 | 3.0027e-06 |  | 4.284336822331016e+001 | 5.9284e-06 |  | 4.284336822331016e+001 | 5.1416e-06 |  | 42.8731 | 4.0831e-06 | 7.3641 | 4.0831e-06
4.287307527769092e+001 | 5.5395e-07 | 42.8731 | 4.287307527769092e+001 | 3.0022e-06 |  | 4.287307527769092e+001 | 5.9275e-06 |  | 4.287307527769092e+001 | 5.1408e-06 |  | 42.9028 | 4.083e-06 | 7.3708 | 4.083e-06
4.290280293057075e+001 | 5.5343e-07 | 42.9028 | 4.290280293057075e+001 | 3.0017e-06 |  | 4.290280293057075e+001 | 5.9266e-06 |  | 4.290280293057075e+001 | 5.1401e-06 |  | 42.9326 | 4.083e-06 | 7.3776 | 4.083e-06
4.293255119623237e+001 | 5.5291e-07 | 42.9326 | 4.293255119623237e+001 | 3.0012e-06 |  | 4.293255119623237e+001 | 5.9258e-06 |  | 4.293255119623237e+001 | 5.1393e-06 |  | 42.9623 | 4.0829e-06 | 7.3844 | 4.0829e-06
4.296232008896845e+001 | 5.524e-07 | 42.9623 | 4.296232008896845e+001 | 3.0007e-06 |  | 4.296232008896845e+001 | 5.9249e-06 |  | 4.296232008896845e+001 | 5.1385e-06 |  | 42.9921 | 4.0829e-06 | 7.3912 | 4.0829e-06
4.299210962308151e+001 | 5.5189e-07 | 42.9921 | 4.299210962308151e+001 | 3.0002e-06 |  | 4.299210962308151e+001 | 5.924e-06 |  | 4.299210962308151e+001 | 5.1377e-06 |  | 43.0219 | 4.0828e-06 | 7.3979 | 4.0828e-06
4.302191981288405e+001 | 5.5137e-07 | 43.0219 | 4.302191981288405e+001 | 2.9997e-06 |  | 4.302191981288405e+001 | 5.9231e-06 |  | 4.302191981288405e+001 | 5.137e-06 |  | 43.0518 | 4.0828e-06 | 7.4047 | 4.0828e-06
4.305175067269845e+001 | 5.5086e-07 | 43.0518 | 4.305175067269845e+001 | 2.9992e-06 |  | 4.305175067269845e+001 | 5.9222e-06 |  | 4.305175067269845e+001 | 5.1362e-06 |  | 43.0816 | 4.0827e-06 | 7.4115 | 4.0827e-06
4.308160221685705e+001 | 5.5035e-07 | 43.0816 | 4.308160221685705e+001 | 2.9987e-06 |  | 4.308160221685705e+001 | 5.9214e-06 |  | 4.308160221685705e+001 | 5.1354e-06 |  | 43.1115 | 4.0826e-06 | 7.4183 | 4.0827e-06
4.311147445970210e+001 | 5.4984e-07 | 43.1115 | 4.311147445970210e+001 | 2.9982e-06 |  | 4.311147445970210e+001 | 5.9205e-06 |  | 4.311147445970210e+001 | 5.1346e-06 |  | 43.1414 | 4.0826e-06 | 7.4251 | 4.0826e-06
4.314136741558583e+001 | 5.4933e-07 | 43.1414 | 4.314136741558583e+001 | 2.9977e-06 |  | 4.314136741558583e+001 | 5.9196e-06 |  | 4.314136741558583e+001 | 5.1339e-06 |  | 43.1713 | 4.0825e-06 | 7.4319 | 4.0825e-06
4.317128109887038e+001 | 5.4882e-07 | 43.1713 | 4.317128109887038e+001 | 2.9972e-06 |  | 4.317128109887038e+001 | 5.9188e-06 |  | 4.317128109887038e+001 | 5.1331e-06 |  | 43.2012 | 4.0825e-06 | 7.4387 | 4.0825e-06
4.320121552392788e+001 | 5.4831e-07 | 43.2012 | 4.320121552392788e+001 | 2.9967e-06 |  | 4.320121552392788e+001 | 5.9179e-06 |  | 4.320121552392788e+001 | 5.1323e-06 |  | 43.2312 | 4.0824e-06 | 7.4455 | 4.0824e-06
4.323117070514041e+001 | 5.478e-07 | 43.2312 | 4.323117070514041e+001 | 2.9962e-06 |  | 4.323117070514041e+001 | 5.917e-06 |  | 4.323117070514041e+001 | 5.1316e-06 |  | 43.2611 | 4.0824e-06 | 7.4523 | 4.0824e-06
4.326114665690005e+001 | 5.473e-07 | 43.2611 | 4.326114665690005e+001 | 2.9957e-06 |  | 4.326114665690005e+001 | 5.9162e-06 |  | 4.326114665690005e+001 | 5.1308e-06 |  | 43.2911 | 4.0823e-06 | 7.4591 | 4.0823e-06
4.329114339360880e+001 | 5.4679e-07 | 43.2911 | 4.329114339360880e+001 | 2.9952e-06 |  | 4.329114339360880e+001 | 5.9153e-06 |  | 4.329114339360880e+001 | 5.1301e-06 |  | 43.3212 | 4.0823e-06 | 7.4659 | 4.0823e-06
4.332116092967871e+001 | 5.4628e-07 | 43.3212 | 4.332116092967871e+001 | 2.9947e-06 |  | 4.332116092967871e+001 | 5.9144e-06 |  | 4.332116092967871e+001 | 5.1293e-06 |  | 43.3512 | 4.0822e-06 | 7.4727 | 4.0822e-06
4.335119927953178e+001 | 5.4578e-07 | 43.3512 | 4.335119927953178e+001 | 2.9942e-06 |  | 4.335119927953178e+001 | 5.9136e-06 |  | 4.335119927953178e+001 | 5.1286e-06 |  | 43.3813 | 4.0821e-06 | 7.4795 | 4.0821e-06
4.338125845760005e+001 | 5.4528e-07 | 43.3813 | 4.338125845760005e+001 | 2.9937e-06 |  | 4.338125845760005e+001 | 5.9127e-06 |  | 4.338125845760005e+001 | 5.1278e-06 |  | 43.4113 | 4.0821e-06 | 7.4863 | 4.0821e-06
4.341133847832552e+001 | 5.4477e-07 | 43.4113 | 4.341133847832552e+001 | 2.9933e-06 |  | 4.341133847832552e+001 | 5.9119e-06 |  | 4.341133847832552e+001 | 5.1271e-06 |  | 43.4414 | 4.082e-06 | 7.4931 | 4.082e-06
4.344143935616023e+001 | 5.4427e-07 | 43.4414 | 4.344143935616023e+001 | 2.9928e-06 |  | 4.344143935616023e+001 | 5.9111e-06 |  | 4.344143935616023e+001 | 5.1263e-06 |  | 43.4716 | 4.082e-06 | 7.4999 | 4.082e-06
4.347156110556625e+001 | 5.4377e-07 | 43.4716 | 4.347156110556625e+001 | 2.9923e-06 |  | 4.347156110556625e+001 | 5.9102e-06 |  | 4.347156110556625e+001 | 5.1256e-06 |  | 43.5017 | 4.0819e-06 | 7.5067 | 4.0819e-06
4.350170374101566e+001 | 5.4327e-07 | 43.5017 | 4.350170374101566e+001 | 2.9918e-06 |  | 4.350170374101566e+001 | 5.9094e-06 |  | 4.350170374101566e+001 | 5.1248e-06 |  | 43.5319 | 4.0819e-06 | 7.5135 | 4.0819e-06
4.353186727699058e+001 | 5.4277e-07 | 43.5319 | 4.353186727699058e+001 | 2.9913e-06 |  | 4.353186727699058e+001 | 5.9085e-06 |  | 4.353186727699058e+001 | 5.1241e-06 |  | 43.5621 | 4.0818e-06 | 7.5203 | 4.0818e-06
4.356205172798317e+001 | 5.4227e-07 | 43.5621 | 4.356205172798317e+001 | 2.9908e-06 |  | 4.356205172798317e+001 | 5.9077e-06 |  | 4.356205172798317e+001 | 5.1234e-06 |  | 43.5923 | 4.0817e-06 | 7.5272 | 4.0817e-06
4.359225710849564e+001 | 5.4177e-07 | 43.5923 | 4.359225710849564e+001 | 2.9904e-06 |  | 4.359225710849564e+001 | 5.9069e-06 |  | 4.359225710849564e+001 | 5.1226e-06 |  | 43.6225 | 4.0817e-06 | 7.534 | 4.0817e-06
4.362248343304026e+001 | 5.4127e-07 | 43.6225 | 4.362248343304026e+001 | 2.9899e-06 |  | 4.362248343304026e+001 | 5.906e-06 |  | 4.362248343304026e+001 | 5.1219e-06 |  | 43.6527 | 4.0816e-06 | 7.5408 | 4.0816e-06
4.365273071613936e+001 | 5.4078e-07 | 43.6527 | 4.365273071613936e+001 | 2.9894e-06 |  | 4.365273071613936e+001 | 5.9052e-06 |  | 4.365273071613936e+001 | 5.1212e-06 |  | 43.683 | 4.0816e-06 | 7.5476 | 4.0816e-06
4.368299897232534e+001 | 5.4028e-07 | 43.683 | 4.368299897232534e+001 | 2.9889e-06 |  | 4.368299897232534e+001 | 5.9044e-06 |  | 4.368299897232534e+001 | 5.1204e-06 |  | 43.7133 | 4.0815e-06 | 7.5545 | 4.0815e-06
4.371328821614068e+001 | 5.3978e-07 | 43.7133 | 4.371328821614068e+001 | 2.9884e-06 |  | 4.371328821614068e+001 | 5.9035e-06 |  | 4.371328821614068e+001 | 5.1197e-06 |  | 43.7436 | 4.0815e-06 | 7.5613 | 4.0815e-06
4.374359846213792e+001 | 5.3929e-07 | 43.7436 | 4.374359846213792e+001 | 2.988e-06 |  | 4.374359846213792e+001 | 5.9027e-06 |  | 4.374359846213792e+001 | 5.119e-06 |  | 43.7739 | 4.0814e-06 | 7.5681 | 4.0814e-06
4.377392972487973e+001 | 5.388e-07 | 43.7739 | 4.377392972487973e+001 | 2.9875e-06 |  | 4.377392972487973e+001 | 5.9019e-06 |  | 4.377392972487973e+001 | 5.1183e-06 |  | 43.8043 | 4.0814e-06 | 7.575 | 4.0814e-06
4.380428201893884e+001 | 5.383e-07 | 43.8043 | 4.380428201893884e+001 | 2.987e-06 |  | 4.380428201893884e+001 | 5.9011e-06 |  | 4.380428201893884e+001 | 5.1175e-06 |  | 43.8347 | 4.0813e-06 | 7.5818 | 4.0813e-06
4.383465535889813e+001 | 5.3781e-07 | 43.8347 | 4.383465535889813e+001 | 2.9866e-06 |  | 4.383465535889813e+001 | 5.9003e-06 |  | 4.383465535889813e+001 | 5.1168e-06 |  | 43.865 | 4.0812e-06 | 7.5886 | 4.0812e-06
4.386504975935053e+001 | 5.3732e-07 | 43.865 | 4.386504975935053e+001 | 2.9861e-06 |  | 4.386504975935053e+001 | 5.8994e-06 |  | 4.386504975935053e+001 | 5.1161e-06 |  | 43.8955 | 4.0812e-06 | 7.5955 | 4.0812e-06
4.389546523489914e+001 | 5.3683e-07 | 43.8955 | 4.389546523489914e+001 | 2.9856e-06 |  | 4.389546523489914e+001 | 5.8986e-06 |  | 4.389546523489914e+001 | 5.1154e-06 |  | 43.9259 | 4.0811e-06 | 7.6023 | 4.0811e-06
4.392590180015716e+001 | 5.3634e-07 | 43.9259 | 4.392590180015716e+001 | 2.9852e-06 |  | 4.392590180015716e+001 | 5.8978e-06 |  | 4.392590180015716e+001 | 5.1147e-06 |  | 43.9564 | 4.0811e-06 | 7.6092 | 4.0811e-06
4.395635946974794e+001 | 5.3585e-07 | 43.9564 | 4.395635946974794e+001 | 2.9847e-06 |  | 4.395635946974794e+001 | 5.897e-06 |  | 4.395635946974794e+001 | 5.114e-06 |  | 43.9868 | 4.081e-06 | 7.616 | 4.081e-06
4.398683825830494e+001 | 5.3536e-07 | 43.9868 | 4.398683825830494e+001 | 2.9842e-06 |  | 4.398683825830494e+001 | 5.8962e-06 |  | 4.398683825830494e+001 | 5.1133e-06 |  | 44.0173 | 4.081e-06 | 7.6229 | 4.081e-06
4.401733818047182e+001 | 5.3487e-07 | 44.0173 | 4.401733818047182e+001 | 2.9838e-06 |  | 4.401733818047182e+001 | 5.8954e-06 |  | 4.401733818047182e+001 | 5.1126e-06 |  | 44.0479 | 4.0809e-06 | 7.6297 | 4.0809e-06
4.404785925090233e+001 | 5.3438e-07 | 44.0479 | 4.404785925090233e+001 | 2.9833e-06 |  | 4.404785925090233e+001 | 5.8946e-06 |  | 4.404785925090233e+001 | 5.1119e-06 |  | 44.0784 | 4.0809e-06 | 7.6366 | 4.0809e-06
4.407840148426042e+001 | 5.339e-07 | 44.0784 | 4.407840148426042e+001 | 2.9829e-06 |  | 4.407840148426042e+001 | 5.8938e-06 |  | 4.407840148426042e+001 | 5.1112e-06 |  | 44.109 | 4.0808e-06 | 7.6434 | 4.0808e-06
4.410896489522020e+001 | 5.3341e-07 | 44.109 | 4.410896489522020e+001 | 2.9824e-06 |  | 4.410896489522020e+001 | 5.893e-06 |  | 4.410896489522020e+001 | 5.1105e-06 |  | 44.1395 | 4.0807e-06 | 7.6503 | 4.0807e-06
4.413954949846595e+001 | 5.3292e-07 | 44.1395 | 4.413954949846595e+001 | 2.9819e-06 |  | 4.413954949846595e+001 | 5.8922e-06 |  | 4.413954949846595e+001 | 5.1098e-06 |  | 44.1702 | 4.0807e-06 | 7.6572 | 4.0807e-06
4.417015530869215e+001 | 5.3244e-07 | 44.1702 | 4.417015530869215e+001 | 2.9815e-06 |  | 4.417015530869215e+001 | 5.8914e-06 |  | 4.417015530869215e+001 | 5.1091e-06 |  | 44.2008 | 4.0806e-06 | 7.664 | 4.0806e-06
4.420078234060343e+001 | 5.3196e-07 | 44.2008 | 4.420078234060343e+001 | 2.981e-06 |  | 4.420078234060343e+001 | 5.8906e-06 |  | 4.420078234060343e+001 | 5.1084e-06 |  | 44.2314 | 4.0806e-06 | 7.6709 | 4.0806e-06
4.423143060891466e+001 | 5.3147e-07 | 44.2314 | 4.423143060891466e+001 | 2.9806e-06 |  | 4.423143060891466e+001 | 5.8899e-06 |  | 4.423143060891466e+001 | 5.1077e-06 |  | 44.2621 | 4.0805e-06 | 7.6778 | 4.0805e-06
4.426210012835090e+001 | 5.3099e-07 | 44.2621 | 4.426210012835090e+001 | 2.9801e-06 |  | 4.426210012835090e+001 | 5.8891e-06 |  | 4.426210012835090e+001 | 5.107e-06 |  | 44.2928 | 4.0805e-06 | 7.6846 | 4.0805e-06
4.429279091364738e+001 | 5.3051e-07 | 44.2928 | 4.429279091364738e+001 | 2.9797e-06 |  | 4.429279091364738e+001 | 5.8883e-06 |  | 4.429279091364738e+001 | 5.1063e-06 |  | 44.3235 | 4.0804e-06 | 7.6915 | 4.0804e-06
4.432350297954961e+001 | 5.3003e-07 | 44.3235 | 4.432350297954961e+001 | 2.9792e-06 |  | 4.432350297954961e+001 | 5.8875e-06 |  | 4.432350297954961e+001 | 5.1056e-06 |  | 44.3542 | 4.0804e-06 | 7.6984 | 4.0804e-06
4.435423634081328e+001 | 5.2955e-07 | 44.3542 | 4.435423634081328e+001 | 2.9788e-06 |  | 4.435423634081328e+001 | 5.8867e-06 |  | 4.435423634081328e+001 | 5.1049e-06 |  | 44.385 | 4.0803e-06 | 7.7052 | 4.0803e-06
4.438499101220434e+001 | 5.2907e-07 | 44.385 | 4.438499101220434e+001 | 2.9783e-06 |  | 4.438499101220434e+001 | 5.886e-06 |  | 4.438499101220434e+001 | 5.1042e-06 |  | 44.4158 | 4.0802e-06 | 7.7121 | 4.0802e-06
4.441576700849896e+001 | 5.2859e-07 | 44.4158 | 4.441576700849896e+001 | 2.9779e-06 |  | 4.441576700849896e+001 | 5.8852e-06 |  | 4.441576700849896e+001 | 5.1035e-06 |  | 44.4466 | 4.0802e-06 | 7.719 | 4.0802e-06
4.444656434448356e+001 | 5.2811e-07 | 44.4466 | 4.444656434448356e+001 | 2.9774e-06 |  | 4.444656434448356e+001 | 5.8844e-06 |  | 4.444656434448356e+001 | 5.1029e-06 |  | 44.4774 | 4.0801e-06 | 7.7259 | 4.0801e-06
4.447738303495480e+001 | 5.2764e-07 | 44.4774 | 4.447738303495480e+001 | 2.977e-06 |  | 4.447738303495480e+001 | 5.8836e-06 |  | 4.447738303495480e+001 | 5.1022e-06 |  | 44.5082 | 4.0801e-06 | 7.7328 | 4.0801e-06
4.450822309471963e+001 | 5.2716e-07 | 44.5082 | 4.450822309471963e+001 | 2.9765e-06 |  | 4.450822309471963e+001 | 5.8829e-06 |  | 4.450822309471963e+001 | 5.1015e-06 |  | 44.5391 | 4.08e-06 | 7.7397 | 4.08e-06
4.453908453859526e+001 | 5.2668e-07 | 44.5391 | 4.453908453859526e+001 | 2.9761e-06 |  | 4.453908453859526e+001 | 5.8821e-06 |  | 4.453908453859526e+001 | 5.1008e-06 |  | 44.57 | 4.08e-06 | 7.7465 | 4.08e-06
4.456996738140914e+001 | 5.2621e-07 | 44.57 | 4.456996738140914e+001 | 2.9757e-06 |  | 4.456996738140914e+001 | 5.8814e-06 |  | 4.456996738140914e+001 | 5.1002e-06 |  | 44.6009 | 4.0799e-06 | 7.7534 | 4.0799e-06
4.460087163799904e+001 | 5.2573e-07 | 44.6009 | 4.460087163799904e+001 | 2.9752e-06 |  | 4.460087163799904e+001 | 5.8806e-06 |  | 4.460087163799904e+001 | 5.0995e-06 |  | 44.6318 | 4.0799e-06 | 7.7603 | 4.0799e-06
4.463179732321299e+001 | 5.2526e-07 | 44.6318 | 4.463179732321299e+001 | 2.9748e-06 |  | 4.463179732321299e+001 | 5.8798e-06 |  | 4.463179732321299e+001 | 5.0988e-06 |  | 44.6627 | 4.0798e-06 | 7.7672 | 4.0798e-06
4.466274445190935e+001 | 5.2479e-07 | 44.6627 | 4.466274445190935e+001 | 2.9744e-06 |  | 4.466274445190935e+001 | 5.8791e-06 |  | 4.466274445190935e+001 | 5.0982e-06 |  | 44.6937 | 4.0798e-06 | 7.7741 | 4.0798e-06
4.469371303895674e+001 | 5.2431e-07 | 44.6937 | 4.469371303895674e+001 | 2.9739e-06 |  | 4.469371303895674e+001 | 5.8783e-06 |  | 4.469371303895674e+001 | 5.0975e-06 |  | 44.7247 | 4.0797e-06 | 7.781 | 4.0797e-06
4.472470309923413e+001 | 5.2384e-07 | 44.7247 | 4.472470309923413e+001 | 2.9735e-06 |  | 4.472470309923413e+001 | 5.8776e-06 |  | 4.472470309923413e+001 | 5.0968e-06 |  | 44.7557 | 4.0796e-06 | 7.7879 | 4.0796e-06
4.475571464763078e+001 | 5.2337e-07 | 44.7557 | 4.475571464763078e+001 | 2.9731e-06 |  | 4.475571464763078e+001 | 5.8768e-06 |  | 4.475571464763078e+001 | 5.0962e-06 |  | 44.7867 | 4.0796e-06 | 7.7948 | 4.0796e-06
4.478674769904629e+001 | 5.229e-07 | 44.7867 | 4.478674769904629e+001 | 2.9726e-06 |  | 4.478674769904629e+001 | 5.8761e-06 |  | 4.478674769904629e+001 | 5.0955e-06 |  | 44.8178 | 4.0795e-06 | 7.8017 | 4.0795e-06
4.481780226839057e+001 | 5.2243e-07 | 44.8178 | 4.481780226839057e+001 | 2.9722e-06 |  | 4.481780226839057e+001 | 5.8753e-06 |  | 4.481780226839057e+001 | 5.0949e-06 |  | 44.8489 | 4.0795e-06 | 7.8086 | 4.0795e-06
4.484887837058388e+001 | 5.2196e-07 | 44.8489 | 4.484887837058388e+001 | 2.9718e-06 |  | 4.484887837058388e+001 | 5.8746e-06 |  | 4.484887837058388e+001 | 5.0942e-06 |  | 44.88 | 4.0794e-06 | 7.8156 | 4.0794e-06
4.487997602055685e+001 | 5.2149e-07 | 44.88 | 4.487997602055685e+001 | 2.9713e-06 |  | 4.487997602055685e+001 | 5.8738e-06 |  | 4.487997602055685e+001 | 5.0936e-06 |  | 44.9111 | 4.0794e-06 | 7.8225 | 4.0794e-06
4.491109523325043e+001 | 5.2103e-07 | 44.9111 | 4.491109523325043e+001 | 2.9709e-06 |  | 4.491109523325043e+001 | 5.8731e-06 |  | 4.491109523325043e+001 | 5.0929e-06 |  | 44.9422 | 4.0793e-06 | 7.8294 | 4.0793e-06
4.494223602361593e+001 | 5.2056e-07 | 44.9422 | 4.494223602361593e+001 | 2.9705e-06 |  | 4.494223602361593e+001 | 5.8724e-06 |  | 4.494223602361593e+001 | 5.0923e-06 |  | 44.9734 | 4.0793e-06 | 7.8363 | 4.0793e-06
4.497339840661504e+001 | 5.2009e-07 | 44.9734 | 4.497339840661504e+001 | 2.9701e-06 |  | 4.497339840661504e+001 | 5.8716e-06 |  | 4.497339840661504e+001 | 5.0916e-06 |  | 45.0046 | 4.0792e-06 | 7.8432 | 4.0792e-06
4.500458239721984e+001 | 5.1963e-07 | 45.0046 | 4.500458239721984e+001 | 2.9696e-06 |  | 4.500458239721984e+001 | 5.8709e-06 |  | 4.500458239721984e+001 | 5.091e-06 |  | 45.0358 | 4.0792e-06 | 7.8501 | 4.0792e-06
4.503578801041275e+001 | 5.1916e-07 | 45.0358 | 4.503578801041275e+001 | 2.9692e-06 |  | 4.503578801041275e+001 | 5.8702e-06 |  | 4.503578801041275e+001 | 5.0903e-06 |  | 45.067 | 4.0791e-06 | 7.8571 | 4.0791e-06
4.506701526118660e+001 | 5.187e-07 | 45.067 | 4.506701526118660e+001 | 2.9688e-06 |  | 4.506701526118660e+001 | 5.8694e-06 |  | 4.506701526118660e+001 | 5.0897e-06 |  | 45.0983 | 4.079e-06 | 7.864 | 4.079e-06
4.509826416454464e+001 | 5.1824e-07 | 45.0983 | 4.509826416454464e+001 | 2.9684e-06 |  | 4.509826416454464e+001 | 5.8687e-06 |  | 4.509826416454464e+001 | 5.089e-06 |  | 45.1295 | 4.079e-06 | 7.8709 | 4.079e-06
4.512953473550049e+001 | 5.1777e-07 | 45.1295 | 4.512953473550049e+001 | 2.968e-06 |  | 4.512953473550049e+001 | 5.868e-06 |  | 4.512953473550049e+001 | 5.0884e-06 |  | 45.1608 | 4.0789e-06 | 7.8778 | 4.0789e-06
4.516082698907817e+001 | 5.1731e-07 | 45.1608 | 4.516082698907817e+001 | 2.9675e-06 |  | 4.516082698907817e+001 | 5.8673e-06 |  | 4.516082698907817e+001 | 5.0878e-06 |  | 45.1921 | 4.0789e-06 | 7.8848 | 4.0789e-06
4.519214094031218e+001 | 5.1685e-07 | 45.1921 | 4.519214094031218e+001 | 2.9671e-06 |  | 4.519214094031218e+001 | 5.8665e-06 |  | 4.519214094031218e+001 | 5.0871e-06 |  | 45.2235 | 4.0788e-06 | 7.8917 | 4.0788e-06
4.522347660424737e+001 | 5.1639e-07 | 45.2235 | 4.522347660424737e+001 | 2.9667e-06 |  | 4.522347660424737e+001 | 5.8658e-06 |  | 4.522347660424737e+001 | 5.0865e-06 |  | 45.2548 | 4.0788e-06 | 7.8986 | 4.0788e-06
4.525483399593906e+001 | 5.1593e-07 | 45.2548 | 4.525483399593906e+001 | 2.9663e-06 |  | 4.525483399593906e+001 | 5.8651e-06 |  | 4.525483399593906e+001 | 5.0859e-06 |  | 45.2862 | 4.0787e-06 | 7.9056 | 4.0787e-06
4.528621313045301e+001 | 5.1547e-07 | 45.2862 | 4.528621313045301e+001 | 2.9659e-06 |  | 4.528621313045301e+001 | 5.8644e-06 |  | 4.528621313045301e+001 | 5.0852e-06 |  | 45.3176 | 4.0787e-06 | 7.9125 | 4.0787e-06
4.531761402286542e+001 | 5.1501e-07 | 45.3176 | 4.531761402286542e+001 | 2.9655e-06 |  | 4.531761402286542e+001 | 5.8637e-06 |  | 4.531761402286542e+001 | 5.0846e-06 |  | 45.349 | 4.0786e-06 | 7.9195 | 4.0786e-06
4.534903668826294e+001 | 5.1455e-07 | 45.349 | 4.534903668826294e+001 | 2.9651e-06 |  | 4.534903668826294e+001 | 5.863e-06 |  | 4.534903668826294e+001 | 5.084e-06 |  | 45.3805 | 4.0786e-06 | 7.9264 | 4.0786e-06
4.538048114174269e+001 | 5.141e-07 | 45.3805 | 4.538048114174269e+001 | 2.9646e-06 |  | 4.538048114174269e+001 | 5.8623e-06 |  | 4.538048114174269e+001 | 5.0833e-06 |  | 45.4119 | 4.0785e-06 | 7.9334 | 4.0785e-06
4.541194739841226e+001 | 5.1364e-07 | 45.4119 | 4.541194739841226e+001 | 2.9642e-06 |  | 4.541194739841226e+001 | 5.8615e-06 |  | 4.541194739841226e+001 | 5.0827e-06 |  | 45.4434 | 4.0784e-06 | 7.9403 | 4.0784e-06
4.544343547338968e+001 | 5.1318e-07 | 45.4434 | 4.544343547338968e+001 | 2.9638e-06 |  | 4.544343547338968e+001 | 5.8608e-06 |  | 4.544343547338968e+001 | 5.0821e-06 |  | 45.4749 | 4.0784e-06 | 7.9473 | 4.0784e-06
4.547494538180353e+001 | 5.1273e-07 | 45.4749 | 4.547494538180353e+001 | 2.9634e-06 |  | 4.547494538180353e+001 | 5.8601e-06 |  | 4.547494538180353e+001 | 5.0815e-06 |  | 45.5065 | 4.0783e-06 | 7.9542 | 4.0783e-06
4.550647713879281e+001 | 5.1227e-07 | 45.5065 | 4.550647713879281e+001 | 2.963e-06 |  | 4.550647713879281e+001 | 5.8594e-06 |  | 4.550647713879281e+001 | 5.0809e-06 |  | 45.538 | 4.0783e-06 | 7.9612 | 4.0783e-06
4.553803075950706e+001 | 5.1182e-07 | 45.538 | 4.553803075950706e+001 | 2.9626e-06 |  | 4.553803075950706e+001 | 5.8587e-06 |  | 4.553803075950706e+001 | 5.0802e-06 |  | 45.5696 | 4.0782e-06 | 7.9681 | 4.0782e-06
4.556960625910632e+001 | 5.1137e-07 | 45.5696 | 4.556960625910632e+001 | 2.9622e-06 |  | 4.556960625910632e+001 | 5.858e-06 |  | 4.556960625910632e+001 | 5.0796e-06 |  | 45.6012 | 4.0782e-06 | 7.9751 | 4.0782e-06
4.560120365276111e+001 | 5.1091e-07 | 45.6012 | 4.560120365276111e+001 | 2.9618e-06 |  | 4.560120365276111e+001 | 5.8573e-06 |  | 4.560120365276111e+001 | 5.079e-06 |  | 45.6328 | 4.0781e-06 | 7.982 | 4.0781e-06
4.563282295565252e+001 | 5.1046e-07 | 45.6328 | 4.563282295565252e+001 | 2.9614e-06 |  | 4.563282295565252e+001 | 5.8567e-06 |  | 4.563282295565252e+001 | 5.0784e-06 |  | 45.6645 | 4.0781e-06 | 7.989 | 4.0781e-06
4.566446418297213e+001 | 5.1001e-07 | 45.6645 | 4.566446418297213e+001 | 2.961e-06 |  | 4.566446418297213e+001 | 5.856e-06 |  | 4.566446418297213e+001 | 5.0778e-06 |  | 45.6961 | 4.078e-06 | 7.996 | 4.078e-06
4.569612734992207e+001 | 5.0956e-07 | 45.6961 | 4.569612734992207e+001 | 2.9606e-06 |  | 4.569612734992207e+001 | 5.8553e-06 |  | 4.569612734992207e+001 | 5.0772e-06 |  | 45.7278 | 4.078e-06 | 8.0029 | 4.078e-06
4.572781247171499e+001 | 5.0911e-07 | 45.7278 | 4.572781247171499e+001 | 2.9602e-06 |  | 4.572781247171499e+001 | 5.8546e-06 |  | 4.572781247171499e+001 | 5.0766e-06 |  | 45.7595 | 4.0779e-06 | 8.0099 | 4.0779e-06
4.575951956357412e+001 | 5.0866e-07 | 45.7595 | 4.575951956357412e+001 | 2.9598e-06 |  | 4.575951956357412e+001 | 5.8539e-06 |  | 4.575951956357412e+001 | 5.076e-06 |  | 45.7912 | 4.0779e-06 | 8.0169 | 4.0779e-06
4.579124864073322e+001 | 5.0821e-07 | 45.7912 | 4.579124864073322e+001 | 2.9594e-06 |  | 4.579124864073322e+001 | 5.8532e-06 |  | 4.579124864073322e+001 | 5.0754e-06 |  | 45.823 | 4.0778e-06 | 8.0239 | 4.0778e-06
4.582299971843661e+001 | 5.0776e-07 | 45.823 | 4.582299971843661e+001 | 2.959e-06 |  | 4.582299971843661e+001 | 5.8525e-06 |  | 4.582299971843661e+001 | 5.0748e-06 |  | 45.8548 | 4.0778e-06 | 8.0308 | 4.0778e-06
4.585477281193921e+001 | 5.0731e-07 | 45.8548 | 4.585477281193921e+001 | 2.9586e-06 |  | 4.585477281193921e+001 | 5.8519e-06 |  | 4.585477281193921e+001 | 5.0742e-06 |  | 45.8866 | 4.0777e-06 | 8.0378 | 4.0777e-06
4.588656793650650e+001 | 5.0687e-07 | 45.8866 | 4.588656793650650e+001 | 2.9582e-06 |  | 4.588656793650650e+001 | 5.8512e-06 |  | 4.588656793650650e+001 | 5.0736e-06 |  | 45.9184 | 4.0776e-06 | 8.0448 | 4.0776e-06
4.591838510741452e+001 | 5.0642e-07 | 45.9184 | 4.591838510741452e+001 | 2.9578e-06 |  | 4.591838510741452e+001 | 5.8505e-06 |  | 4.591838510741452e+001 | 5.073e-06 |  | 45.9502 | 4.0776e-06 | 8.0518 | 4.0776e-06
4.595022433994996e+001 | 5.0598e-07 | 45.9502 | 4.595022433994996e+001 | 2.9575e-06 |  | 4.595022433994996e+001 | 5.8498e-06 |  | 4.595022433994996e+001 | 5.0724e-06 |  | 45.9821 | 4.0775e-06 | 8.0588 | 4.0775e-06
4.598208564941004e+001 | 5.0553e-07 | 45.9821 | 4.598208564941004e+001 | 2.9571e-06 |  | 4.598208564941004e+001 | 5.8492e-06 |  | 4.598208564941004e+001 | 5.0718e-06 |  | 46.014 | 4.0775e-06 | 8.0658 | 4.0775e-06
4.601396905110265e+001 | 5.0509e-07 | 46.014 | 4.601396905110265e+001 | 2.9567e-06 |  | 4.601396905110265e+001 | 5.8485e-06 |  | 4.601396905110265e+001 | 5.0712e-06 |  | 46.0459 | 4.0774e-06 | 8.0727 | 4.0774e-06
4.604587456034626e+001 | 5.0464e-07 | 46.0459 | 4.604587456034626e+001 | 2.9563e-06 |  | 4.604587456034626e+001 | 5.8478e-06 |  | 4.604587456034626e+001 | 5.0706e-06 |  | 46.0778 | 4.0774e-06 | 8.0797 | 4.0774e-06
4.607780219246996e+001 | 5.042e-07 | 46.0778 | 4.607780219246996e+001 | 2.9559e-06 |  | 4.607780219246996e+001 | 5.8472e-06 |  | 4.607780219246996e+001 | 5.07e-06 |  | 46.1098 | 4.0773e-06 | 8.0867 | 4.0773e-06
4.610975196281349e+001 | 5.0376e-07 | 46.1098 | 4.610975196281349e+001 | 2.9555e-06 |  | 4.610975196281349e+001 | 5.8465e-06 |  | 4.610975196281349e+001 | 5.0695e-06 |  | 46.1417 | 4.0773e-06 | 8.0937 | 4.0773e-06
4.614172388672721e+001 | 5.0332e-07 | 46.1417 | 4.614172388672721e+001 | 2.9551e-06 |  | 4.614172388672721e+001 | 5.8458e-06 |  | 4.614172388672721e+001 | 5.0689e-06 |  | 46.1737 | 4.0772e-06 | 8.1007 | 4.0772e-06
4.617371797957213e+001 | 5.0287e-07 | 46.1737 | 4.617371797957213e+001 | 2.9547e-06 |  | 4.617371797957213e+001 | 5.8452e-06 |  | 4.617371797957213e+001 | 5.0683e-06 |  | 46.2057 | 4.0772e-06 | 8.1077 | 4.0772e-06
4.620573425671989e+001 | 5.0243e-07 | 46.2057 | 4.620573425671989e+001 | 2.9544e-06 |  | 4.620573425671989e+001 | 5.8445e-06 |  | 4.620573425671989e+001 | 5.0677e-06 |  | 46.2378 | 4.0771e-06 | 8.1147 | 4.0771e-06
4.623777273355284e+001 | 5.0199e-07 | 46.2378 | 4.623777273355284e+001 | 2.954e-06 |  | 4.623777273355284e+001 | 5.8439e-06 |  | 4.623777273355284e+001 | 5.0671e-06 |  | 46.2698 | 4.0771e-06 | 8.1217 | 4.0771e-06
4.626983342546394e+001 | 5.0156e-07 | 46.2698 | 4.626983342546394e+001 | 2.9536e-06 |  | 4.626983342546394e+001 | 5.8432e-06 |  | 4.626983342546394e+001 | 5.0666e-06 |  | 46.3019 | 4.077e-06 | 8.1287 | 4.077e-06
4.630191634785685e+001 | 5.0112e-07 | 46.3019 | 4.630191634785685e+001 | 2.9532e-06 |  | 4.630191634785685e+001 | 5.8426e-06 |  | 4.630191634785685e+001 | 5.066e-06 |  | 46.334 | 4.077e-06 | 8.1357 | 4.077e-06
4.633402151614590e+001 | 5.0068e-07 | 46.334 | 4.633402151614590e+001 | 2.9529e-06 |  | 4.633402151614590e+001 | 5.8419e-06 |  | 4.633402151614590e+001 | 5.0654e-06 |  | 46.3661 | 4.0769e-06 | 8.1428 | 4.0769e-06
4.636614894575614e+001 | 5.0024e-07 | 46.3661 | 4.636614894575614e+001 | 2.9525e-06 |  | 4.636614894575614e+001 | 5.8413e-06 |  | 4.636614894575614e+001 | 5.0648e-06 |  | 46.3983 | 4.0768e-06 | 8.1498 | 4.0769e-06
4.639829865212327e+001 | 4.998e-07 | 46.3983 | 4.639829865212327e+001 | 2.9521e-06 |  | 4.639829865212327e+001 | 5.8406e-06 |  | 4.639829865212327e+001 | 5.0643e-06 |  | 46.4305 | 4.0768e-06 | 8.1568 | 4.0768e-06
4.643047065069373e+001 | 4.9937e-07 | 46.4305 | 4.643047065069373e+001 | 2.9517e-06 |  | 4.643047065069373e+001 | 5.84e-06 |  | 4.643047065069373e+001 | 5.0637e-06 |  | 46.4627 | 4.0767e-06 | 8.1638 | 4.0767e-06
4.646266495692464e+001 | 4.9893e-07 | 46.4627 | 4.646266495692464e+001 | 2.9514e-06 |  | 4.646266495692464e+001 | 5.8393e-06 |  | 4.646266495692464e+001 | 5.0631e-06 |  | 46.4949 | 4.0767e-06 | 8.1708 | 4.0767e-06
4.649488158628385e+001 | 4.985e-07 | 46.4949 | 4.649488158628385e+001 | 2.951e-06 |  | 4.649488158628385e+001 | 5.8387e-06 |  | 4.649488158628385e+001 | 5.0626e-06 |  | 46.5271 | 4.0766e-06 | 8.1778 | 4.0766e-06
4.652712055424995e+001 | 4.9806e-07 | 46.5271 | 4.652712055424995e+001 | 2.9506e-06 |  | 4.652712055424995e+001 | 5.838e-06 |  | 4.652712055424995e+001 | 5.062e-06 |  | 46.5594 | 4.0766e-06 | 8.1849 | 4.0766e-06
4.655938187631225e+001 | 4.9763e-07 | 46.5594 | 4.655938187631225e+001 | 2.9502e-06 |  | 4.655938187631225e+001 | 5.8374e-06 |  | 4.655938187631225e+001 | 5.0614e-06 |  | 46.5917 | 4.0765e-06 | 8.1919 | 4.0765e-06
4.659166556797079e+001 | 4.972e-07 | 46.5917 | 4.659166556797079e+001 | 2.9499e-06 |  | 4.659166556797079e+001 | 5.8368e-06 |  | 4.659166556797079e+001 | 5.0609e-06 |  | 46.624 | 4.0765e-06 | 8.1989 | 4.0765e-06
4.662397164473637e+001 | 4.9677e-07 | 46.624 | 4.662397164473637e+001 | 2.9495e-06 |  | 4.662397164473637e+001 | 5.8361e-06 |  | 4.662397164473637e+001 | 5.0603e-06 |  | 46.6563 | 4.0764e-06 | 8.2059 | 4.0764e-06
4.665630012213055e+001 | 4.9633e-07 | 46.6563 | 4.665630012213055e+001 | 2.9491e-06 |  | 4.665630012213055e+001 | 5.8355e-06 |  | 4.665630012213055e+001 | 5.0598e-06 |  | 46.6887 | 4.0764e-06 | 8.213 | 4.0764e-06
4.668865101568563e+001 | 4.959e-07 | 46.6887 | 4.668865101568563e+001 | 2.9488e-06 |  | 4.668865101568563e+001 | 5.8349e-06 |  | 4.668865101568563e+001 | 5.0592e-06 |  | 46.721 | 4.0763e-06 | 8.22 | 4.0763e-06
4.672102434094471e+001 | 4.9547e-07 | 46.721 | 4.672102434094471e+001 | 2.9484e-06 |  | 4.672102434094471e+001 | 5.8342e-06 |  | 4.672102434094471e+001 | 5.0586e-06 |  | 46.7534 | 4.0763e-06 | 8.2271 | 4.0763e-06
4.675342011346164e+001 | 4.9504e-07 | 46.7534 | 4.675342011346164e+001 | 2.948e-06 |  | 4.675342011346164e+001 | 5.8336e-06 |  | 4.675342011346164e+001 | 5.0581e-06 |  | 46.7858 | 4.0762e-06 | 8.2341 | 4.0762e-06
4.678583834880109e+001 | 4.9461e-07 | 46.7858 | 4.678583834880109e+001 | 2.9477e-06 |  | 4.678583834880109e+001 | 5.833e-06 |  | 4.678583834880109e+001 | 5.0575e-06 |  | 46.8183 | 4.0762e-06 | 8.2411 | 4.0762e-06
4.681827906253847e+001 | 4.9418e-07 | 46.8183 | 4.681827906253847e+001 | 2.9473e-06 |  | 4.681827906253847e+001 | 5.8324e-06 |  | 4.681827906253847e+001 | 5.057e-06 |  | 46.8507 | 4.0761e-06 | 8.2482 | 4.0761e-06
4.685074227026003e+001 | 4.9376e-07 | 46.8507 | 4.685074227026003e+001 | 2.9469e-06 |  | 4.685074227026003e+001 | 5.8317e-06 |  | 4.685074227026003e+001 | 5.0564e-06 |  | 46.8832 | 4.0761e-06 | 8.2552 | 4.0761e-06
4.688322798756283e+001 | 4.9333e-07 | 46.8832 | 4.688322798756283e+001 | 2.9466e-06 |  | 4.688322798756283e+001 | 5.8311e-06 |  | 4.688322798756283e+001 | 5.0559e-06 |  | 46.9157 | 4.076e-06 | 8.2623 | 4.076e-06
4.691573623005471e+001 | 4.929e-07 | 46.9157 | 4.691573623005471e+001 | 2.9462e-06 |  | 4.691573623005471e+001 | 5.8305e-06 |  | 4.691573623005471e+001 | 5.0553e-06 |  | 46.9483 | 4.076e-06 | 8.2693 | 4.076e-06
4.694826701335438e+001 | 4.9248e-07 | 46.9483 | 4.694826701335438e+001 | 2.9459e-06 |  | 4.694826701335438e+001 | 5.8299e-06 |  | 4.694826701335438e+001 | 5.0548e-06 |  | 46.9808 | 4.0759e-06 | 8.2764 | 4.0759e-06
4.698082035309132e+001 | 4.9205e-07 | 46.9808 | 4.698082035309132e+001 | 2.9455e-06 |  | 4.698082035309132e+001 | 5.8293e-06 |  | 4.698082035309132e+001 | 5.0543e-06 |  | 47.0134 | 4.0759e-06 | 8.2834 | 4.0759e-06
4.701339626490591e+001 | 4.9162e-07 | 47.0134 | 4.701339626490591e+001 | 2.9452e-06 |  | 4.701339626490591e+001 | 5.8287e-06 |  | 4.701339626490591e+001 | 5.0537e-06 |  | 47.046 | 4.0758e-06 | 8.2905 | 4.0758e-06
4.704599476444933e+001 | 4.912e-07 | 47.046 | 4.704599476444933e+001 | 2.9448e-06 |  | 4.704599476444933e+001 | 5.828e-06 |  | 4.704599476444933e+001 | 5.0532e-06 |  | 47.0786 | 4.0757e-06 | 8.2975 | 4.0758e-06
4.707861586738363e+001 | 4.9078e-07 | 47.0786 | 4.707861586738363e+001 | 2.9444e-06 |  | 4.707861586738363e+001 | 5.8274e-06 |  | 4.707861586738363e+001 | 5.0526e-06 |  | 47.1113 | 4.0757e-06 | 8.3046 | 4.0757e-06
4.711125958938172e+001 | 4.9035e-07 | 47.1113 | 4.711125958938172e+001 | 2.9441e-06 |  | 4.711125958938172e+001 | 5.8268e-06 |  | 4.711125958938172e+001 | 5.0521e-06 |  | 47.1439 | 4.0756e-06 | 8.3117 | 4.0756e-06
4.714392594612738e+001 | 4.8993e-07 | 47.1439 | 4.714392594612738e+001 | 2.9437e-06 |  | 4.714392594612738e+001 | 5.8262e-06 |  | 4.714392594612738e+001 | 5.0516e-06 |  | 47.1766 | 4.0756e-06 | 8.3187 | 4.0756e-06
4.717661495331526e+001 | 4.8951e-07 | 47.1766 | 4.717661495331526e+001 | 2.9434e-06 |  | 4.717661495331526e+001 | 5.8256e-06 |  | 4.717661495331526e+001 | 5.051e-06 |  | 47.2093 | 4.0755e-06 | 8.3258 | 4.0755e-06
4.720932662665088e+001 | 4.8909e-07 | 47.2093 | 4.720932662665088e+001 | 2.943e-06 |  | 4.720932662665088e+001 | 5.825e-06 |  | 4.720932662665088e+001 | 5.0505e-06 |  | 47.2421 | 4.0755e-06 | 8.3329 | 4.0755e-06
4.724206098185067e+001 | 4.8867e-07 | 47.2421 | 4.724206098185067e+001 | 2.9427e-06 |  | 4.724206098185067e+001 | 5.8244e-06 |  | 4.724206098185067e+001 | 5.05e-06 |  | 47.2748 | 4.0754e-06 | 8.3399 | 4.0754e-06
4.727481803464196e+001 | 4.8825e-07 | 47.2748 | 4.727481803464196e+001 | 2.9423e-06 |  | 4.727481803464196e+001 | 5.8238e-06 |  | 4.727481803464196e+001 | 5.0495e-06 |  | 47.3076 | 4.0754e-06 | 8.347 | 4.0754e-06
4.730759780076296e+001 | 4.8783e-07 | 47.3076 | 4.730759780076296e+001 | 2.942e-06 |  | 4.730759780076296e+001 | 5.8232e-06 |  | 4.730759780076296e+001 | 5.0489e-06 |  | 47.3404 | 4.0753e-06 | 8.3541 | 4.0753e-06
4.734040029596282e+001 | 4.8741e-07 | 47.3404 | 4.734040029596282e+001 | 2.9416e-06 |  | 4.734040029596282e+001 | 5.8226e-06 |  | 4.734040029596282e+001 | 5.0484e-06 |  | 47.3732 | 4.0753e-06 | 8.3611 | 4.0753e-06
4.737322553600158e+001 | 4.8699e-07 | 47.3732 | 4.737322553600158e+001 | 2.9413e-06 |  | 4.737322553600158e+001 | 5.822e-06 |  | 4.737322553600158e+001 | 5.0479e-06 |  | 47.4061 | 4.0752e-06 | 8.3682 | 4.0752e-06
4.740607353665025e+001 | 4.8657e-07 | 47.4061 | 4.740607353665025e+001 | 2.941e-06 |  | 4.740607353665025e+001 | 5.8214e-06 |  | 4.740607353665025e+001 | 5.0474e-06 |  | 47.4389 | 4.0752e-06 | 8.3753 | 4.0752e-06
4.743894431369074e+001 | 4.8615e-07 | 47.4389 | 4.743894431369074e+001 | 2.9406e-06 |  | 4.743894431369074e+001 | 5.8208e-06 |  | 4.743894431369074e+001 | 5.0468e-06 |  | 47.4718 | 4.0751e-06 | 8.3824 | 4.0751e-06
4.747183788291591e+001 | 4.8574e-07 | 47.4718 | 4.747183788291591e+001 | 2.9403e-06 |  | 4.747183788291591e+001 | 5.8203e-06 |  | 4.747183788291591e+001 | 5.0463e-06 |  | 47.5048 | 4.0751e-06 | 8.3895 | 4.0751e-06
4.750475426012959e+001 | 4.8532e-07 | 47.5048 | 4.750475426012959e+001 | 2.9399e-06 |  | 4.750475426012959e+001 | 5.8197e-06 |  | 4.750475426012959e+001 | 5.0458e-06 |  | 47.5377 | 4.075e-06 | 8.3966 | 4.075e-06
4.753769346114654e+001 | 4.849e-07 | 47.5377 | 4.753769346114654e+001 | 2.9396e-06 |  | 4.753769346114654e+001 | 5.8191e-06 |  | 4.753769346114654e+001 | 5.0453e-06 |  | 47.5707 | 4.075e-06 | 8.4037 | 4.075e-06
4.757065550179250e+001 | 4.8449e-07 | 47.5707 | 4.757065550179250e+001 | 2.9392e-06 |  | 4.757065550179250e+001 | 5.8185e-06 |  | 4.757065550179250e+001 | 5.0448e-06 |  | 47.6036 | 4.0749e-06 | 8.4107 | 4.0749e-06
4.760364039790419e+001 | 4.8408e-07 | 47.6036 | 4.760364039790419e+001 | 2.9389e-06 |  | 4.760364039790419e+001 | 5.8179e-06 |  | 4.760364039790419e+001 | 5.0443e-06 |  | 47.6366 | 4.0749e-06 | 8.4178 | 4.0749e-06
4.763664816532928e+001 | 4.8366e-07 | 47.6366 | 4.763664816532928e+001 | 2.9386e-06 |  | 4.763664816532928e+001 | 5.8173e-06 |  | 4.763664816532928e+001 | 5.0437e-06 |  | 47.6697 | 4.0748e-06 | 8.4249 | 4.0748e-06
4.766967881992649e+001 | 4.8325e-07 | 47.6697 | 4.766967881992649e+001 | 2.9382e-06 |  | 4.766967881992649e+001 | 5.8168e-06 |  | 4.766967881992649e+001 | 5.0432e-06 |  | 47.7027 | 4.0748e-06 | 8.432 | 4.0748e-06
4.770273237756548e+001 | 4.8284e-07 | 47.7027 | 4.770273237756548e+001 | 2.9379e-06 |  | 4.770273237756548e+001 | 5.8162e-06 |  | 4.770273237756548e+001 | 5.0427e-06 |  | 47.7358 | 4.0747e-06 | 8.4391 | 4.0747e-06
4.773580885412692e+001 | 4.8242e-07 | 47.7358 | 4.773580885412692e+001 | 2.9376e-06 |  | 4.773580885412692e+001 | 5.8156e-06 |  | 4.773580885412692e+001 | 5.0422e-06 |  | 47.7689 | 4.0747e-06 | 8.4462 | 4.0747e-06
4.776890826550252e+001 | 4.8201e-07 | 47.7689 | 4.776890826550252e+001 | 2.9372e-06 |  | 4.776890826550252e+001 | 5.815e-06 |  | 4.776890826550252e+001 | 5.0417e-06 |  | 47.802 | 4.0746e-06 | 8.4533 | 4.0746e-06
4.780203062759498e+001 | 4.816e-07 | 47.802 | 4.780203062759498e+001 | 2.9369e-06 |  | 4.780203062759498e+001 | 5.8145e-06 |  | 4.780203062759498e+001 | 5.0412e-06 |  | 47.8352 | 4.0746e-06 | 8.4604 | 4.0746e-06
4.783517595631805e+001 | 4.8119e-07 | 47.8352 | 4.783517595631805e+001 | 2.9366e-06 |  | 4.783517595631805e+001 | 5.8139e-06 |  | 4.783517595631805e+001 | 5.0407e-06 |  | 47.8683 | 4.0745e-06 | 8.4676 | 4.0745e-06
4.786834426759650e+001 | 4.8078e-07 | 47.8683 | 4.786834426759650e+001 | 2.9362e-06 |  | 4.786834426759650e+001 | 5.8133e-06 |  | 4.786834426759650e+001 | 5.0402e-06 |  | 47.9015 | 4.0745e-06 | 8.4747 | 4.0745e-06
4.790153557736614e+001 | 4.8037e-07 | 47.9015 | 4.790153557736614e+001 | 2.9359e-06 |  | 4.790153557736614e+001 | 5.8128e-06 |  | 4.790153557736614e+001 | 5.0397e-06 |  | 47.9347 | 4.0744e-06 | 8.4818 | 4.0744e-06
4.793474990157385e+001 | 4.7996e-07 | 47.9347 | 4.793474990157385e+001 | 2.9356e-06 |  | 4.793474990157385e+001 | 5.8122e-06 |  | 4.793474990157385e+001 | 5.0392e-06 |  | 47.968 | 4.0744e-06 | 8.4889 | 4.0744e-06
4.796798725617754e+001 | 4.7956e-07 | 47.968 | 4.796798725617754e+001 | 2.9352e-06 |  | 4.796798725617754e+001 | 5.8116e-06 |  | 4.796798725617754e+001 | 5.0387e-06 |  | 48.0012 | 4.0743e-06 | 8.496 | 4.0743e-06
4.800124765714620e+001 | 4.7915e-07 | 48.0012 | 4.800124765714620e+001 | 2.9349e-06 |  | 4.800124765714620e+001 | 5.8111e-06 |  | 4.800124765714620e+001 | 5.0382e-06 |  | 48.0345 | 4.0743e-06 | 8.5031 | 4.0743e-06
4.803453112045989e+001 | 4.7874e-07 | 48.0345 | 4.803453112045989e+001 | 2.9346e-06 |  | 4.803453112045989e+001 | 5.8105e-06 |  | 4.803453112045989e+001 | 5.0377e-06 |  | 48.0678 | 4.0742e-06 | 8.5103 | 4.0742e-06
4.806783766210976e+001 | 4.7833e-07 | 48.0678 | 4.806783766210976e+001 | 2.9343e-06 |  | 4.806783766210976e+001 | 5.8099e-06 |  | 4.806783766210976e+001 | 5.0372e-06 |  | 48.1012 | 4.0742e-06 | 8.5174 | 4.0742e-06
4.810116729809803e+001 | 4.7793e-07 | 48.1012 | 4.810116729809803e+001 | 2.9339e-06 |  | 4.810116729809803e+001 | 5.8094e-06 |  | 4.810116729809803e+001 | 5.0367e-06 |  | 48.1345 | 4.0741e-06 | 8.5245 | 4.0741e-06
4.813452004443802e+001 | 4.7752e-07 | 48.1345 | 4.813452004443802e+001 | 2.9336e-06 |  | 4.813452004443802e+001 | 5.8088e-06 |  | 4.813452004443802e+001 | 5.0362e-06 |  | 48.1679 | 4.0741e-06 | 8.5316 | 4.0741e-06
4.816789591715417e+001 | 4.7712e-07 | 48.1679 | 4.816789591715417e+001 | 2.9333e-06 |  | 4.816789591715417e+001 | 5.8083e-06 |  | 4.816789591715417e+001 | 5.0357e-06 |  | 48.2013 | 4.074e-06 | 8.5388 | 4.074e-06
4.820129493228201e+001 | 4.7671e-07 | 48.2013 | 4.820129493228201e+001 | 2.933e-06 |  | 4.820129493228201e+001 | 5.8077e-06 |  | 4.820129493228201e+001 | 5.0353e-06 |  | 48.2347 | 4.074e-06 | 8.5459 | 4.074e-06
4.823471710586821e+001 | 4.7631e-07 | 48.2347 | 4.823471710586821e+001 | 2.9326e-06 |  | 4.823471710586821e+001 | 5.8072e-06 |  | 4.823471710586821e+001 | 5.0348e-06 |  | 48.2682 | 4.0739e-06 | 8.553 | 4.0739e-06
4.826816245397054e+001 | 4.7591e-07 | 48.2682 | 4.826816245397054e+001 | 2.9323e-06 |  | 4.826816245397054e+001 | 5.8066e-06 |  | 4.826816245397054e+001 | 5.0343e-06 |  | 48.3016 | 4.0738e-06 | 8.5602 | 4.0738e-06
4.830163099265793e+001 | 4.7551e-07 | 48.3016 | 4.830163099265793e+001 | 2.932e-06 |  | 4.830163099265793e+001 | 5.8061e-06 |  | 4.830163099265793e+001 | 5.0338e-06 |  | 48.3351 | 4.0738e-06 | 8.5673 | 4.0738e-06
4.833512273801043e+001 | 4.751e-07 | 48.3351 | 4.833512273801043e+001 | 2.9317e-06 |  | 4.833512273801043e+001 | 5.8055e-06 |  | 4.833512273801043e+001 | 5.0333e-06 |  | 48.3686 | 4.0737e-06 | 8.5744 | 4.0737e-06
4.836863770611927e+001 | 4.747e-07 | 48.3686 | 4.836863770611927e+001 | 2.9314e-06 |  | 4.836863770611927e+001 | 5.805e-06 |  | 4.836863770611927e+001 | 5.0328e-06 |  | 48.4022 | 4.0737e-06 | 8.5816 | 4.0737e-06
4.840217591308679e+001 | 4.743e-07 | 48.4022 | 4.840217591308679e+001 | 2.931e-06 |  | 4.840217591308679e+001 | 5.8044e-06 |  | 4.840217591308679e+001 | 5.0324e-06 |  | 48.4357 | 4.0736e-06 | 8.5887 | 4.0736e-06
4.843573737502656e+001 | 4.739e-07 | 48.4357 | 4.843573737502656e+001 | 2.9307e-06 |  | 4.843573737502656e+001 | 5.8039e-06 |  | 4.843573737502656e+001 | 5.0319e-06 |  | 48.4693 | 4.0736e-06 | 8.5959 | 4.0736e-06
4.846932210806325e+001 | 4.735e-07 | 48.4693 | 4.846932210806325e+001 | 2.9304e-06 |  | 4.846932210806325e+001 | 5.8034e-06 |  | 4.846932210806325e+001 | 5.0314e-06 |  | 48.5029 | 4.0735e-06 | 8.603 | 4.0735e-06
4.850293012833276e+001 | 4.731e-07 | 48.5029 | 4.850293012833276e+001 | 2.9301e-06 |  | 4.850293012833276e+001 | 5.8028e-06 |  | 4.850293012833276e+001 | 5.0309e-06 |  | 48.5366 | 4.0735e-06 | 8.6102 | 4.0735e-06
4.853656145198217e+001 | 4.727e-07 | 48.5366 | 4.853656145198217e+001 | 2.9298e-06 |  | 4.853656145198217e+001 | 5.8023e-06 |  | 4.853656145198217e+001 | 5.0305e-06 |  | 48.5702 | 4.0734e-06 | 8.6173 | 4.0734e-06
4.857021609516975e+001 | 4.7231e-07 | 48.5702 | 4.857021609516975e+001 | 2.9295e-06 |  | 4.857021609516975e+001 | 5.8018e-06 |  | 4.857021609516975e+001 | 5.03e-06 |  | 48.6039 | 4.0734e-06 | 8.6245 | 4.0734e-06
4.860389407406497e+001 | 4.7191e-07 | 48.6039 | 4.860389407406497e+001 | 2.9292e-06 |  | 4.860389407406497e+001 | 5.8012e-06 |  | 4.860389407406497e+001 | 5.0295e-06 |  | 48.6376 | 4.0733e-06 | 8.6316 | 4.0733e-06
4.863759540484853e+001 | 4.7151e-07 | 48.6376 | 4.863759540484853e+001 | 2.9288e-06 |  | 4.863759540484853e+001 | 5.8007e-06 |  | 4.863759540484853e+001 | 5.029e-06 |  | 48.6713 | 4.0733e-06 | 8.6388 | 4.0733e-06
4.867132010371231e+001 | 4.7112e-07 | 48.6713 | 4.867132010371231e+001 | 2.9285e-06 |  | 4.867132010371231e+001 | 5.8002e-06 |  | 4.867132010371231e+001 | 5.0286e-06 |  | 48.7051 | 4.0732e-06 | 8.646 | 4.0732e-06
4.870506818685948e+001 | 4.7072e-07 | 48.7051 | 4.870506818685948e+001 | 2.9282e-06 |  | 4.870506818685948e+001 | 5.7996e-06 |  | 4.870506818685948e+001 | 5.0281e-06 |  | 48.7388 | 4.0732e-06 | 8.6531 | 4.0732e-06
4.873883967050438e+001 | 4.7032e-07 | 48.7388 | 4.873883967050438e+001 | 2.9279e-06 |  | 4.873883967050438e+001 | 5.7991e-06 |  | 4.873883967050438e+001 | 5.0276e-06 |  | 48.7726 | 4.0731e-06 | 8.6603 | 4.0731e-06
4.877263457087263e+001 | 4.6993e-07 | 48.7726 | 4.877263457087263e+001 | 2.9276e-06 |  | 4.877263457087263e+001 | 5.7986e-06 |  | 4.877263457087263e+001 | 5.0272e-06 |  | 48.8065 | 4.0731e-06 | 8.6675 | 4.0731e-06
4.880645290420111e+001 | 4.6954e-07 | 48.8065 | 4.880645290420111e+001 | 2.9273e-06 |  | 4.880645290420111e+001 | 5.798e-06 |  | 4.880645290420111e+001 | 5.0267e-06 |  | 48.8403 | 4.073e-06 | 8.6746 | 4.073e-06
4.884029468673791e+001 | 4.6914e-07 | 48.8403 | 4.884029468673791e+001 | 2.927e-06 |  | 4.884029468673791e+001 | 5.7975e-06 |  | 4.884029468673791e+001 | 5.0263e-06 |  | 48.8742 | 4.073e-06 | 8.6818 | 4.073e-06
4.887415993474244e+001 | 4.6875e-07 | 48.8742 | 4.887415993474244e+001 | 2.9267e-06 |  | 4.887415993474244e+001 | 5.797e-06 |  | 4.887415993474244e+001 | 5.0258e-06 |  | 48.908 | 4.0729e-06 | 8.689 | 4.0729e-06
4.890804866448535e+001 | 4.6836e-07 | 48.908 | 4.890804866448535e+001 | 2.9264e-06 |  | 4.890804866448535e+001 | 5.7965e-06 |  | 4.890804866448535e+001 | 5.0253e-06 |  | 48.942 | 4.0729e-06 | 8.6961 | 4.0729e-06
4.894196089224859e+001 | 4.6796e-07 | 48.942 | 4.894196089224859e+001 | 2.9261e-06 |  | 4.894196089224859e+001 | 5.796e-06 |  | 4.894196089224859e+001 | 5.0249e-06 |  | 48.9759 | 4.0728e-06 | 8.7033 | 4.0728e-06
4.897589663432538e+001 | 4.6757e-07 | 48.9759 | 4.897589663432538e+001 | 2.9258e-06 |  | 4.897589663432538e+001 | 5.7954e-06 |  | 4.897589663432538e+001 | 5.0244e-06 |  | 49.0099 | 4.0728e-06 | 8.7105 | 4.0728e-06
4.900985590702027e+001 | 4.6718e-07 | 49.0099 | 4.900985590702027e+001 | 2.9255e-06 |  | 4.900985590702027e+001 | 5.7949e-06 |  | 4.900985590702027e+001 | 5.024e-06 |  | 49.0438 | 4.0727e-06 | 8.7177 | 4.0727e-06
4.904383872664908e+001 | 4.6679e-07 | 49.0438 | 4.904383872664908e+001 | 2.9252e-06 |  | 4.904383872664908e+001 | 5.7944e-06 |  | 4.904383872664908e+001 | 5.0235e-06 |  | 49.0778 | 4.0727e-06 | 8.7249 | 4.0727e-06
4.907784510953896e+001 | 4.664e-07 | 49.0778 | 4.907784510953896e+001 | 2.9249e-06 |  | 4.907784510953896e+001 | 5.7939e-06 |  | 4.907784510953896e+001 | 5.0231e-06 |  | 49.1119 | 4.0726e-06 | 8.7321 | 4.0726e-06
4.911187507202840e+001 | 4.6601e-07 | 49.1119 | 4.911187507202840e+001 | 2.9246e-06 |  | 4.911187507202840e+001 | 5.7934e-06 |  | 4.911187507202840e+001 | 5.0226e-06 |  | 49.1459 | 4.0726e-06 | 8.7393 | 4.0726e-06
4.914592863046717e+001 | 4.6562e-07 | 49.1459 | 4.914592863046717e+001 | 2.9243e-06 |  | 4.914592863046717e+001 | 5.7929e-06 |  | 4.914592863046717e+001 | 5.0222e-06 |  | 49.18 | 4.0725e-06 | 8.7464 | 4.0725e-06
4.918000580121642e+001 | 4.6523e-07 | 49.18 | 4.918000580121642e+001 | 2.924e-06 |  | 4.918000580121642e+001 | 5.7924e-06 |  | 4.918000580121642e+001 | 5.0217e-06 |  | 49.2141 | 4.0725e-06 | 8.7536 | 4.0725e-06
4.921410660064862e+001 | 4.6485e-07 | 49.2141 | 4.921410660064862e+001 | 2.9237e-06 |  | 4.921410660064862e+001 | 5.7919e-06 |  | 4.921410660064862e+001 | 5.0213e-06 |  | 49.2482 | 4.0724e-06 | 8.7608 | 4.0724e-06
4.924823104514762e+001 | 4.6446e-07 | 49.2482 | 4.924823104514762e+001 | 2.9234e-06 |  | 4.924823104514762e+001 | 5.7914e-06 |  | 4.924823104514762e+001 | 5.0208e-06 |  | 49.2824 | 4.0724e-06 | 8.768 | 4.0724e-06
4.928237915110859e+001 | 4.6407e-07 | 49.2824 | 4.928237915110859e+001 | 2.9231e-06 |  | 4.928237915110859e+001 | 5.7909e-06 |  | 4.928237915110859e+001 | 5.0204e-06 |  | 49.3166 | 4.0723e-06 | 8.7752 | 4.0723e-06
4.931655093493812e+001 | 4.6369e-07 | 49.3166 | 4.931655093493812e+001 | 2.9228e-06 |  | 4.931655093493812e+001 | 5.7904e-06 |  | 4.931655093493812e+001 | 5.0199e-06 |  | 49.3507 | 4.0723e-06 | 8.7824 | 4.0723e-06
4.935074641305413e+001 | 4.633e-07 | 49.3507 | 4.935074641305413e+001 | 2.9225e-06 |  | 4.935074641305413e+001 | 5.7899e-06 |  | 4.935074641305413e+001 | 5.0195e-06 |  | 49.385 | 4.0722e-06 | 8.7896 | 4.0722e-06
4.938496560188593e+001 | 4.6292e-07 | 49.385 | 4.938496560188593e+001 | 2.9222e-06 |  | 4.938496560188593e+001 | 5.7894e-06 |  | 4.938496560188593e+001 | 5.0191e-06 |  | 49.4192 | 4.0722e-06 | 8.7968 | 4.0722e-06
4.941920851787426e+001 | 4.6253e-07 | 49.4192 | 4.941920851787426e+001 | 2.9219e-06 |  | 4.941920851787426e+001 | 5.7889e-06 |  | 4.941920851787426e+001 | 5.0186e-06 |  | 49.4535 | 4.0721e-06 | 8.804 | 4.0721e-06
4.945347517747121e+001 | 4.6215e-07 | 49.4535 | 4.945347517747121e+001 | 2.9216e-06 |  | 4.945347517747121e+001 | 5.7884e-06 |  | 4.945347517747121e+001 | 5.0182e-06 |  | 49.4878 | 4.0721e-06 | 8.8113 | 4.0721e-06
4.948776559714031e+001 | 4.6176e-07 | 49.4878 | 4.948776559714031e+001 | 2.9213e-06 |  | 4.948776559714031e+001 | 5.7879e-06 |  | 4.948776559714031e+001 | 5.0177e-06 |  | 49.5221 | 4.072e-06 | 8.8185 | 4.072e-06
4.952207979335650e+001 | 4.6138e-07 | 49.5221 | 4.952207979335650e+001 | 2.921e-06 |  | 4.952207979335650e+001 | 5.7874e-06 |  | 4.952207979335650e+001 | 5.0173e-06 |  | 49.5564 | 4.072e-06 | 8.8257 | 4.072e-06
4.955641778260613e+001 | 4.61e-07 | 49.5564 | 4.955641778260613e+001 | 2.9208e-06 |  | 4.955641778260613e+001 | 5.7869e-06 |  | 4.955641778260613e+001 | 5.0169e-06 |  | 49.5908 | 4.0719e-06 | 8.8329 | 4.0719e-06
4.959077958138700e+001 | 4.6062e-07 | 49.5908 | 4.959077958138700e+001 | 2.9205e-06 |  | 4.959077958138700e+001 | 5.7864e-06 |  | 4.959077958138700e+001 | 5.0164e-06 |  | 49.6252 | 4.0719e-06 | 8.8401 | 4.0719e-06
4.962516520620833e+001 | 4.6023e-07 | 49.6252 | 4.962516520620833e+001 | 2.9202e-06 |  | 4.962516520620833e+001 | 5.7859e-06 |  | 4.962516520620833e+001 | 5.016e-06 |  | 49.6596 | 4.0718e-06 | 8.8473 | 4.0718e-06
4.965957467359080e+001 | 4.5985e-07 | 49.6596 | 4.965957467359080e+001 | 2.9199e-06 |  | 4.965957467359080e+001 | 5.7854e-06 |  | 4.965957467359080e+001 | 5.0156e-06 |  | 49.694 | 4.0718e-06 | 8.8546 | 4.0718e-06
4.969400800006656e+001 | 4.5947e-07 | 49.694 | 4.969400800006656e+001 | 2.9196e-06 |  | 4.969400800006656e+001 | 5.7849e-06 |  | 4.969400800006656e+001 | 5.0151e-06 |  | 49.7285 | 4.0717e-06 | 8.8618 | 4.0717e-06
4.972846520217919e+001 | 4.5909e-07 | 49.7285 | 4.972846520217919e+001 | 2.9193e-06 |  | 4.972846520217919e+001 | 5.7845e-06 |  | 4.972846520217919e+001 | 5.0147e-06 |  | 49.7629 | 4.0717e-06 | 8.869 | 4.0717e-06
4.976294629648375e+001 | 4.5871e-07 | 49.7629 | 4.976294629648375e+001 | 2.919e-06 |  | 4.976294629648375e+001 | 5.784e-06 |  | 4.976294629648375e+001 | 5.0143e-06 |  | 49.7975 | 4.0717e-06 | 8.8762 | 4.0717e-06
4.979745129954681e+001 | 4.5833e-07 | 49.7975 | 4.979745129954681e+001 | 2.9188e-06 |  | 4.979745129954681e+001 | 5.7835e-06 |  | 4.979745129954681e+001 | 5.0139e-06 |  | 49.832 | 4.0716e-06 | 8.8835 | 4.0716e-06
4.983198022794639e+001 | 4.5796e-07 | 49.832 | 4.983198022794639e+001 | 2.9185e-06 |  | 4.983198022794639e+001 | 5.783e-06 |  | 4.983198022794639e+001 | 5.0134e-06 |  | 49.8665 | 4.0716e-06 | 8.8907 | 4.0716e-06
4.986653309827201e+001 | 4.5758e-07 | 49.8665 | 4.986653309827201e+001 | 2.9182e-06 |  | 4.986653309827201e+001 | 5.7825e-06 |  | 4.986653309827201e+001 | 5.013e-06 |  | 49.9011 | 4.0715e-06 | 8.8979 | 4.0715e-06
4.990110992712472e+001 | 4.572e-07 | 49.9011 | 4.990110992712472e+001 | 2.9179e-06 |  | 4.990110992712472e+001 | 5.782e-06 |  | 4.990110992712472e+001 | 5.0126e-06 |  | 49.9357 | 4.0715e-06 | 8.9052 | 4.0715e-06
4.993571073111704e+001 | 4.5682e-07 | 49.9357 | 4.993571073111704e+001 | 2.9176e-06 |  | 4.993571073111704e+001 | 5.7816e-06 |  | 4.993571073111704e+001 | 5.0122e-06 |  | 49.9703 | 4.0714e-06 | 8.9124 | 4.0714e-06
4.997033552687305e+001 | 4.5645e-07 | 49.9703 | 4.997033552687305e+001 | 2.9173e-06 |  | 4.997033552687305e+001 | 5.7811e-06 |  | 4.997033552687305e+001 | 5.0118e-06 |  | 50.005 | 4.0714e-06 | 8.9196 | 4.0714e-06
5.000498433102833e+001 | 4.5607e-07 | 50.005 | 5.000498433102833e+001 | 2.9171e-06 |  | 5.000498433102833e+001 | 5.7806e-06 |  | 5.000498433102833e+001 | 5.0113e-06 |  | 50.0397 | 4.0713e-06 | 8.9269 | 4.0713e-06
5.003965716023001e+001 | 4.557e-07 | 50.0397 | 5.003965716023001e+001 | 2.9168e-06 |  | 5.003965716023001e+001 | 5.7802e-06 |  | 5.003965716023001e+001 | 5.0109e-06 |  | 50.0744 | 4.0713e-06 | 8.9341 | 4.0713e-06
5.007435403113674e+001 | 4.5532e-07 | 50.0744 | 5.007435403113674e+001 | 2.9165e-06 |  | 5.007435403113674e+001 | 5.7797e-06 |  | 5.007435403113674e+001 | 5.0105e-06 |  | 50.1091 | 4.0712e-06 | 8.9414 | 4.0712e-06
5.010907496041876e+001 | 4.5495e-07 | 50.1091 | 5.010907496041876e+001 | 2.9162e-06 |  | 5.010907496041876e+001 | 5.7792e-06 |  | 5.010907496041876e+001 | 5.0101e-06 |  | 50.1438 | 4.0712e-06 | 8.9486 | 4.0712e-06
5.014381996475782e+001 | 4.5457e-07 | 50.1438 | 5.014381996475782e+001 | 2.916e-06 |  | 5.014381996475782e+001 | 5.7787e-06 |  | 5.014381996475782e+001 | 5.0097e-06 |  | 50.1786 | 4.0711e-06 | 8.9559 | 4.0711e-06
5.017858906084729e+001 | 4.542e-07 | 50.1786 | 5.017858906084729e+001 | 2.9157e-06 |  | 5.017858906084729e+001 | 5.7783e-06 |  | 5.017858906084729e+001 | 5.0093e-06 |  | 50.2134 | 4.0711e-06 | 8.9631 | 4.0711e-06
5.021338226539206e+001 | 4.5383e-07 | 50.2134 | 5.021338226539206e+001 | 2.9154e-06 |  | 5.021338226539206e+001 | 5.7778e-06 |  | 5.021338226539206e+001 | 5.0089e-06 |  | 50.2482 | 4.071e-06 | 8.9704 | 4.071e-06
5.024819959510866e+001 | 4.5346e-07 | 50.2482 | 5.024819959510866e+001 | 2.9151e-06 |  | 5.024819959510866e+001 | 5.7773e-06 |  | 5.024819959510866e+001 | 5.0084e-06 |  | 50.283 | 4.071e-06 | 8.9777 | 4.071e-06
5.028304106672515e+001 | 4.5308e-07 | 50.283 | 5.028304106672515e+001 | 2.9149e-06 |  | 5.028304106672515e+001 | 5.7769e-06 |  | 5.028304106672515e+001 | 5.008e-06 |  | 50.3179 | 4.0709e-06 | 8.9849 | 4.0709e-06
5.031790669698125e+001 | 4.5271e-07 | 50.3179 | 5.031790669698125e+001 | 2.9146e-06 |  | 5.031790669698125e+001 | 5.7764e-06 |  | 5.031790669698125e+001 | 5.0076e-06 |  | 50.3528 | 4.0709e-06 | 8.9922 | 4.0709e-06
5.035279650262824e+001 | 4.5234e-07 | 50.3528 | 5.035279650262824e+001 | 2.9143e-06 |  | 5.035279650262824e+001 | 5.776e-06 |  | 5.035279650262824e+001 | 5.0072e-06 |  | 50.3877 | 4.0708e-06 | 8.9994 | 4.0708e-06
5.038771050042904e+001 | 4.5197e-07 | 50.3877 | 5.038771050042904e+001 | 2.9141e-06 |  | 5.038771050042904e+001 | 5.7755e-06 |  | 5.038771050042904e+001 | 5.0068e-06 |  | 50.4226 | 4.0708e-06 | 9.0067 | 4.0708e-06
5.042264870715817e+001 | 4.516e-07 | 50.4226 | 5.042264870715817e+001 | 2.9138e-06 |  | 5.042264870715817e+001 | 5.7751e-06 |  | 5.042264870715817e+001 | 5.0064e-06 |  | 50.4576 | 4.0707e-06 | 9.014 | 4.0707e-06
5.045761113960182e+001 | 4.5123e-07 | 50.4576 | 5.045761113960182e+001 | 2.9135e-06 |  | 5.045761113960182e+001 | 5.7746e-06 |  | 5.045761113960182e+001 | 5.006e-06 |  | 50.4926 | 4.0707e-06 | 9.0212 | 4.0707e-06
5.049259781455780e+001 | 4.5086e-07 | 50.4926 | 5.049259781455780e+001 | 2.9132e-06 |  | 5.049259781455780e+001 | 5.7741e-06 |  | 5.049259781455780e+001 | 5.0056e-06 |  | 50.5276 | 4.0706e-06 | 9.0285 | 4.0706e-06
5.052760874883553e+001 | 4.5049e-07 | 50.5276 | 5.052760874883553e+001 | 2.913e-06 |  | 5.052760874883553e+001 | 5.7737e-06 |  | 5.052760874883553e+001 | 5.0052e-06 |  | 50.5626 | 4.0706e-06 | 9.0358 | 4.0706e-06
5.056264395925616e+001 | 4.5013e-07 | 50.5626 | 5.056264395925616e+001 | 2.9127e-06 |  | 5.056264395925616e+001 | 5.7732e-06 |  | 5.056264395925616e+001 | 5.0048e-06 |  | 50.5977 | 4.0705e-06 | 9.0431 | 4.0705e-06
5.059770346265243e+001 | 4.4976e-07 | 50.5977 | 5.059770346265243e+001 | 2.9124e-06 |  | 5.059770346265243e+001 | 5.7728e-06 |  | 5.059770346265243e+001 | 5.0044e-06 |  | 50.6328 | 4.0705e-06 | 9.0503 | 4.0705e-06
5.063278727586881e+001 | 4.4939e-07 | 50.6328 | 5.063278727586881e+001 | 2.9122e-06 |  | 5.063278727586881e+001 | 5.7723e-06 |  | 5.063278727586881e+001 | 5.004e-06 |  | 50.6679 | 4.0704e-06 | 9.0576 | 4.0704e-06
5.066789541576141e+001 | 4.4903e-07 | 50.6679 | 5.066789541576141e+001 | 2.9119e-06 |  | 5.066789541576141e+001 | 5.7719e-06 |  | 5.066789541576141e+001 | 5.0036e-06 |  | 50.703 | 4.0704e-06 | 9.0649 | 4.0704e-06
5.070302789919805e+001 | 4.4866e-07 | 50.703 | 5.070302789919805e+001 | 2.9117e-06 |  | 5.070302789919805e+001 | 5.7714e-06 |  | 5.070302789919805e+001 | 5.0032e-06 |  | 50.7382 | 4.0703e-06 | 9.0722 | 4.0703e-06
5.073818474305823e+001 | 4.483e-07 | 50.7382 | 5.073818474305823e+001 | 2.9114e-06 |  | 5.073818474305823e+001 | 5.771e-06 |  | 5.073818474305823e+001 | 5.0028e-06 |  | 50.7734 | 4.0703e-06 | 9.0795 | 4.0703e-06
5.077336596423317e+001 | 4.4793e-07 | 50.7734 | 5.077336596423317e+001 | 2.9111e-06 |  | 5.077336596423317e+001 | 5.7706e-06 |  | 5.077336596423317e+001 | 5.0024e-06 |  | 50.8086 | 4.0702e-06 | 9.0868 | 4.0702e-06
5.080857157962578e+001 | 4.4757e-07 | 50.8086 | 5.080857157962578e+001 | 2.9109e-06 |  | 5.080857157962578e+001 | 5.7701e-06 |  | 5.080857157962578e+001 | 5.0021e-06 |  | 50.8438 | 4.0702e-06 | 9.0941 | 4.0702e-06
5.084380160615072e+001 | 4.472e-07 | 50.8438 | 5.084380160615072e+001 | 2.9106e-06 |  | 5.084380160615072e+001 | 5.7697e-06 |  | 5.084380160615072e+001 | 5.0017e-06 |  | 50.8791 | 4.0701e-06 | 9.1013 | 4.0701e-06
5.087905606073436e+001 | 4.4684e-07 | 50.8791 | 5.087905606073436e+001 | 2.9104e-06 |  | 5.087905606073436e+001 | 5.7692e-06 |  | 5.087905606073436e+001 | 5.0013e-06 |  | 50.9143 | 4.0701e-06 | 9.1086 | 4.0701e-06
5.091433496031482e+001 | 4.4648e-07 | 50.9143 | 5.091433496031482e+001 | 2.9101e-06 |  | 5.091433496031482e+001 | 5.7688e-06 |  | 5.091433496031482e+001 | 5.0009e-06 |  | 50.9496 | 4.07e-06 | 9.1159 | 4.07e-06
5.094963832184193e+001 | 4.4611e-07 | 50.9496 | 5.094963832184193e+001 | 2.9098e-06 |  | 5.094963832184193e+001 | 5.7684e-06 |  | 5.094963832184193e+001 | 5.0005e-06 |  | 50.985 | 4.07e-06 | 9.1232 | 4.07e-06
5.098496616227731e+001 | 4.4575e-07 | 50.985 | 5.098496616227731e+001 | 2.9096e-06 |  | 5.098496616227731e+001 | 5.7679e-06 |  | 5.098496616227731e+001 | 5.0001e-06 |  | 51.0203 | 4.0699e-06 | 9.1305 | 4.0699e-06
5.102031849859433e+001 | 4.4539e-07 | 51.0203 | 5.102031849859433e+001 | 2.9093e-06 |  | 5.102031849859433e+001 | 5.7675e-06 |  | 5.102031849859433e+001 | 4.9997e-06 |  | 51.0557 | 4.0699e-06 | 9.1378 | 4.0699e-06
5.105569534777813e+001 | 4.4503e-07 | 51.0557 | 5.105569534777813e+001 | 2.9091e-06 |  | 5.105569534777813e+001 | 5.7671e-06 |  | 5.105569534777813e+001 | 4.9993e-06 |  | 51.0911 | 4.0699e-06 | 9.1451 | 4.0699e-06
5.109109672682561e+001 | 4.4467e-07 | 51.0911 | 5.109109672682561e+001 | 2.9088e-06 |  | 5.109109672682561e+001 | 5.7666e-06 |  | 5.109109672682561e+001 | 4.999e-06 |  | 51.1265 | 4.0698e-06 | 9.1525 | 4.0698e-06
5.112652265274549e+001 | 4.4431e-07 | 51.1265 | 5.112652265274549e+001 | 2.9086e-06 |  | 5.112652265274549e+001 | 5.7662e-06 |  | 5.112652265274549e+001 | 4.9986e-06 |  | 51.162 | 4.0698e-06 | 9.1598 | 4.0698e-06
5.116197314255825e+001 | 4.4395e-07 | 51.162 | 5.116197314255825e+001 | 2.9083e-06 |  | 5.116197314255825e+001 | 5.7658e-06 |  | 5.116197314255825e+001 | 4.9982e-06 |  | 51.1974 | 4.0697e-06 | 9.1671 | 4.0697e-06
5.119744821329618e+001 | 4.4359e-07 | 51.1974 | 5.119744821329618e+001 | 2.908e-06 |  | 5.119744821329618e+001 | 5.7653e-06 |  | 5.119744821329618e+001 | 4.9978e-06 |  | 51.2329 | 4.0697e-06 | 9.1744 | 4.0697e-06
5.123294788200340e+001 | 4.4323e-07 | 51.2329 | 5.123294788200340e+001 | 2.9078e-06 |  | 5.123294788200340e+001 | 5.7649e-06 |  | 5.123294788200340e+001 | 4.9974e-06 |  | 51.2685 | 4.0696e-06 | 9.1817 | 4.0696e-06
5.126847216573583e+001 | 4.4287e-07 | 51.2685 | 5.126847216573583e+001 | 2.9075e-06 |  | 5.126847216573583e+001 | 5.7645e-06 |  | 5.126847216573583e+001 | 4.9971e-06 |  | 51.304 | 4.0696e-06 | 9.189 | 4.0696e-06
5.130402108156122e+001 | 4.4251e-07 | 51.304 | 5.130402108156122e+001 | 2.9073e-06 |  | 5.130402108156122e+001 | 5.7641e-06 |  | 5.130402108156122e+001 | 4.9967e-06 |  | 51.3396 | 4.0695e-06 | 9.1963 | 4.0695e-06
5.133959464655914e+001 | 4.4216e-07 | 51.3396 | 5.133959464655914e+001 | 2.907e-06 |  | 5.133959464655914e+001 | 5.7636e-06 |  | 5.133959464655914e+001 | 4.9963e-06 |  | 51.3752 | 4.0695e-06 | 9.2037 | 4.0695e-06
5.137519287782104e+001 | 4.418e-07 | 51.3752 | 5.137519287782104e+001 | 2.9068e-06 |  | 5.137519287782104e+001 | 5.7632e-06 |  | 5.137519287782104e+001 | 4.996e-06 |  | 51.4108 | 4.0694e-06 | 9.211 | 4.0694e-06
5.141081579245019e+001 | 4.4144e-07 | 51.4108 | 5.141081579245019e+001 | 2.9065e-06 |  | 5.141081579245019e+001 | 5.7628e-06 |  | 5.141081579245019e+001 | 4.9956e-06 |  | 51.4465 | 4.0694e-06 | 9.2183 | 4.0694e-06
5.144646340756171e+001 | 4.4109e-07 | 51.4465 | 5.144646340756171e+001 | 2.9063e-06 |  | 5.144646340756171e+001 | 5.7624e-06 |  | 5.144646340756171e+001 | 4.9952e-06 |  | 51.4821 | 4.0693e-06 | 9.2256 | 4.0693e-06
5.148213574028263e+001 | 4.4073e-07 | 51.4821 | 5.148213574028263e+001 | 2.906e-06 |  | 5.148213574028263e+001 | 5.762e-06 |  | 5.148213574028263e+001 | 4.9948e-06 |  | 51.5178 | 4.0693e-06 | 9.233 | 4.0693e-06
5.151783280775182e+001 | 4.4038e-07 | 51.5178 | 5.151783280775182e+001 | 2.9058e-06 |  | 5.151783280775182e+001 | 5.7615e-06 |  | 5.151783280775182e+001 | 4.9945e-06 |  | 51.5536 | 4.0692e-06 | 9.2403 | 4.0692e-06
5.155355462712004e+001 | 4.4002e-07 | 51.5536 | 5.155355462712004e+001 | 2.9056e-06 |  | 5.155355462712004e+001 | 5.7611e-06 |  | 5.155355462712004e+001 | 4.9941e-06 |  | 51.5893 | 4.0692e-06 | 9.2476 | 4.0692e-06
5.158930121554995e+001 | 4.3967e-07 | 51.5893 | 5.158930121554995e+001 | 2.9053e-06 |  | 5.158930121554995e+001 | 5.7607e-06 |  | 5.158930121554995e+001 | 4.9937e-06 |  | 51.6251 | 4.0691e-06 | 9.255 | 4.0691e-06
5.162507259021611e+001 | 4.3932e-07 | 51.6251 | 5.162507259021611e+001 | 2.9051e-06 |  | 5.162507259021611e+001 | 5.7603e-06 |  | 5.162507259021611e+001 | 4.9934e-06 |  | 51.6609 | 4.0691e-06 | 9.2623 | 4.0691e-06
5.166086876830497e+001 | 4.3896e-07 | 51.6609 | 5.166086876830497e+001 | 2.9048e-06 |  | 5.166086876830497e+001 | 5.7599e-06 |  | 5.166086876830497e+001 | 4.993e-06 |  | 51.6967 | 4.069e-06 | 9.2696 | 4.069e-06
5.169668976701494e+001 | 4.3861e-07 | 51.6967 | 5.169668976701494e+001 | 2.9046e-06 |  | 5.169668976701494e+001 | 5.7595e-06 |  | 5.169668976701494e+001 | 4.9926e-06 |  | 51.7325 | 4.069e-06 | 9.277 | 4.069e-06
5.173253560355631e+001 | 4.3826e-07 | 51.7325 | 5.173253560355631e+001 | 2.9043e-06 |  | 5.173253560355631e+001 | 5.7591e-06 |  | 5.173253560355631e+001 | 4.9923e-06 |  | 51.7684 | 4.0689e-06 | 9.2843 | 4.0689e-06
5.176840629515132e+001 | 4.3791e-07 | 51.7684 | 5.176840629515132e+001 | 2.9041e-06 |  | 5.176840629515132e+001 | 5.7587e-06 |  | 5.176840629515132e+001 | 4.9919e-06 |  | 51.8043 | 4.0689e-06 | 9.2917 | 4.0689e-06
5.180430185903416e+001 | 4.3756e-07 | 51.8043 | 5.180430185903416e+001 | 2.9038e-06 |  | 5.180430185903416e+001 | 5.7582e-06 |  | 5.180430185903416e+001 | 4.9916e-06 |  | 51.8402 | 4.0689e-06 | 9.299 | 4.0689e-06
5.184022231245096e+001 | 4.3721e-07 | 51.8402 | 5.184022231245096e+001 | 2.9036e-06 |  | 5.184022231245096e+001 | 5.7578e-06 |  | 5.184022231245096e+001 | 4.9912e-06 |  | 51.8762 | 4.0688e-06 | 9.3064 | 4.0688e-06
5.187616767265980e+001 | 4.3686e-07 | 51.8762 | 5.187616767265980e+001 | 2.9034e-06 |  | 5.187616767265980e+001 | 5.7574e-06 |  | 5.187616767265980e+001 | 4.9908e-06 |  | 51.9121 | 4.0688e-06 | 9.3137 | 4.0688e-06
5.191213795693076e+001 | 4.3651e-07 | 51.9121 | 5.191213795693076e+001 | 2.9031e-06 |  | 5.191213795693076e+001 | 5.757e-06 |  | 5.191213795693076e+001 | 4.9905e-06 |  | 51.9481 | 4.0687e-06 | 9.3211 | 4.0687e-06
5.194813318254585e+001 | 4.3616e-07 | 51.9481 | 5.194813318254585e+001 | 2.9029e-06 |  | 5.194813318254585e+001 | 5.7566e-06 |  | 5.194813318254585e+001 | 4.9901e-06 |  | 51.9842 | 4.0687e-06 | 9.3284 | 4.0687e-06
5.198415336679909e+001 | 4.3581e-07 | 51.9842 | 5.198415336679909e+001 | 2.9026e-06 |  | 5.198415336679909e+001 | 5.7562e-06 |  | 5.198415336679909e+001 | 4.9898e-06 |  | 52.0202 | 4.0686e-06 | 9.3358 | 4.0686e-06
5.202019852699650e+001 | 4.3546e-07 | 52.0202 | 5.202019852699650e+001 | 2.9024e-06 |  | 5.202019852699650e+001 | 5.7558e-06 |  | 5.202019852699650e+001 | 4.9894e-06 |  | 52.0563 | 4.0686e-06 | 9.3432 | 4.0686e-06
5.205626868045608e+001 | 4.3511e-07 | 52.0563 | 5.205626868045608e+001 | 2.9022e-06 |  | 5.205626868045608e+001 | 5.7554e-06 |  | 5.205626868045608e+001 | 4.9891e-06 |  | 52.0924 | 4.0685e-06 | 9.3505 | 4.0685e-06
5.209236384450783e+001 | 4.3476e-07 | 52.0924 | 5.209236384450783e+001 | 2.9019e-06 |  | 5.209236384450783e+001 | 5.755e-06 |  | 5.209236384450783e+001 | 4.9887e-06 |  | 52.1285 | 4.0685e-06 | 9.3579 | 4.0685e-06
5.212848403649380e+001 | 4.3442e-07 | 52.1285 | 5.212848403649380e+001 | 2.9017e-06 |  | 5.212848403649380e+001 | 5.7546e-06 |  | 5.212848403649380e+001 | 4.9884e-06 |  | 52.1646 | 4.0684e-06 | 9.3652 | 4.0684e-06
5.216462927376804e+001 | 4.3407e-07 | 52.1646 | 5.216462927376804e+001 | 2.9015e-06 |  | 5.216462927376804e+001 | 5.7542e-06 |  | 5.216462927376804e+001 | 4.988e-06 |  | 52.2008 | 4.0684e-06 | 9.3726 | 4.0684e-06
5.220079957369664e+001 | 4.3372e-07 | 52.2008 | 5.220079957369664e+001 | 2.9012e-06 |  | 5.220079957369664e+001 | 5.7538e-06 |  | 5.220079957369664e+001 | 4.9877e-06 |  | 52.237 | 4.0683e-06 | 9.38 | 4.0683e-06
5.223699495365773e+001 | 4.3338e-07 | 52.237 | 5.223699495365773e+001 | 2.901e-06 |  | 5.223699495365773e+001 | 5.7535e-06 |  | 5.223699495365773e+001 | 4.9873e-06 |  | 52.2732 | 4.0683e-06 | 9.3874 | 4.0683e-06
5.227321543104148e+001 | 4.3303e-07 | 52.2732 | 5.227321543104148e+001 | 2.9008e-06 |  | 5.227321543104148e+001 | 5.7531e-06 |  | 5.227321543104148e+001 | 4.987e-06 |  | 52.3095 | 4.0682e-06 | 9.3947 | 4.0682e-06
5.230946102325014e+001 | 4.3269e-07 | 52.3095 | 5.230946102325014e+001 | 2.9005e-06 |  | 5.230946102325014e+001 | 5.7527e-06 |  | 5.230946102325014e+001 | 4.9866e-06 |  | 52.3457 | 4.0682e-06 | 9.4021 | 4.0682e-06
5.234573174769801e+001 | 4.3234e-07 | 52.3457 | 5.234573174769801e+001 | 2.9003e-06 |  | 5.234573174769801e+001 | 5.7523e-06 |  | 5.234573174769801e+001 | 4.9863e-06 |  | 52.382 | 4.0681e-06 | 9.4095 | 4.0681e-06
5.238202762181147e+001 | 4.32e-07 | 52.382 | 5.238202762181147e+001 | 2.9001e-06 |  | 5.238202762181147e+001 | 5.7519e-06 |  | 5.238202762181147e+001 | 4.9859e-06 |  | 52.4183 | 4.0681e-06 | 9.4169 | 4.0681e-06
5.241834866302899e+001 | 4.3166e-07 | 52.4183 | 5.241834866302899e+001 | 2.8998e-06 |  | 5.241834866302899e+001 | 5.7515e-06 |  | 5.241834866302899e+001 | 4.9856e-06 |  | 52.4547 | 4.0681e-06 | 9.4243 | 4.0681e-06
5.245469488880111e+001 | 4.3131e-07 | 52.4547 | 5.245469488880111e+001 | 2.8996e-06 |  | 5.245469488880111e+001 | 5.7511e-06 |  | 5.245469488880111e+001 | 4.9853e-06 |  | 52.4911 | 4.068e-06 | 9.4316 | 4.068e-06
5.249106631659051e+001 | 4.3097e-07 | 52.4911 | 5.249106631659051e+001 | 2.8994e-06 |  | 5.249106631659051e+001 | 5.7507e-06 |  | 5.249106631659051e+001 | 4.9849e-06 |  | 52.5275 | 4.068e-06 | 9.439 | 4.068e-06
5.252746296387192e+001 | 4.3063e-07 | 52.5275 | 5.252746296387192e+001 | 2.8992e-06 |  | 5.252746296387192e+001 | 5.7503e-06 |  | 5.252746296387192e+001 | 4.9846e-06 |  | 52.5639 | 4.0679e-06 | 9.4464 | 4.0679e-06
5.256388484813223e+001 | 4.3029e-07 | 52.5639 | 5.256388484813223e+001 | 2.8989e-06 |  | 5.256388484813223e+001 | 5.75e-06 |  | 5.256388484813223e+001 | 4.9842e-06 |  | 52.6003 | 4.0679e-06 | 9.4538 | 4.0679e-06
5.260033198687046e+001 | 4.2995e-07 | 52.6003 | 5.260033198687046e+001 | 2.8987e-06 |  | 5.260033198687046e+001 | 5.7496e-06 |  | 5.260033198687046e+001 | 4.9839e-06 |  | 52.6368 | 4.0678e-06 | 9.4612 | 4.0678e-06
5.263680439759774e+001 | 4.2961e-07 | 52.6368 | 5.263680439759774e+001 | 2.8985e-06 |  | 5.263680439759774e+001 | 5.7492e-06 |  | 5.263680439759774e+001 | 4.9836e-06 |  | 52.6733 | 4.0678e-06 | 9.4686 | 4.0678e-06
5.267330209783734e+001 | 4.2927e-07 | 52.6733 | 5.267330209783734e+001 | 2.8982e-06 |  | 5.267330209783734e+001 | 5.7488e-06 |  | 5.267330209783734e+001 | 4.9832e-06 |  | 52.7098 | 4.0677e-06 | 9.476 | 4.0677e-06
5.270982510512470e+001 | 4.2893e-07 | 52.7098 | 5.270982510512470e+001 | 2.898e-06 |  | 5.270982510512470e+001 | 5.7484e-06 |  | 5.270982510512470e+001 | 4.9829e-06 |  | 52.7464 | 4.0677e-06 | 9.4834 | 4.0677e-06
5.274637343700741e+001 | 4.2859e-07 | 52.7464 | 5.274637343700741e+001 | 2.8978e-06 |  | 5.274637343700741e+001 | 5.7481e-06 |  | 5.274637343700741e+001 | 4.9826e-06 |  | 52.7829 | 4.0676e-06 | 9.4908 | 4.0676e-06
5.278294711104523e+001 | 4.2825e-07 | 52.7829 | 5.278294711104523e+001 | 2.8976e-06 |  | 5.278294711104523e+001 | 5.7477e-06 |  | 5.278294711104523e+001 | 4.9822e-06 |  | 52.8195 | 4.0676e-06 | 9.4982 | 4.0676e-06
5.281954614481008e+001 | 4.2791e-07 | 52.8195 | 5.281954614481008e+001 | 2.8974e-06 |  | 5.281954614481008e+001 | 5.7473e-06 |  | 5.281954614481008e+001 | 4.9819e-06 |  | 52.8562 | 4.0675e-06 | 9.5056 | 4.0675e-06
5.285617055588610e+001 | 4.2757e-07 | 52.8562 | 5.285617055588610e+001 | 2.8971e-06 |  | 5.285617055588610e+001 | 5.747e-06 |  | 5.285617055588610e+001 | 4.9816e-06 |  | 52.8928 | 4.0675e-06 | 9.513 | 4.0675e-06
5.289282036186957e+001 | 4.2723e-07 | 52.8928 | 5.289282036186957e+001 | 2.8969e-06 |  | 5.289282036186957e+001 | 5.7466e-06 |  | 5.289282036186957e+001 | 4.9812e-06 |  | 52.9295 | 4.0674e-06 | 9.5204 | 4.0674e-06
5.292949558036902e+001 | 4.269e-07 | 52.9295 | 5.292949558036902e+001 | 2.8967e-06 |  | 5.292949558036902e+001 | 5.7462e-06 |  | 5.292949558036902e+001 | 4.9809e-06 |  | 52.9662 | 4.0674e-06 | 9.5278 | 4.0674e-06
5.296619622900516e+001 | 4.2656e-07 | 52.9662 | 5.296619622900516e+001 | 2.8965e-06 |  | 5.296619622900516e+001 | 5.7458e-06 |  | 5.296619622900516e+001 | 4.9806e-06 |  | 53.0029 | 4.0674e-06 | 9.5352 | 4.0674e-06
5.300292232541094e+001 | 4.2622e-07 | 53.0029 | 5.300292232541094e+001 | 2.8962e-06 |  | 5.300292232541094e+001 | 5.7455e-06 |  | 5.300292232541094e+001 | 4.9803e-06 |  | 53.0397 | 4.0673e-06 | 9.5426 | 4.0673e-06
5.303967388723152e+001 | 4.2589e-07 | 53.0397 | 5.303967388723152e+001 | 2.896e-06 |  | 5.303967388723152e+001 | 5.7451e-06 |  | 5.303967388723152e+001 | 4.9799e-06 |  | 53.0765 | 4.0673e-06 | 9.5501 | 4.0673e-06
5.307645093212429e+001 | 4.2555e-07 | 53.0765 | 5.307645093212429e+001 | 2.8958e-06 |  | 5.307645093212429e+001 | 5.7447e-06 |  | 5.307645093212429e+001 | 4.9796e-06 |  | 53.1133 | 4.0672e-06 | 9.5575 | 4.0672e-06
5.311325347775890e+001 | 4.2522e-07 | 53.1133 | 5.311325347775890e+001 | 2.8956e-06 |  | 5.311325347775890e+001 | 5.7444e-06 |  | 5.311325347775890e+001 | 4.9793e-06 |  | 53.1501 | 4.0672e-06 | 9.5649 | 4.0672e-06
5.315008154181724e+001 | 4.2488e-07 | 53.1501 | 5.315008154181724e+001 | 2.8954e-06 |  | 5.315008154181724e+001 | 5.744e-06 |  | 5.315008154181724e+001 | 4.979e-06 |  | 53.1869 | 4.0671e-06 | 9.5723 | 4.0671e-06
5.318693514199348e+001 | 4.2455e-07 | 53.1869 | 5.318693514199348e+001 | 2.8952e-06 |  | 5.318693514199348e+001 | 5.7436e-06 |  | 5.318693514199348e+001 | 4.9786e-06 |  | 53.2238 | 4.0671e-06 | 9.5797 | 4.0671e-06
5.322381429599403e+001 | 4.2422e-07 | 53.2238 | 5.322381429599403e+001 | 2.8949e-06 |  | 5.322381429599403e+001 | 5.7433e-06 |  | 5.322381429599403e+001 | 4.9783e-06 |  | 53.2607 | 4.067e-06 | 9.5872 | 4.067e-06
5.326071902153759e+001 | 4.2388e-07 | 53.2607 | 5.326071902153759e+001 | 2.8947e-06 |  | 5.326071902153759e+001 | 5.7429e-06 |  | 5.326071902153759e+001 | 4.978e-06 |  | 53.2976 | 4.067e-06 | 9.5946 | 4.067e-06
5.329764933635516e+001 | 4.2355e-07 | 53.2976 | 5.329764933635516e+001 | 2.8945e-06 |  | 5.329764933635516e+001 | 5.7426e-06 |  | 5.329764933635516e+001 | 4.9777e-06 |  | 53.3346 | 4.0669e-06 | 9.602 | 4.0669e-06
5.333460525819000e+001 | 4.2322e-07 | 53.3346 | 5.333460525819000e+001 | 2.8943e-06 |  | 5.333460525819000e+001 | 5.7422e-06 |  | 5.333460525819000e+001 | 4.9774e-06 |  | 53.3716 | 4.0669e-06 | 9.6095 | 4.0669e-06
5.337158680479772e+001 | 4.2289e-07 | 53.3716 | 5.337158680479772e+001 | 2.8941e-06 |  | 5.337158680479772e+001 | 5.7418e-06 |  | 5.337158680479772e+001 | 4.9771e-06 |  | 53.4086 | 4.0668e-06 | 9.6169 | 4.0668e-06
5.340859399394620e+001 | 4.2255e-07 | 53.4086 | 5.340859399394620e+001 | 2.8939e-06 |  | 5.340859399394620e+001 | 5.7415e-06 |  | 5.340859399394620e+001 | 4.9767e-06 |  | 53.4456 | 4.0668e-06 | 9.6243 | 4.0668e-06
5.344562684341566e+001 | 4.2222e-07 | 53.4456 | 5.344562684341566e+001 | 2.8937e-06 |  | 5.344562684341566e+001 | 5.7411e-06 |  | 5.344562684341566e+001 | 4.9764e-06 |  | 53.4827 | 4.0668e-06 | 9.6318 | 4.0668e-06
5.348268537099865e+001 | 4.2189e-07 | 53.4827 | 5.348268537099865e+001 | 2.8934e-06 |  | 5.348268537099865e+001 | 5.7408e-06 |  | 5.348268537099865e+001 | 4.9761e-06 |  | 53.5198 | 4.0667e-06 | 9.6392 | 4.0667e-06
5.351976959450004e+001 | 4.2156e-07 | 53.5198 | 5.351976959450004e+001 | 2.8932e-06 |  | 5.351976959450004e+001 | 5.7404e-06 |  | 5.351976959450004e+001 | 4.9758e-06 |  | 53.5569 | 4.0667e-06 | 9.6467 | 4.0667e-06
5.355687953173707e+001 | 4.2123e-07 | 53.5569 | 5.355687953173707e+001 | 2.893e-06 |  | 5.355687953173707e+001 | 5.7401e-06 |  | 5.355687953173707e+001 | 4.9755e-06 |  | 53.594 | 4.0666e-06 | 9.6541 | 4.0666e-06
5.359401520053932e+001 | 4.209e-07 | 53.594 | 5.359401520053932e+001 | 2.8928e-06 |  | 5.359401520053932e+001 | 5.7397e-06 |  | 5.359401520053932e+001 | 4.9752e-06 |  | 53.6312 | 4.0666e-06 | 9.6615 | 4.0666e-06
5.363117661874873e+001 | 4.2057e-07 | 53.6312 | 5.363117661874873e+001 | 2.8926e-06 |  | 5.363117661874873e+001 | 5.7394e-06 |  | 5.363117661874873e+001 | 4.9749e-06 |  | 53.6684 | 4.0665e-06 | 9.669 | 4.0665e-06
5.366836380421962e+001 | 4.2025e-07 | 53.6684 | 5.366836380421962e+001 | 2.8924e-06 |  | 5.366836380421962e+001 | 5.739e-06 |  | 5.366836380421962e+001 | 4.9746e-06 |  | 53.7056 | 4.0665e-06 | 9.6764 | 4.0665e-06
5.370557677481868e+001 | 4.1992e-07 | 53.7056 | 5.370557677481868e+001 | 2.8922e-06 |  | 5.370557677481868e+001 | 5.7387e-06 |  | 5.370557677481868e+001 | 4.9742e-06 |  | 53.7428 | 4.0664e-06 | 9.6839 | 4.0664e-06
5.374281554842500e+001 | 4.1959e-07 | 53.7428 | 5.374281554842500e+001 | 2.892e-06 |  | 5.374281554842500e+001 | 5.7383e-06 |  | 5.374281554842500e+001 | 4.9739e-06 |  | 53.7801 | 4.0664e-06 | 9.6914 | 4.0664e-06
5.378008014293006e+001 | 4.1926e-07 | 53.7801 | 5.378008014293006e+001 | 2.8918e-06 |  | 5.378008014293006e+001 | 5.738e-06 |  | 5.378008014293006e+001 | 4.9736e-06 |  | 53.8174 | 4.0663e-06 | 9.6988 | 4.0663e-06
5.381737057623775e+001 | 4.1894e-07 | 53.8174 | 5.381737057623775e+001 | 2.8916e-06 |  | 5.381737057623775e+001 | 5.7376e-06 |  | 5.381737057623775e+001 | 4.9733e-06 |  | 53.8547 | 4.0663e-06 | 9.7063 | 4.0663e-06
5.385468686626437e+001 | 4.1861e-07 | 53.8547 | 5.385468686626437e+001 | 2.8914e-06 |  | 5.385468686626437e+001 | 5.7373e-06 |  | 5.385468686626437e+001 | 4.973e-06 |  | 53.892 | 4.0663e-06 | 9.7137 | 4.0663e-06
5.389202903093864e+001 | 4.1828e-07 | 53.892 | 5.389202903093864e+001 | 2.8911e-06 |  | 5.389202903093864e+001 | 5.7369e-06 |  | 5.389202903093864e+001 | 4.9727e-06 |  | 53.9294 | 4.0662e-06 | 9.7212 | 4.0662e-06
5.392939708820173e+001 | 4.1796e-07 | 53.9294 | 5.392939708820173e+001 | 2.8909e-06 |  | 5.392939708820173e+001 | 5.7366e-06 |  | 5.392939708820173e+001 | 4.9724e-06 |  | 53.9668 | 4.0662e-06 | 9.7287 | 4.0662e-06
5.396679105600722e+001 | 4.1763e-07 | 53.9668 | 5.396679105600722e+001 | 2.8907e-06 |  | 5.396679105600722e+001 | 5.7363e-06 |  | 5.396679105600722e+001 | 4.9721e-06 |  | 54.0042 | 4.0661e-06 | 9.7361 | 4.0661e-06
5.400421095232117e+001 | 4.1731e-07 | 54.0042 | 5.400421095232117e+001 | 2.8905e-06 |  | 5.400421095232117e+001 | 5.7359e-06 |  | 5.400421095232117e+001 | 4.9718e-06 |  | 54.0417 | 4.0661e-06 | 9.7436 | 4.0661e-06
5.404165679512207e+001 | 4.1698e-07 | 54.0417 | 5.404165679512207e+001 | 2.8903e-06 |  | 5.404165679512207e+001 | 5.7356e-06 |  | 5.404165679512207e+001 | 4.9715e-06 |  | 54.0791 | 4.066e-06 | 9.7511 | 4.066e-06
5.407912860240089e+001 | 4.1666e-07 | 54.0791 | 5.407912860240089e+001 | 2.8901e-06 |  | 5.407912860240089e+001 | 5.7352e-06 |  | 5.407912860240089e+001 | 4.9712e-06 |  | 54.1166 | 4.066e-06 | 9.7585 | 4.066e-06
5.411662639216108e+001 | 4.1634e-07 | 54.1166 | 5.411662639216108e+001 | 2.8899e-06 |  | 5.411662639216108e+001 | 5.7349e-06 |  | 5.411662639216108e+001 | 4.9709e-06 |  | 54.1542 | 4.0659e-06 | 9.766 | 4.0659e-06
5.415415018241856e+001 | 4.1601e-07 | 54.1542 | 5.415415018241856e+001 | 2.8897e-06 |  | 5.415415018241856e+001 | 5.7346e-06 |  | 5.415415018241856e+001 | 4.9706e-06 |  | 54.1917 | 4.0659e-06 | 9.7735 | 4.0659e-06
5.419169999120176e+001 | 4.1569e-07 | 54.1917 | 5.419169999120176e+001 | 2.8895e-06 |  | 5.419169999120176e+001 | 5.7342e-06 |  | 5.419169999120176e+001 | 4.9703e-06 |  | 54.2293 | 4.0658e-06 | 9.781 | 4.0658e-06
5.422927583655159e+001 | 4.1537e-07 | 54.2293 | 5.422927583655159e+001 | 2.8893e-06 |  | 5.422927583655159e+001 | 5.7339e-06 |  | 5.422927583655159e+001 | 4.97e-06 |  | 54.2669 | 4.0658e-06 | 9.7884 | 4.0658e-06
5.426687773652148e+001 | 4.1505e-07 | 54.2669 | 5.426687773652148e+001 | 2.8891e-06 |  | 5.426687773652148e+001 | 5.7336e-06 |  | 5.426687773652148e+001 | 4.9697e-06 |  | 54.3045 | 4.0658e-06 | 9.7959 | 4.0658e-06
5.430450570917738e+001 | 4.1472e-07 | 54.3045 | 5.430450570917738e+001 | 2.8889e-06 |  | 5.430450570917738e+001 | 5.7332e-06 |  | 5.430450570917738e+001 | 4.9694e-06 |  | 54.3422 | 4.0657e-06 | 9.8034 | 4.0657e-06
5.434215977259776e+001 | 4.144e-07 | 54.3422 | 5.434215977259776e+001 | 2.8887e-06 |  | 5.434215977259776e+001 | 5.7329e-06 |  | 5.434215977259776e+001 | 4.9691e-06 |  | 54.3798 | 4.0657e-06 | 9.8109 | 4.0657e-06
5.437983994487364e+001 | 4.1408e-07 | 54.3798 | 5.437983994487364e+001 | 2.8885e-06 |  | 5.437983994487364e+001 | 5.7326e-06 |  | 5.437983994487364e+001 | 4.9689e-06 |  | 54.4175 | 4.0656e-06 | 9.8184 | 4.0656e-06
5.441754624410855e+001 | 4.1376e-07 | 54.4175 | 5.441754624410855e+001 | 2.8883e-06 |  | 5.441754624410855e+001 | 5.7322e-06 |  | 5.441754624410855e+001 | 4.9686e-06 |  | 54.4553 | 4.0656e-06 | 9.8259 | 4.0656e-06
5.445527868841862e+001 | 4.1344e-07 | 54.4553 | 5.445527868841862e+001 | 2.8881e-06 |  | 5.445527868841862e+001 | 5.7319e-06 |  | 5.445527868841862e+001 | 4.9683e-06 |  | 54.493 | 4.0655e-06 | 9.8334 | 4.0655e-06
5.449303729593250e+001 | 4.1312e-07 | 54.493 | 5.449303729593250e+001 | 2.8879e-06 |  | 5.449303729593250e+001 | 5.7316e-06 |  | 5.449303729593250e+001 | 4.968e-06 |  | 54.5308 | 4.0655e-06 | 9.8408 | 4.0655e-06
5.453082208479145e+001 | 4.128e-07 | 54.5308 | 5.453082208479145e+001 | 2.8877e-06 |  | 5.453082208479145e+001 | 5.7313e-06 |  | 5.453082208479145e+001 | 4.9677e-06 |  | 54.5686 | 4.0654e-06 | 9.8483 | 4.0654e-06
5.456863307314925e+001 | 4.1249e-07 | 54.5686 | 5.456863307314925e+001 | 2.8875e-06 |  | 5.456863307314925e+001 | 5.7309e-06 |  | 5.456863307314925e+001 | 4.9674e-06 |  | 54.6065 | 4.0654e-06 | 9.8558 | 4.0654e-06
5.460647027917234e+001 | 4.1217e-07 | 54.6065 | 5.460647027917234e+001 | 2.8874e-06 |  | 5.460647027917234e+001 | 5.7306e-06 |  | 5.460647027917234e+001 | 4.9671e-06 |  | 54.6443 | 4.0653e-06 | 9.8633 | 4.0653e-06
5.464433372103969e+001 | 4.1185e-07 | 54.6443 | 5.464433372103969e+001 | 2.8872e-06 |  | 5.464433372103969e+001 | 5.7303e-06 |  | 5.464433372103969e+001 | 4.9668e-06 |  | 54.6822 | 4.0653e-06 | 9.8708 | 4.0653e-06
5.468222341694294e+001 | 4.1153e-07 | 54.6822 | 5.468222341694294e+001 | 2.887e-06 |  | 5.468222341694294e+001 | 5.73e-06 |  | 5.468222341694294e+001 | 4.9665e-06 |  | 54.7201 | 4.0653e-06 | 9.8783 | 4.0653e-06
5.472013938508628e+001 | 4.1122e-07 | 54.7201 | 5.472013938508628e+001 | 2.8868e-06 |  | 5.472013938508628e+001 | 5.7297e-06 |  | 5.472013938508628e+001 | 4.9663e-06 |  | 54.7581 | 4.0652e-06 | 9.8858 | 4.0652e-06
5.475808164368656e+001 | 4.109e-07 | 54.7581 | 5.475808164368656e+001 | 2.8866e-06 |  | 5.475808164368656e+001 | 5.7293e-06 |  | 5.475808164368656e+001 | 4.966e-06 |  | 54.7961 | 4.0652e-06 | 9.8934 | 4.0652e-06
5.479605021097326e+001 | 4.1058e-07 | 54.7961 | 5.479605021097326e+001 | 2.8864e-06 |  | 5.479605021097326e+001 | 5.729e-06 |  | 5.479605021097326e+001 | 4.9657e-06 |  | 54.834 | 4.0651e-06 | 9.9009 | 4.0651e-06
5.483404510518849e+001 | 4.1027e-07 | 54.834 | 5.483404510518849e+001 | 2.8862e-06 |  | 5.483404510518849e+001 | 5.7287e-06 |  | 5.483404510518849e+001 | 4.9654e-06 |  | 54.8721 | 4.0651e-06 | 9.9084 | 4.0651e-06
5.487206634458700e+001 | 4.0995e-07 | 54.8721 | 5.487206634458700e+001 | 2.886e-06 |  | 5.487206634458700e+001 | 5.7284e-06 |  | 5.487206634458700e+001 | 4.9651e-06 |  | 54.9101 | 4.065e-06 | 9.9159 | 4.065e-06
5.491011394743624e+001 | 4.0964e-07 | 54.9101 | 5.491011394743624e+001 | 2.8858e-06 |  | 5.491011394743624e+001 | 5.7281e-06 |  | 5.491011394743624e+001 | 4.9649e-06 |  | 54.9482 | 4.065e-06 | 9.9234 | 4.065e-06
5.494818793201626e+001 | 4.0932e-07 | 54.9482 | 5.494818793201626e+001 | 2.8856e-06 |  | 5.494818793201626e+001 | 5.7278e-06 |  | 5.494818793201626e+001 | 4.9646e-06 |  | 54.9863 | 4.0649e-06 | 9.9309 | 4.0649e-06
5.498628831661985e+001 | 4.0901e-07 | 54.9863 | 5.498628831661985e+001 | 2.8854e-06 |  | 5.498628831661985e+001 | 5.7274e-06 |  | 5.498628831661985e+001 | 4.9643e-06 |  | 55.0244 | 4.0649e-06 | 9.9384 | 4.0649e-06
5.502441511955244e+001 | 4.0869e-07 | 55.0244 | 5.502441511955244e+001 | 2.8852e-06 |  | 5.502441511955244e+001 | 5.7271e-06 |  | 5.502441511955244e+001 | 4.964e-06 |  | 55.0626 | 4.0649e-06 | 9.946 | 4.0649e-06
5.506256835913217e+001 | 4.0838e-07 | 55.0626 | 5.506256835913217e+001 | 2.8851e-06 |  | 5.506256835913217e+001 | 5.7268e-06 |  | 5.506256835913217e+001 | 4.9637e-06 |  | 55.1007 | 4.0648e-06 | 9.9535 | 4.0648e-06
5.510074805368988e+001 | 4.0807e-07 | 55.1007 | 5.510074805368988e+001 | 2.8849e-06 |  | 5.510074805368988e+001 | 5.7265e-06 |  | 5.510074805368988e+001 | 4.9635e-06 |  | 55.139 | 4.0648e-06 | 9.961 | 4.0648e-06
5.513895422156912e+001 | 4.0776e-07 | 55.139 | 5.513895422156912e+001 | 2.8847e-06 |  | 5.513895422156912e+001 | 5.7262e-06 |  | 5.513895422156912e+001 | 4.9632e-06 |  | 55.1772 | 4.0647e-06 | 9.9685 | 4.0647e-06
5.517718688112616e+001 | 4.0744e-07 | 55.1772 | 5.517718688112616e+001 | 2.8845e-06 |  | 5.517718688112616e+001 | 5.7259e-06 |  | 5.517718688112616e+001 | 4.9629e-06 |  | 55.2154 | 4.0647e-06 | 9.9761 | 4.0647e-06
5.521544605073000e+001 | 4.0713e-07 | 55.2154 | 5.521544605073000e+001 | 2.8843e-06 |  | 5.521544605073000e+001 | 5.7256e-06 |  | 5.521544605073000e+001 | 4.9626e-06 |  | 55.2537 | 4.0646e-06 | 9.9836 | 4.0646e-06
5.525373174876238e+001 | 4.0682e-07 | 55.2537 | 5.525373174876238e+001 | 2.8841e-06 |  | 5.525373174876238e+001 | 5.7253e-06 |  | 5.525373174876238e+001 | 4.9624e-06 |  | 55.292 | 4.0646e-06 | 9.9911 | 4.0646e-06
5.529204399361776e+001 | 4.0651e-07 | 55.292 | 5.529204399361776e+001 | 2.8839e-06 |  | 5.529204399361776e+001 | 5.725e-06 |  | 5.529204399361776e+001 | 4.9621e-06 |  | 55.3304 | 4.0645e-06 | 9.9986 | 4.0645e-06
5.533038280370339e+001 | 4.062e-07 | 55.3304 | 5.533038280370339e+001 | 2.8838e-06 |  | 5.533038280370339e+001 | 5.7247e-06 |  | 5.533038280370339e+001 | 4.9618e-06 |  | 55.3687 | 4.0645e-06 | 10.0062 | 4.0645e-06
5.536874819743927e+001 | 4.0589e-07 | 55.3687 | 5.536874819743927e+001 | 2.8836e-06 |  | 5.536874819743927e+001 | 5.7243e-06 |  | 5.536874819743927e+001 | 4.9616e-06 |  | 55.4071 | 4.0645e-06 | 10.0137 | 4.0645e-06
5.540714019325816e+001 | 4.0558e-07 | 55.4071 | 5.540714019325816e+001 | 2.8834e-06 |  | 5.540714019325816e+001 | 5.724e-06 |  | 5.540714019325816e+001 | 4.9613e-06 |  | 55.4456 | 4.0644e-06 | 10.0213 | 4.0644e-06
5.544555880960561e+001 | 4.0527e-07 | 55.4456 | 5.544555880960561e+001 | 2.8832e-06 |  | 5.544555880960561e+001 | 5.7237e-06 |  | 5.544555880960561e+001 | 4.961e-06 |  | 55.484 | 4.0644e-06 | 10.0288 | 4.0644e-06
5.548400406493997e+001 | 4.0496e-07 | 55.484 | 5.548400406493997e+001 | 2.883e-06 |  | 5.548400406493997e+001 | 5.7234e-06 |  | 5.548400406493997e+001 | 4.9608e-06 |  | 55.5225 | 4.0643e-06 | 10.0363 | 4.0643e-06
5.552247597773237e+001 | 4.0465e-07 | 55.5225 | 5.552247597773237e+001 | 2.8828e-06 |  | 5.552247597773237e+001 | 5.7231e-06 |  | 5.552247597773237e+001 | 4.9605e-06 |  | 55.561 | 4.0643e-06 | 10.0439 | 4.0643e-06
5.556097456646676e+001 | 4.0434e-07 | 55.561 | 5.556097456646676e+001 | 2.8827e-06 |  | 5.556097456646676e+001 | 5.7228e-06 |  | 5.556097456646676e+001 | 4.9602e-06 |  | 55.5995 | 4.0642e-06 | 10.0514 | 4.0642e-06
5.559949984963991e+001 | 4.0404e-07 | 55.5995 | 5.559949984963991e+001 | 2.8825e-06 |  | 5.559949984963991e+001 | 5.7225e-06 |  | 5.559949984963991e+001 | 4.96e-06 |  | 55.6381 | 4.0642e-06 | 10.059 | 4.0642e-06
5.563805184576141e+001 | 4.0373e-07 | 55.6381 | 5.563805184576141e+001 | 2.8823e-06 |  | 5.563805184576141e+001 | 5.7222e-06 |  | 5.563805184576141e+001 | 4.9597e-06 |  | 55.6766 | 4.0641e-06 | 10.0665 | 4.0641e-06
5.567663057335367e+001 | 4.0342e-07 | 55.6766 | 5.567663057335367e+001 | 2.8821e-06 |  | 5.567663057335367e+001 | 5.7219e-06 |  | 5.567663057335367e+001 | 4.9594e-06 |  | 55.7152 | 4.0641e-06 | 10.0741 | 4.0641e-06
5.571523605095197e+001 | 4.0311e-07 | 55.7152 | 5.571523605095197e+001 | 2.8819e-06 |  | 5.571523605095197e+001 | 5.7217e-06 |  | 5.571523605095197e+001 | 4.9592e-06 |  | 55.7539 | 4.0641e-06 | 10.0816 | 4.0641e-06
5.575386829710442e+001 | 4.0281e-07 | 55.7539 | 5.575386829710442e+001 | 2.8818e-06 |  | 5.575386829710442e+001 | 5.7214e-06 |  | 5.575386829710442e+001 | 4.9589e-06 |  | 55.7925 | 4.064e-06 | 10.0892 | 4.064e-06
5.579252733037200e+001 | 4.025e-07 | 55.7925 | 5.579252733037200e+001 | 2.8816e-06 |  | 5.579252733037200e+001 | 5.7211e-06 |  | 5.579252733037200e+001 | 4.9587e-06 |  | 55.8312 | 4.064e-06 | 10.0968 | 4.064e-06
5.583121316932857e+001 | 4.022e-07 | 55.8312 | 5.583121316932857e+001 | 2.8814e-06 |  | 5.583121316932857e+001 | 5.7208e-06 |  | 5.583121316932857e+001 | 4.9584e-06 |  | 55.8699 | 4.0639e-06 | 10.1043 | 4.0639e-06
5.586992583256085e+001 | 4.0189e-07 | 55.8699 | 5.586992583256085e+001 | 2.8812e-06 |  | 5.586992583256085e+001 | 5.7205e-06 |  | 5.586992583256085e+001 | 4.9581e-06 |  | 55.9087 | 4.0639e-06 | 10.1119 | 4.0639e-06
5.590866533866846e+001 | 4.0159e-07 | 55.9087 | 5.590866533866846e+001 | 2.8811e-06 |  | 5.590866533866846e+001 | 5.7202e-06 |  | 5.590866533866846e+001 | 4.9579e-06 |  | 55.9474 | 4.0638e-06 | 10.1194 | 4.0638e-06
5.594743170626391e+001 | 4.0128e-07 | 55.9474 | 5.594743170626391e+001 | 2.8809e-06 |  | 5.594743170626391e+001 | 5.7199e-06 |  | 5.594743170626391e+001 | 4.9576e-06 |  | 55.9862 | 4.0638e-06 | 10.127 | 4.0638e-06
5.598622495397262e+001 | 4.0098e-07 | 55.9862 | 5.598622495397262e+001 | 2.8807e-06 |  | 5.598622495397262e+001 | 5.7196e-06 |  | 5.598622495397262e+001 | 4.9574e-06 |  | 56.025 | 4.0637e-06 | 10.1346 | 4.0637e-06
5.602504510043292e+001 | 4.0067e-07 | 56.025 | 5.602504510043292e+001 | 2.8805e-06 |  | 5.602504510043292e+001 | 5.7193e-06 |  | 5.602504510043292e+001 | 4.9571e-06 |  | 56.0639 | 4.0637e-06 | 10.1421 | 4.0637e-06
5.606389216429607e+001 | 4.0037e-07 | 56.0639 | 5.606389216429607e+001 | 2.8804e-06 |  | 5.606389216429607e+001 | 5.719e-06 |  | 5.606389216429607e+001 | 4.9568e-06 |  | 56.1028 | 4.0637e-06 | 10.1497 | 4.0637e-06
5.610276616422627e+001 | 4.0007e-07 | 56.1028 | 5.610276616422627e+001 | 2.8802e-06 |  | 5.610276616422627e+001 | 5.7187e-06 |  | 5.610276616422627e+001 | 4.9566e-06 |  | 56.1417 | 4.0636e-06 | 10.1573 | 4.0636e-06
5.614166711890064e+001 | 3.9977e-07 | 56.1417 | 5.614166711890064e+001 | 2.88e-06 |  | 5.614166711890064e+001 | 5.7185e-06 |  | 5.614166711890064e+001 | 4.9563e-06 |  | 56.1806 | 4.0636e-06 | 10.1649 | 4.0636e-06
5.618059504700926e+001 | 3.9946e-07 | 56.1806 | 5.618059504700926e+001 | 2.8798e-06 |  | 5.618059504700926e+001 | 5.7182e-06 |  | 5.618059504700926e+001 | 4.9561e-06 |  | 56.2195 | 4.0635e-06 | 10.1724 | 4.0635e-06
5.621954996725517e+001 | 3.9916e-07 | 56.2195 | 5.621954996725517e+001 | 2.8797e-06 |  | 5.621954996725517e+001 | 5.7179e-06 |  | 5.621954996725517e+001 | 4.9558e-06 |  | 56.2585 | 4.0635e-06 | 10.18 | 4.0635e-06
5.625853189835439e+001 | 3.9886e-07 | 56.2585 | 5.625853189835439e+001 | 2.8795e-06 |  | 5.625853189835439e+001 | 5.7176e-06 |  | 5.625853189835439e+001 | 4.9556e-06 |  | 56.2975 | 4.0634e-06 | 10.1876 | 4.0634e-06
5.629754085903591e+001 | 3.9856e-07 | 56.2975 | 5.629754085903591e+001 | 2.8793e-06 |  | 5.629754085903591e+001 | 5.7173e-06 |  | 5.629754085903591e+001 | 4.9553e-06 |  | 56.3366 | 4.0634e-06 | 10.1952 | 4.0634e-06
5.633657686804168e+001 | 3.9826e-07 | 56.3366 | 5.633657686804168e+001 | 2.8791e-06 |  | 5.633657686804168e+001 | 5.717e-06 |  | 5.633657686804168e+001 | 4.9551e-06 |  | 56.3756 | 4.0634e-06 | 10.2028 | 4.0634e-06
5.637563994412669e+001 | 3.9796e-07 | 56.3756 | 5.637563994412669e+001 | 2.879e-06 |  | 5.637563994412669e+001 | 5.7168e-06 |  | 5.637563994412669e+001 | 4.9548e-06 |  | 56.4147 | 4.0633e-06 | 10.2104 | 4.0633e-06
5.641473010605890e+001 | 3.9766e-07 | 56.4147 | 5.641473010605890e+001 | 2.8788e-06 |  | 5.641473010605890e+001 | 5.7165e-06 |  | 5.641473010605890e+001 | 4.9546e-06 |  | 56.4538 | 4.0633e-06 | 10.2179 | 4.0633e-06
5.645384737261932e+001 | 3.9736e-07 | 56.4538 | 5.645384737261932e+001 | 2.8786e-06 |  | 5.645384737261932e+001 | 5.7162e-06 |  | 5.645384737261932e+001 | 4.9543e-06 |  | 56.493 | 4.0632e-06 | 10.2255 | 4.0632e-06
5.649299176260193e+001 | 3.9706e-07 | 56.493 | 5.649299176260193e+001 | 2.8785e-06 |  | 5.649299176260193e+001 | 5.7159e-06 |  | 5.649299176260193e+001 | 4.9541e-06 |  | 56.5322 | 4.0632e-06 | 10.2331 | 4.0632e-06
5.653216329481379e+001 | 3.9676e-07 | 56.5322 | 5.653216329481379e+001 | 2.8783e-06 |  | 5.653216329481379e+001 | 5.7156e-06 |  | 5.653216329481379e+001 | 4.9538e-06 |  | 56.5714 | 4.0631e-06 | 10.2407 | 4.0631e-06
5.657136198807498e+001 | 3.9646e-07 | 56.5714 | 5.657136198807498e+001 | 2.8781e-06 |  | 5.657136198807498e+001 | 5.7154e-06 |  | 5.657136198807498e+001 | 4.9536e-06 |  | 56.6106 | 4.0631e-06 | 10.2483 | 4.0631e-06
5.661058786121862e+001 | 3.9617e-07 | 56.6106 | 5.661058786121862e+001 | 2.878e-06 |  | 5.661058786121862e+001 | 5.7151e-06 |  | 5.661058786121862e+001 | 4.9534e-06 |  | 56.6498 | 4.0631e-06 | 10.2559 | 4.0631e-06
5.664984093309091e+001 | 3.9587e-07 | 56.6498 | 5.664984093309091e+001 | 2.8778e-06 |  | 5.664984093309091e+001 | 5.7148e-06 |  | 5.664984093309091e+001 | 4.9531e-06 |  | 56.6891 | 4.063e-06 | 10.2635 | 4.063e-06
5.668912122255110e+001 | 3.9557e-07 | 56.6891 | 5.668912122255110e+001 | 2.8776e-06 |  | 5.668912122255110e+001 | 5.7145e-06 |  | 5.668912122255110e+001 | 4.9529e-06 |  | 56.7284 | 4.063e-06 | 10.2711 | 4.063e-06
5.672842874847153e+001 | 3.9528e-07 | 56.7284 | 5.672842874847153e+001 | 2.8775e-06 |  | 5.672842874847153e+001 | 5.7143e-06 |  | 5.672842874847153e+001 | 4.9526e-06 |  | 56.7678 | 4.0629e-06 | 10.2787 | 4.0629e-06
5.676776352973762e+001 | 3.9498e-07 | 56.7678 | 5.676776352973762e+001 | 2.8773e-06 |  | 5.676776352973762e+001 | 5.714e-06 |  | 5.676776352973762e+001 | 4.9524e-06 |  | 56.8071 | 4.0629e-06 | 10.2863 | 4.0629e-06
5.680712558524788e+001 | 3.9468e-07 | 56.8071 | 5.680712558524788e+001 | 2.8771e-06 |  | 5.680712558524788e+001 | 5.7137e-06 |  | 5.680712558524788e+001 | 4.9521e-06 |  | 56.8465 | 4.0628e-06 | 10.2939 | 4.0628e-06
5.684651493391394e+001 | 3.9439e-07 | 56.8465 | 5.684651493391394e+001 | 2.877e-06 |  | 5.684651493391394e+001 | 5.7134e-06 |  | 5.684651493391394e+001 | 4.9519e-06 |  | 56.8859 | 4.0628e-06 | 10.3015 | 4.0628e-06
5.688593159466051e+001 | 3.9409e-07 | 56.8859 | 5.688593159466051e+001 | 2.8768e-06 |  | 5.688593159466051e+001 | 5.7132e-06 |  | 5.688593159466051e+001 | 4.9517e-06 |  | 56.9254 | 4.0627e-06 | 10.3091 | 4.0627e-06
5.692537558642547e+001 | 3.938e-07 | 56.9254 | 5.692537558642547e+001 | 2.8766e-06 |  | 5.692537558642547e+001 | 5.7129e-06 |  | 5.692537558642547e+001 | 4.9514e-06 |  | 56.9648 | 4.0627e-06 | 10.3168 | 4.0627e-06
5.696484692815979e+001 | 3.935e-07 | 56.9648 | 5.696484692815979e+001 | 2.8765e-06 |  | 5.696484692815979e+001 | 5.7126e-06 |  | 5.696484692815979e+001 | 4.9512e-06 |  | 57.0043 | 4.0627e-06 | 10.3244 | 4.0627e-06
5.700434563882760e+001 | 3.9321e-07 | 57.0043 | 5.700434563882760e+001 | 2.8763e-06 |  | 5.700434563882760e+001 | 5.7124e-06 |  | 5.700434563882760e+001 | 4.9509e-06 |  | 57.0439 | 4.0626e-06 | 10.332 | 4.0626e-06
5.704387173740618e+001 | 3.9291e-07 | 57.0439 | 5.704387173740618e+001 | 2.8761e-06 |  | 5.704387173740618e+001 | 5.7121e-06 |  | 5.704387173740618e+001 | 4.9507e-06 |  | 57.0834 | 4.0626e-06 | 10.3396 | 4.0626e-06
5.708342524288596e+001 | 3.9262e-07 | 57.0834 | 5.708342524288596e+001 | 2.876e-06 |  | 5.708342524288596e+001 | 5.7118e-06 |  | 5.708342524288596e+001 | 4.9505e-06 |  | 57.123 | 4.0625e-06 | 10.3472 | 4.0625e-06
5.712300617427053e+001 | 3.9233e-07 | 57.123 | 5.712300617427053e+001 | 2.8758e-06 |  | 5.712300617427053e+001 | 5.7116e-06 |  | 5.712300617427053e+001 | 4.9502e-06 |  | 57.1626 | 4.0625e-06 | 10.3548 | 4.0625e-06
5.716261455057668e+001 | 3.9203e-07 | 57.1626 | 5.716261455057668e+001 | 2.8757e-06 |  | 5.716261455057668e+001 | 5.7113e-06 |  | 5.716261455057668e+001 | 4.95e-06 |  | 57.2023 | 4.0624e-06 | 10.3625 | 4.0624e-06
5.720225039083439e+001 | 3.9174e-07 | 57.2023 | 5.720225039083439e+001 | 2.8755e-06 |  | 5.720225039083439e+001 | 5.7111e-06 |  | 5.720225039083439e+001 | 4.9498e-06 |  | 57.2419 | 4.0624e-06 | 10.3701 | 4.0624e-06
5.724191371408679e+001 | 3.9145e-07 | 57.2419 | 5.724191371408679e+001 | 2.8753e-06 |  | 5.724191371408679e+001 | 5.7108e-06 |  | 5.724191371408679e+001 | 4.9495e-06 |  | 57.2816 | 4.0624e-06 | 10.3777 | 4.0624e-06
5.728160453939026e+001 | 3.9116e-07 | 57.2816 | 5.728160453939026e+001 | 2.8752e-06 |  | 5.728160453939026e+001 | 5.7105e-06 |  | 5.728160453939026e+001 | 4.9493e-06 |  | 57.3213 | 4.0623e-06 | 10.3853 | 4.0623e-06
5.732132288581438e+001 | 3.9087e-07 | 57.3213 | 5.732132288581438e+001 | 2.875e-06 |  | 5.732132288581438e+001 | 5.7103e-06 |  | 5.732132288581438e+001 | 4.9491e-06 |  | 57.3611 | 4.0623e-06 | 10.393 | 4.0623e-06
5.736106877244193e+001 | 3.9058e-07 | 57.3611 | 5.736106877244193e+001 | 2.8749e-06 |  | 5.736106877244193e+001 | 5.71e-06 |  | 5.736106877244193e+001 | 4.9488e-06 |  | 57.4008 | 4.0622e-06 | 10.4006 | 4.0622e-06
5.740084221836897e+001 | 3.9029e-07 | 57.4008 | 5.740084221836897e+001 | 2.8747e-06 |  | 5.740084221836897e+001 | 5.7097e-06 |  | 5.740084221836897e+001 | 4.9486e-06 |  | 57.4406 | 4.0622e-06 | 10.4082 | 4.0622e-06
5.744064324270476e+001 | 3.9e-07 | 57.4406 | 5.744064324270476e+001 | 2.8745e-06 |  | 5.744064324270476e+001 | 5.7095e-06 |  | 5.744064324270476e+001 | 4.9484e-06 |  | 57.4805 | 4.0621e-06 | 10.4159 | 4.0621e-06
5.748047186457181e+001 | 3.8971e-07 | 57.4805 | 5.748047186457181e+001 | 2.8744e-06 |  | 5.748047186457181e+001 | 5.7092e-06 |  | 5.748047186457181e+001 | 4.9482e-06 |  | 57.5203 | 4.0621e-06 | 10.4235 | 4.0621e-06
5.752032810310593e+001 | 3.8942e-07 | 57.5203 | 5.752032810310593e+001 | 2.8742e-06 |  | 5.752032810310593e+001 | 5.709e-06 |  | 5.752032810310593e+001 | 4.9479e-06 |  | 57.5602 | 4.0621e-06 | 10.4312 | 4.0621e-06
5.756021197745615e+001 | 3.8913e-07 | 57.5602 | 5.756021197745615e+001 | 2.8741e-06 |  | 5.756021197745615e+001 | 5.7087e-06 |  | 5.756021197745615e+001 | 4.9477e-06 |  | 57.6001 | 4.062e-06 | 10.4388 | 4.062e-06
5.760012350678480e+001 | 3.8884e-07 | 57.6001 | 5.760012350678480e+001 | 2.8739e-06 |  | 5.760012350678480e+001 | 5.7085e-06 |  | 5.760012350678480e+001 | 4.9475e-06 |  | 57.6401 | 4.062e-06 | 10.4464 | 4.062e-06
5.764006271026750e+001 | 3.8855e-07 | 57.6401 | 5.764006271026750e+001 | 2.8738e-06 |  | 5.764006271026750e+001 | 5.7082e-06 |  | 5.764006271026750e+001 | 4.9472e-06 |  | 57.68 | 4.0619e-06 | 10.4541 | 4.0619e-06
5.768002960709316e+001 | 3.8826e-07 | 57.68 | 5.768002960709316e+001 | 2.8736e-06 |  | 5.768002960709316e+001 | 5.708e-06 |  | 5.768002960709316e+001 | 4.947e-06 |  | 57.72 | 4.0619e-06 | 10.4617 | 4.0619e-06
5.772002421646400e+001 | 3.8797e-07 | 57.72 | 5.772002421646400e+001 | 2.8735e-06 |  | 5.772002421646400e+001 | 5.7077e-06 |  | 5.772002421646400e+001 | 4.9468e-06 |  | 57.76 | 4.0618e-06 | 10.4694 | 4.0618e-06
5.776004655759554e+001 | 3.8769e-07 | 57.76 | 5.776004655759554e+001 | 2.8733e-06 |  | 5.776004655759554e+001 | 5.7075e-06 |  | 5.776004655759554e+001 | 4.9466e-06 |  | 57.8001 | 4.0618e-06 | 10.477 | 4.0618e-06
5.780009664971665e+001 | 3.874e-07 | 57.8001 | 5.780009664971665e+001 | 2.8731e-06 |  | 5.780009664971665e+001 | 5.7072e-06 |  | 5.780009664971665e+001 | 4.9464e-06 |  | 57.8402 | 4.0618e-06 | 10.4847 | 4.0618e-06
5.784017451206952e+001 | 3.8711e-07 | 57.8402 | 5.784017451206952e+001 | 2.873e-06 |  | 5.784017451206952e+001 | 5.707e-06 |  | 5.784017451206952e+001 | 4.9461e-06 |  | 57.8803 | 4.0617e-06 | 10.4923 | 4.0617e-06
5.788028016390966e+001 | 3.8683e-07 | 57.8803 | 5.788028016390966e+001 | 2.8728e-06 |  | 5.788028016390966e+001 | 5.7067e-06 |  | 5.788028016390966e+001 | 4.9459e-06 |  | 57.9204 | 4.0617e-06 | 10.5 | 4.0617e-06
5.792041362450597e+001 | 3.8654e-07 | 57.9204 | 5.792041362450597e+001 | 2.8727e-06 |  | 5.792041362450597e+001 | 5.7065e-06 |  | 5.792041362450597e+001 | 4.9457e-06 |  | 57.9606 | 4.0616e-06 | 10.5076 | 4.0616e-06
5.796057491314069e+001 | 3.8626e-07 | 57.9606 | 5.796057491314069e+001 | 2.8725e-06 |  | 5.796057491314069e+001 | 5.7062e-06 |  | 5.796057491314069e+001 | 4.9455e-06 |  | 58.0008 | 4.0616e-06 | 10.5153 | 4.0616e-06
5.800076404910943e+001 | 3.8597e-07 | 58.0008 | 5.800076404910943e+001 | 2.8724e-06 |  | 5.800076404910943e+001 | 5.706e-06 |  | 5.800076404910943e+001 | 4.9452e-06 |  | 58.041 | 4.0616e-06 | 10.523 | 4.0616e-06
5.804098105172118e+001 | 3.8569e-07 | 58.041 | 5.804098105172118e+001 | 2.8722e-06 |  | 5.804098105172118e+001 | 5.7057e-06 |  | 5.804098105172118e+001 | 4.945e-06 |  | 58.0812 | 4.0615e-06 | 10.5306 | 4.0615e-06
5.808122594029832e+001 | 3.854e-07 | 58.0812 | 5.808122594029832e+001 | 2.8721e-06 |  | 5.808122594029832e+001 | 5.7055e-06 |  | 5.808122594029832e+001 | 4.9448e-06 |  | 58.1215 | 4.0615e-06 | 10.5383 | 4.0615e-06
5.812149873417663e+001 | 3.8512e-07 | 58.1215 | 5.812149873417663e+001 | 2.8719e-06 |  | 5.812149873417663e+001 | 5.7052e-06 |  | 5.812149873417663e+001 | 4.9446e-06 |  | 58.1618 | 4.0614e-06 | 10.546 | 4.0614e-06
5.816179945270531e+001 | 3.8483e-07 | 58.1618 | 5.816179945270531e+001 | 2.8718e-06 |  | 5.816179945270531e+001 | 5.705e-06 |  | 5.816179945270531e+001 | 4.9444e-06 |  | 58.2021 | 4.0614e-06 | 10.5536 | 4.0614e-06
5.820212811524694e+001 | 3.8455e-07 | 58.2021 | 5.820212811524694e+001 | 2.8716e-06 |  | 5.820212811524694e+001 | 5.7047e-06 |  | 5.820212811524694e+001 | 4.9442e-06 |  | 58.2425 | 4.0613e-06 | 10.5613 | 4.0613e-06
5.824248474117757e+001 | 3.8427e-07 | 58.2425 | 5.824248474117757e+001 | 2.8715e-06 |  | 5.824248474117757e+001 | 5.7045e-06 |  | 5.824248474117757e+001 | 4.9439e-06 |  | 58.2829 | 4.0613e-06 | 10.569 | 4.0613e-06
5.828286934988665e+001 | 3.8398e-07 | 58.2829 | 5.828286934988665e+001 | 2.8713e-06 |  | 5.828286934988665e+001 | 5.7042e-06 |  | 5.828286934988665e+001 | 4.9437e-06 |  | 58.3233 | 4.0613e-06 | 10.5766 | 4.0613e-06
5.832328196077708e+001 | 3.837e-07 | 58.3233 | 5.832328196077708e+001 | 2.8712e-06 |  | 5.832328196077708e+001 | 5.704e-06 |  | 5.832328196077708e+001 | 4.9435e-06 |  | 58.3637 | 4.0612e-06 | 10.5843 | 4.0612e-06
5.836372259326524e+001 | 3.8342e-07 | 58.3637 | 5.836372259326524e+001 | 2.871e-06 |  | 5.836372259326524e+001 | 5.7038e-06 |  | 5.836372259326524e+001 | 4.9433e-06 |  | 58.4042 | 4.0612e-06 | 10.592 | 4.0612e-06
5.840419126678094e+001 | 3.8314e-07 | 58.4042 | 5.840419126678094e+001 | 2.8709e-06 |  | 5.840419126678094e+001 | 5.7035e-06 |  | 5.840419126678094e+001 | 4.9431e-06 |  | 58.4447 | 4.0611e-06 | 10.5997 | 4.0611e-06
5.844468800076749e+001 | 3.8286e-07 | 58.4447 | 5.844468800076749e+001 | 2.8708e-06 |  | 5.844468800076749e+001 | 5.7033e-06 |  | 5.844468800076749e+001 | 4.9429e-06 |  | 58.4852 | 4.0611e-06 | 10.6073 | 4.0611e-06
5.848521281468166e+001 | 3.8258e-07 | 58.4852 | 5.848521281468166e+001 | 2.8706e-06 |  | 5.848521281468166e+001 | 5.7031e-06 |  | 5.848521281468166e+001 | 4.9427e-06 |  | 58.5258 | 4.061e-06 | 10.615 | 4.061e-06
5.852576572799372e+001 | 3.8229e-07 | 58.5258 | 5.852576572799372e+001 | 2.8705e-06 |  | 5.852576572799372e+001 | 5.7028e-06 |  | 5.852576572799372e+001 | 4.9425e-06 |  | 58.5663 | 4.061e-06 | 10.6227 | 4.061e-06
5.856634676018744e+001 | 3.8201e-07 | 58.5663 | 5.856634676018744e+001 | 2.8703e-06 |  | 5.856634676018744e+001 | 5.7026e-06 |  | 5.856634676018744e+001 | 4.9422e-06 |  | 58.607 | 4.061e-06 | 10.6304 | 4.061e-06
5.860695593076010e+001 | 3.8173e-07 | 58.607 | 5.860695593076010e+001 | 2.8702e-06 |  | 5.860695593076010e+001 | 5.7023e-06 |  | 5.860695593076010e+001 | 4.942e-06 |  | 58.6476 | 4.0609e-06 | 10.6381 | 4.0609e-06
5.864759325922251e+001 | 3.8145e-07 | 58.6476 | 5.864759325922251e+001 | 2.87e-06 |  | 5.864759325922251e+001 | 5.7021e-06 |  | 5.864759325922251e+001 | 4.9418e-06 |  | 58.6883 | 4.0609e-06 | 10.6458 | 4.0609e-06
5.868825876509898e+001 | 3.8118e-07 | 58.6883 | 5.868825876509898e+001 | 2.8699e-06 |  | 5.868825876509898e+001 | 5.7019e-06 |  | 5.868825876509898e+001 | 4.9416e-06 |  | 58.729 | 4.0608e-06 | 10.6535 | 4.0608e-06
5.872895246792739e+001 | 3.809e-07 | 58.729 | 5.872895246792739e+001 | 2.8697e-06 |  | 5.872895246792739e+001 | 5.7016e-06 |  | 5.872895246792739e+001 | 4.9414e-06 |  | 58.7697 | 4.0608e-06 | 10.6612 | 4.0608e-06
5.876967438725914e+001 | 3.8062e-07 | 58.7697 | 5.876967438725914e+001 | 2.8696e-06 |  | 5.876967438725914e+001 | 5.7014e-06 |  | 5.876967438725914e+001 | 4.9412e-06 |  | 58.8104 | 4.0608e-06 | 10.6688 | 4.0608e-06
5.881042454265921e+001 | 3.8034e-07 | 58.8104 | 5.881042454265921e+001 | 2.8694e-06 |  | 5.881042454265921e+001 | 5.7012e-06 |  | 5.881042454265921e+001 | 4.941e-06 |  | 58.8512 | 4.0607e-06 | 10.6765 | 4.0607e-06
5.885120295370614e+001 | 3.8006e-07 | 58.8512 | 5.885120295370614e+001 | 2.8693e-06 |  | 5.885120295370614e+001 | 5.7009e-06 |  | 5.885120295370614e+001 | 4.9408e-06 |  | 58.892 | 4.0607e-06 | 10.6842 | 4.0607e-06
5.889200963999203e+001 | 3.7978e-07 | 58.892 | 5.889200963999203e+001 | 2.8692e-06 |  | 5.889200963999203e+001 | 5.7007e-06 |  | 5.889200963999203e+001 | 4.9406e-06 |  | 58.9328 | 4.0606e-06 | 10.6919 | 4.0606e-06
5.893284462112258e+001 | 3.7951e-07 | 58.9328 | 5.893284462112258e+001 | 2.869e-06 |  | 5.893284462112258e+001 | 5.7005e-06 |  | 5.893284462112258e+001 | 4.9404e-06 |  | 58.9737 | 4.0606e-06 | 10.6996 | 4.0606e-06
5.897370791671708e+001 | 3.7923e-07 | 58.9737 | 5.897370791671708e+001 | 2.8689e-06 |  | 5.897370791671708e+001 | 5.7003e-06 |  | 5.897370791671708e+001 | 4.9402e-06 |  | 59.0146 | 4.0605e-06 | 10.7073 | 4.0605e-06
5.901459954640842e+001 | 3.7895e-07 | 59.0146 | 5.901459954640842e+001 | 2.8687e-06 |  | 5.901459954640842e+001 | 5.7e-06 |  | 5.901459954640842e+001 | 4.94e-06 |  | 59.0555 | 4.0605e-06 | 10.715 | 4.0605e-06
5.905551952984312e+001 | 3.7868e-07 | 59.0555 | 5.905551952984312e+001 | 2.8686e-06 |  | 5.905551952984312e+001 | 5.6998e-06 |  | 5.905551952984312e+001 | 4.9398e-06 |  | 59.0965 | 4.0605e-06 | 10.7228 | 4.0605e-06
5.909646788668130e+001 | 3.784e-07 | 59.0965 | 5.909646788668130e+001 | 2.8685e-06 |  | 5.909646788668130e+001 | 5.6996e-06 |  | 5.909646788668130e+001 | 4.9396e-06 |  | 59.1374 | 4.0604e-06 | 10.7305 | 4.0604e-06
5.913744463659672e+001 | 3.7813e-07 | 59.1374 | 5.913744463659672e+001 | 2.8683e-06 |  | 5.913744463659672e+001 | 5.6993e-06 |  | 5.913744463659672e+001 | 4.9394e-06 |  | 59.1784 | 4.0604e-06 | 10.7382 | 4.0604e-06
5.917844979927679e+001 | 3.7785e-07 | 59.1784 | 5.917844979927679e+001 | 2.8682e-06 |  | 5.917844979927679e+001 | 5.6991e-06 |  | 5.917844979927679e+001 | 4.9392e-06 |  | 59.2195 | 4.0603e-06 | 10.7459 | 4.0603e-06
5.921948339442257e+001 | 3.7758e-07 | 59.2195 | 5.921948339442257e+001 | 2.868e-06 |  | 5.921948339442257e+001 | 5.6989e-06 |  | 5.921948339442257e+001 | 4.939e-06 |  | 59.2605 | 4.0603e-06 | 10.7536 | 4.0603e-06
5.926054544174876e+001 | 3.773e-07 | 59.2605 | 5.926054544174876e+001 | 2.8679e-06 |  | 5.926054544174876e+001 | 5.6987e-06 |  | 5.926054544174876e+001 | 4.9388e-06 |  | 59.3016 | 4.0603e-06 | 10.7613 | 4.0603e-06
5.930163596098376e+001 | 3.7703e-07 | 59.3016 | 5.930163596098376e+001 | 2.8678e-06 |  | 5.930163596098376e+001 | 5.6984e-06 |  | 5.930163596098376e+001 | 4.9386e-06 |  | 59.3428 | 4.0602e-06 | 10.769 | 4.0602e-06
5.934275497186962e+001 | 3.7675e-07 | 59.3428 | 5.934275497186962e+001 | 2.8676e-06 |  | 5.934275497186962e+001 | 5.6982e-06 |  | 5.934275497186962e+001 | 4.9384e-06 |  | 59.3839 | 4.0602e-06 | 10.7767 | 4.0602e-06
5.938390249416212e+001 | 3.7648e-07 | 59.3839 | 5.938390249416212e+001 | 2.8675e-06 |  | 5.938390249416212e+001 | 5.698e-06 |  | 5.938390249416212e+001 | 4.9382e-06 |  | 59.4251 | 4.0601e-06 | 10.7845 | 4.0601e-06
5.942507854763068e+001 | 3.7621e-07 | 59.4251 | 5.942507854763068e+001 | 2.8674e-06 |  | 5.942507854763068e+001 | 5.6978e-06 |  | 5.942507854763068e+001 | 4.938e-06 |  | 59.4663 | 4.0601e-06 | 10.7922 | 4.0601e-06
5.946628315205847e+001 | 3.7593e-07 | 59.4663 | 5.946628315205847e+001 | 2.8672e-06 |  | 5.946628315205847e+001 | 5.6976e-06 |  | 5.946628315205847e+001 | 4.9378e-06 |  | 59.5075 | 4.06e-06 | 10.7999 | 4.06e-06
5.950751632724239e+001 | 3.7566e-07 | 59.5075 | 5.950751632724239e+001 | 2.8671e-06 |  | 5.950751632724239e+001 | 5.6973e-06 |  | 5.950751632724239e+001 | 4.9376e-06 |  | 59.5488 | 4.06e-06 | 10.8076 | 4.06e-06
5.954877809299300e+001 | 3.7539e-07 | 59.5488 | 5.954877809299300e+001 | 2.8669e-06 |  | 5.954877809299300e+001 | 5.6971e-06 |  | 5.954877809299300e+001 | 4.9374e-06 |  | 59.5901 | 4.06e-06 | 10.8154 | 4.06e-06
5.959006846913469e+001 | 3.7512e-07 | 59.5901 | 5.959006846913469e+001 | 2.8668e-06 |  | 5.959006846913469e+001 | 5.6969e-06 |  | 5.959006846913469e+001 | 4.9372e-06 |  | 59.6314 | 4.0599e-06 | 10.8231 | 4.0599e-06
5.963138747550550e+001 | 3.7485e-07 | 59.6314 | 5.963138747550550e+001 | 2.8667e-06 |  | 5.963138747550550e+001 | 5.6967e-06 |  | 5.963138747550550e+001 | 4.937e-06 |  | 59.6727 | 4.0599e-06 | 10.8308 | 4.0599e-06
5.967273513195730e+001 | 3.7457e-07 | 59.6727 | 5.967273513195730e+001 | 2.8665e-06 |  | 5.967273513195730e+001 | 5.6965e-06 |  | 5.967273513195730e+001 | 4.9368e-06 |  | 59.7141 | 4.0598e-06 | 10.8385 | 4.0598e-06
5.971411145835570e+001 | 3.743e-07 | 59.7141 | 5.971411145835570e+001 | 2.8664e-06 |  | 5.971411145835570e+001 | 5.6963e-06 |  | 5.971411145835570e+001 | 4.9366e-06 |  | 59.7555 | 4.0598e-06 | 10.8463 | 4.0598e-06
5.975551647458006e+001 | 3.7403e-07 | 59.7555 | 5.975551647458006e+001 | 2.8663e-06 |  | 5.975551647458006e+001 | 5.696e-06 |  | 5.975551647458006e+001 | 4.9364e-06 |  | 59.797 | 4.0598e-06 | 10.854 | 4.0598e-06
5.979695020052357e+001 | 3.7376e-07 | 59.797 | 5.979695020052357e+001 | 2.8661e-06 |  | 5.979695020052357e+001 | 5.6958e-06 |  | 5.979695020052357e+001 | 4.9362e-06 |  | 59.8384 | 4.0597e-06 | 10.8617 | 4.0597e-06
5.983841265609317e+001 | 3.7349e-07 | 59.8384 | 5.983841265609317e+001 | 2.866e-06 |  | 5.983841265609317e+001 | 5.6956e-06 |  | 5.983841265609317e+001 | 4.9361e-06 |  | 59.8799 | 4.0597e-06 | 10.8695 | 4.0597e-06
5.987990386120963e+001 | 3.7322e-07 | 59.8799 | 5.987990386120963e+001 | 2.8659e-06 |  | 5.987990386120963e+001 | 5.6954e-06 |  | 5.987990386120963e+001 | 4.9359e-06 |  | 59.9214 | 4.0596e-06 | 10.8772 | 4.0596e-06
5.992142383580753e+001 | 3.7295e-07 | 59.9214 | 5.992142383580753e+001 | 2.8657e-06 |  | 5.992142383580753e+001 | 5.6952e-06 |  | 5.992142383580753e+001 | 4.9357e-06 |  | 59.963 | 4.0596e-06 | 10.885 | 4.0596e-06
5.996297259983525e+001 | 3.7269e-07 | 59.963 | 5.996297259983525e+001 | 2.8656e-06 |  | 5.996297259983525e+001 | 5.695e-06 |  | 5.996297259983525e+001 | 4.9355e-06 |  | 60.0046 | 4.0596e-06 | 10.8927 | 4.0596e-06
6.000455017325505e+001 | 3.7242e-07 | 60.0046 | 6.000455017325505e+001 | 2.8655e-06 |  | 6.000455017325505e+001 | 5.6948e-06 |  | 6.000455017325505e+001 | 4.9353e-06 |  | 60.0462 | 4.0595e-06 | 10.9004 | 4.0595e-06
6.004615657604298e+001 | 3.7215e-07 | 60.0462 | 6.004615657604298e+001 | 2.8654e-06 |  | 6.004615657604298e+001 | 5.6945e-06 |  | 6.004615657604298e+001 | 4.9351e-06 |  | 60.0878 | 4.0595e-06 | 10.9082 | 4.0595e-06
6.008779182818896e+001 | 3.7188e-07 | 60.0878 | 6.008779182818896e+001 | 2.8652e-06 |  | 6.008779182818896e+001 | 5.6943e-06 |  | 6.008779182818896e+001 | 4.9349e-06 |  | 60.1295 | 4.0594e-06 | 10.9159 | 4.0594e-06
6.012945594969678e+001 | 3.7161e-07 | 60.1295 | 6.012945594969678e+001 | 2.8651e-06 |  | 6.012945594969678e+001 | 5.6941e-06 |  | 6.012945594969678e+001 | 4.9347e-06 |  | 60.1711 | 4.0594e-06 | 10.9237 | 4.0594e-06
6.017114896058409e+001 | 3.7135e-07 | 60.1711 | 6.017114896058409e+001 | 2.865e-06 |  | 6.017114896058409e+001 | 5.6939e-06 |  | 6.017114896058409e+001 | 4.9346e-06 |  | 60.2129 | 4.0593e-06 | 10.9314 | 4.0593e-06
6.021287088088243e+001 | 3.7108e-07 | 60.2129 | 6.021287088088243e+001 | 2.8648e-06 |  | 6.021287088088243e+001 | 5.6937e-06 |  | 6.021287088088243e+001 | 4.9344e-06 |  | 60.2546 | 4.0593e-06 | 10.9392 | 4.0593e-06
6.025462173063723e+001 | 3.7081e-07 | 60.2546 | 6.025462173063723e+001 | 2.8647e-06 |  | 6.025462173063723e+001 | 5.6935e-06 |  | 6.025462173063723e+001 | 4.9342e-06 |  | 60.2964 | 4.0593e-06 | 10.9469 | 4.0593e-06
6.029640152990778e+001 | 3.7055e-07 | 60.2964 | 6.029640152990778e+001 | 2.8646e-06 |  | 6.029640152990778e+001 | 5.6933e-06 |  | 6.029640152990778e+001 | 4.934e-06 |  | 60.3382 | 4.0592e-06 | 10.9547 | 4.0592e-06
6.033821029876735e+001 | 3.7028e-07 | 60.3382 | 6.033821029876735e+001 | 2.8644e-06 |  | 6.033821029876735e+001 | 5.6931e-06 |  | 6.033821029876735e+001 | 4.9338e-06 |  | 60.38 | 4.0592e-06 | 10.9625 | 4.0592e-06
6.038004805730307e+001 | 3.7001e-07 | 60.38 | 6.038004805730307e+001 | 2.8643e-06 |  | 6.038004805730307e+001 | 5.6929e-06 |  | 6.038004805730307e+001 | 4.9336e-06 |  | 60.4219 | 4.0591e-06 | 10.9702 | 4.0591e-06
6.042191482561602e+001 | 3.6975e-07 | 60.4219 | 6.042191482561602e+001 | 2.8642e-06 |  | 6.042191482561602e+001 | 5.6927e-06 |  | 6.042191482561602e+001 | 4.9335e-06 |  | 60.4638 | 4.0591e-06 | 10.978 | 4.0591e-06
6.046381062382122e+001 | 3.6948e-07 | 60.4638 | 6.046381062382122e+001 | 2.8641e-06 |  | 6.046381062382122e+001 | 5.6925e-06 |  | 6.046381062382122e+001 | 4.9333e-06 |  | 60.5057 | 4.0591e-06 | 10.9857 | 4.0591e-06
6.050573547204763e+001 | 3.6922e-07 | 60.5057 | 6.050573547204763e+001 | 2.8639e-06 |  | 6.050573547204763e+001 | 5.6923e-06 |  | 6.050573547204763e+001 | 4.9331e-06 |  | 60.5477 | 4.059e-06 | 10.9935 | 4.059e-06
6.054768939043817e+001 | 3.6896e-07 | 60.5477 | 6.054768939043817e+001 | 2.8638e-06 |  | 6.054768939043817e+001 | 5.6921e-06 |  | 6.054768939043817e+001 | 4.9329e-06 |  | 60.5897 | 4.059e-06 | 11.0013 | 4.059e-06
6.058967239914972e+001 | 3.6869e-07 | 60.5897 | 6.058967239914972e+001 | 2.8637e-06 |  | 6.058967239914972e+001 | 5.6919e-06 |  | 6.058967239914972e+001 | 4.9327e-06 |  | 60.6317 | 4.0589e-06 | 11.009 | 4.0589e-06
6.063168451835315e+001 | 3.6843e-07 | 60.6317 | 6.063168451835315e+001 | 2.8636e-06 |  | 6.063168451835315e+001 | 5.6917e-06 |  | 6.063168451835315e+001 | 4.9325e-06 |  | 60.6737 | 4.0589e-06 | 11.0168 | 4.0589e-06
6.067372576823333e+001 | 3.6816e-07 | 60.6737 | 6.067372576823333e+001 | 2.8634e-06 |  | 6.067372576823333e+001 | 5.6915e-06 |  | 6.067372576823333e+001 | 4.9324e-06 |  | 60.7158 | 4.0589e-06 | 11.0246 | 4.0589e-06
6.071579616898907e+001 | 3.679e-07 | 60.7158 | 6.071579616898907e+001 | 2.8633e-06 |  | 6.071579616898907e+001 | 5.6913e-06 |  | 6.071579616898907e+001 | 4.9322e-06 |  | 60.7579 | 4.0588e-06 | 11.0323 | 4.0588e-06
6.075789574083326e+001 | 3.6764e-07 | 60.7579 | 6.075789574083326e+001 | 2.8632e-06 |  | 6.075789574083326e+001 | 5.6911e-06 |  | 6.075789574083326e+001 | 4.932e-06 |  | 60.8 | 4.0588e-06 | 11.0401 | 4.0588e-06
6.080002450399273e+001 | 3.6738e-07 | 60.8 | 6.080002450399273e+001 | 2.8631e-06 |  | 6.080002450399273e+001 | 5.6909e-06 |  | 6.080002450399273e+001 | 4.9318e-06 |  | 60.8422 | 4.0587e-06 | 11.0479 | 4.0587e-06
6.084218247870840e+001 | 3.6711e-07 | 60.8422 | 6.084218247870840e+001 | 2.8629e-06 |  | 6.084218247870840e+001 | 5.6907e-06 |  | 6.084218247870840e+001 | 4.9317e-06 |  | 60.8844 | 4.0587e-06 | 11.0557 | 4.0587e-06
6.088436968523517e+001 | 3.6685e-07 | 60.8844 | 6.088436968523517e+001 | 2.8628e-06 |  | 6.088436968523517e+001 | 5.6905e-06 |  | 6.088436968523517e+001 | 4.9315e-06 |  | 60.9266 | 4.0587e-06 | 11.0635 | 4.0587e-06
6.092658614384204e+001 | 3.6659e-07 | 60.9266 | 6.092658614384204e+001 | 2.8627e-06 |  | 6.092658614384204e+001 | 5.6903e-06 |  | 6.092658614384204e+001 | 4.9313e-06 |  | 60.9688 | 4.0586e-06 | 11.0712 | 4.0586e-06
6.096883187481202e+001 | 3.6633e-07 | 60.9688 | 6.096883187481202e+001 | 2.8626e-06 |  | 6.096883187481202e+001 | 5.6901e-06 |  | 6.096883187481202e+001 | 4.9311e-06 |  | 61.0111 | 4.0586e-06 | 11.079 | 4.0586e-06
6.101110689844220e+001 | 3.6607e-07 | 61.0111 | 6.101110689844220e+001 | 2.8624e-06 |  | 6.101110689844220e+001 | 5.6899e-06 |  | 6.101110689844220e+001 | 4.931e-06 |  | 61.0534 | 4.0585e-06 | 11.0868 | 4.0585e-06
6.105341123504375e+001 | 3.6581e-07 | 61.0534 | 6.105341123504375e+001 | 2.8623e-06 |  | 6.105341123504375e+001 | 5.6897e-06 |  | 6.105341123504375e+001 | 4.9308e-06 |  | 61.0957 | 4.0585e-06 | 11.0946 | 4.0585e-06
6.109574490494190e+001 | 3.6555e-07 | 61.0957 | 6.109574490494190e+001 | 2.8622e-06 |  | 6.109574490494190e+001 | 5.6895e-06 |  | 6.109574490494190e+001 | 4.9306e-06 |  | 61.1381 | 4.0585e-06 | 11.1024 | 4.0585e-06
6.113810792847602e+001 | 3.6529e-07 | 61.1381 | 6.113810792847602e+001 | 2.8621e-06 |  | 6.113810792847602e+001 | 5.6893e-06 |  | 6.113810792847602e+001 | 4.9304e-06 |  | 61.1805 | 4.0584e-06 | 11.1102 | 4.0584e-06
6.118050032599953e+001 | 3.6503e-07 | 61.1805 | 6.118050032599953e+001 | 2.862e-06 |  | 6.118050032599953e+001 | 5.6891e-06 |  | 6.118050032599953e+001 | 4.9303e-06 |  | 61.2229 | 4.0584e-06 | 11.1179 | 4.0584e-06
6.122292211787998e+001 | 3.6477e-07 | 61.2229 | 6.122292211787998e+001 | 2.8618e-06 |  | 6.122292211787998e+001 | 5.6889e-06 |  | 6.122292211787998e+001 | 4.9301e-06 |  | 61.2654 | 4.0583e-06 | 11.1257 | 4.0583e-06
6.126537332449907e+001 | 3.6451e-07 | 61.2654 | 6.126537332449907e+001 | 2.8617e-06 |  | 6.126537332449907e+001 | 5.6887e-06 |  | 6.126537332449907e+001 | 4.9299e-06 |  | 61.3079 | 4.0583e-06 | 11.1335 | 4.0583e-06
6.130785396625260e+001 | 3.6425e-07 | 61.3079 | 6.130785396625260e+001 | 2.8616e-06 |  | 6.130785396625260e+001 | 5.6885e-06 |  | 6.130785396625260e+001 | 4.9298e-06 |  | 61.3504 | 4.0583e-06 | 11.1413 | 4.0583e-06
6.135036406355052e+001 | 3.6399e-07 | 61.3504 | 6.135036406355052e+001 | 2.8615e-06 |  | 6.135036406355052e+001 | 5.6883e-06 |  | 6.135036406355052e+001 | 4.9296e-06 |  | 61.3929 | 4.0582e-06 | 11.1491 | 4.0582e-06
6.139290363681695e+001 | 3.6374e-07 | 61.3929 | 6.139290363681695e+001 | 2.8614e-06 |  | 6.139290363681695e+001 | 5.6882e-06 |  | 6.139290363681695e+001 | 4.9294e-06 |  | 61.4355 | 4.0582e-06 | 11.1569 | 4.0582e-06
6.143547270649014e+001 | 3.6348e-07 | 61.4355 | 6.143547270649014e+001 | 2.8612e-06 |  | 6.143547270649014e+001 | 5.688e-06 |  | 6.143547270649014e+001 | 4.9293e-06 |  | 61.4781 | 4.0581e-06 | 11.1647 | 4.0581e-06
6.147807129302253e+001 | 3.6322e-07 | 61.4781 | 6.147807129302253e+001 | 2.8611e-06 |  | 6.147807129302253e+001 | 5.6878e-06 |  | 6.147807129302253e+001 | 4.9291e-06 |  | 61.5207 | 4.0581e-06 | 11.1725 | 4.0581e-06
6.152069941688075e+001 | 3.6296e-07 | 61.5207 | 6.152069941688075e+001 | 2.861e-06 |  | 6.152069941688075e+001 | 5.6876e-06 |  | 6.152069941688075e+001 | 4.9289e-06 |  | 61.5634 | 4.0581e-06 | 11.1803 | 4.0581e-06
6.156335709854561e+001 | 3.6271e-07 | 61.5634 | 6.156335709854561e+001 | 2.8609e-06 |  | 6.156335709854561e+001 | 5.6874e-06 |  | 6.156335709854561e+001 | 4.9288e-06 |  | 61.606 | 4.058e-06 | 11.1881 | 4.058e-06
6.160604435851212e+001 | 3.6245e-07 | 61.606 | 6.160604435851212e+001 | 2.8608e-06 |  | 6.160604435851212e+001 | 5.6872e-06 |  | 6.160604435851212e+001 | 4.9286e-06 |  | 61.6488 | 4.058e-06 | 11.1959 | 4.058e-06
6.164876121728949e+001 | 3.6219e-07 | 61.6488 | 6.164876121728949e+001 | 2.8607e-06 |  | 6.164876121728949e+001 | 5.687e-06 |  | 6.164876121728949e+001 | 4.9284e-06 |  | 61.6915 | 4.0579e-06 | 11.2037 | 4.0579e-06
6.169150769540119e+001 | 3.6194e-07 | 61.6915 | 6.169150769540119e+001 | 2.8605e-06 |  | 6.169150769540119e+001 | 5.6868e-06 |  | 6.169150769540119e+001 | 4.9283e-06 |  | 61.7343 | 4.0579e-06 | 11.2115 | 4.0579e-06
6.173428381338488e+001 | 3.6168e-07 | 61.7343 | 6.173428381338488e+001 | 2.8604e-06 |  | 6.173428381338488e+001 | 5.6867e-06 |  | 6.173428381338488e+001 | 4.9281e-06 |  | 61.7771 | 4.0579e-06 | 11.2194 | 4.0579e-06
6.177708959179247e+001 | 3.6143e-07 | 61.7771 | 6.177708959179247e+001 | 2.8603e-06 |  | 6.177708959179247e+001 | 5.6865e-06 |  | 6.177708959179247e+001 | 4.9279e-06 |  | 61.8199 | 4.0578e-06 | 11.2272 | 4.0578e-06
6.181992505119014e+001 | 3.6117e-07 | 61.8199 | 6.181992505119014e+001 | 2.8602e-06 |  | 6.181992505119014e+001 | 5.6863e-06 |  | 6.181992505119014e+001 | 4.9278e-06 |  | 61.8628 | 4.0578e-06 | 11.235 | 4.0578e-06
6.186279021215831e+001 | 3.6092e-07 | 61.8628 | 6.186279021215831e+001 | 2.8601e-06 |  | 6.186279021215831e+001 | 5.6861e-06 |  | 6.186279021215831e+001 | 4.9276e-06 |  | 61.9057 | 4.0577e-06 | 11.2428 | 4.0577e-06
6.190568509529167e+001 | 3.6066e-07 | 61.9057 | 6.190568509529167e+001 | 2.86e-06 |  | 6.190568509529167e+001 | 5.6859e-06 |  | 6.190568509529167e+001 | 4.9274e-06 |  | 61.9486 | 4.0577e-06 | 11.2506 | 4.0577e-06
6.194860972119922e+001 | 3.6041e-07 | 61.9486 | 6.194860972119922e+001 | 2.8598e-06 |  | 6.194860972119922e+001 | 5.6857e-06 |  | 6.194860972119922e+001 | 4.9273e-06 |  | 61.9916 | 4.0577e-06 | 11.2584 | 4.0577e-06
6.199156411050420e+001 | 3.6016e-07 | 61.9916 | 6.199156411050420e+001 | 2.8597e-06 |  | 6.199156411050420e+001 | 5.6856e-06 |  | 6.199156411050420e+001 | 4.9271e-06 |  | 62.0345 | 4.0576e-06 | 11.2662 | 4.0576e-06
6.203454828384418e+001 | 3.599e-07 | 62.0345 | 6.203454828384418e+001 | 2.8596e-06 |  | 6.203454828384418e+001 | 5.6854e-06 |  | 6.203454828384418e+001 | 4.9269e-06 |  | 62.0776 | 4.0576e-06 | 11.2741 | 4.0576e-06
6.207756226187105e+001 | 3.5965e-07 | 62.0776 | 6.207756226187105e+001 | 2.8595e-06 |  | 6.207756226187105e+001 | 5.6852e-06 |  | 6.207756226187105e+001 | 4.9268e-06 |  | 62.1206 | 4.0575e-06 | 11.2819 | 4.0575e-06
6.212060606525100e+001 | 3.594e-07 | 62.1206 | 6.212060606525100e+001 | 2.8594e-06 |  | 6.212060606525100e+001 | 5.685e-06 |  | 6.212060606525100e+001 | 4.9266e-06 |  | 62.1637 | 4.0575e-06 | 11.2897 | 4.0575e-06
6.216367971466456e+001 | 3.5915e-07 | 62.1637 | 6.216367971466456e+001 | 2.8593e-06 |  | 6.216367971466456e+001 | 5.6848e-06 |  | 6.216367971466456e+001 | 4.9265e-06 |  | 62.2068 | 4.0575e-06 | 11.2975 | 4.0575e-06
6.220678323080659e+001 | 3.5889e-07 | 62.2068 | 6.220678323080659e+001 | 2.8592e-06 |  | 6.220678323080659e+001 | 5.6847e-06 |  | 6.220678323080659e+001 | 4.9263e-06 |  | 62.2499 | 4.0574e-06 | 11.3054 | 4.0574e-06
6.224991663438630e+001 | 3.5864e-07 | 62.2499 | 6.224991663438630e+001 | 2.8591e-06 |  | 6.224991663438630e+001 | 5.6845e-06 |  | 6.224991663438630e+001 | 4.9262e-06 |  | 62.2931 | 4.0574e-06 | 11.3132 | 4.0574e-06
6.229307994612727e+001 | 3.5839e-07 | 62.2931 | 6.229307994612727e+001 | 2.8589e-06 |  | 6.229307994612727e+001 | 5.6843e-06 |  | 6.229307994612727e+001 | 4.926e-06 |  | 62.3363 | 4.0573e-06 | 11.321 | 4.0573e-06
6.233627318676745e+001 | 3.5814e-07 | 62.3363 | 6.233627318676745e+001 | 2.8588e-06 |  | 6.233627318676745e+001 | 5.6841e-06 |  | 6.233627318676745e+001 | 4.9258e-06 |  | 62.3795 | 4.0573e-06 | 11.3289 | 4.0573e-06
6.237949637705916e+001 | 3.5789e-07 | 62.3795 | 6.237949637705916e+001 | 2.8587e-06 |  | 6.237949637705916e+001 | 5.684e-06 |  | 6.237949637705916e+001 | 4.9257e-06 |  | 62.4227 | 4.0573e-06 | 11.3367 | 4.0573e-06
6.242274953776910e+001 | 3.5764e-07 | 62.4227 | 6.242274953776910e+001 | 2.8586e-06 |  | 6.242274953776910e+001 | 5.6838e-06 |  | 6.242274953776910e+001 | 4.9255e-06 |  | 62.466 | 4.0572e-06 | 11.3445 | 4.0572e-06
6.246603268967840e+001 | 3.5739e-07 | 62.466 | 6.246603268967840e+001 | 2.8585e-06 |  | 6.246603268967840e+001 | 5.6836e-06 |  | 6.246603268967840e+001 | 4.9254e-06 |  | 62.5093 | 4.0572e-06 | 11.3524 | 4.0572e-06
6.250934585358258e+001 | 3.5714e-07 | 62.5093 | 6.250934585358258e+001 | 2.8584e-06 |  | 6.250934585358258e+001 | 5.6834e-06 |  | 6.250934585358258e+001 | 4.9252e-06 |  | 62.5527 | 4.0571e-06 | 11.3602 | 4.0571e-06
6.255268905029157e+001 | 3.5689e-07 | 62.5527 | 6.255268905029157e+001 | 2.8583e-06 |  | 6.255268905029157e+001 | 5.6833e-06 |  | 6.255268905029157e+001 | 4.9251e-06 |  | 62.5961 | 4.0571e-06 | 11.368 | 4.0571e-06
6.259606230062975e+001 | 3.5664e-07 | 62.5961 | 6.259606230062975e+001 | 2.8582e-06 |  | 6.259606230062975e+001 | 5.6831e-06 |  | 6.259606230062975e+001 | 4.9249e-06 |  | 62.6395 | 4.0571e-06 | 11.3759 | 4.0571e-06
6.263946562543592e+001 | 3.5639e-07 | 62.6395 | 6.263946562543592e+001 | 2.8581e-06 |  | 6.263946562543592e+001 | 5.6829e-06 |  | 6.263946562543592e+001 | 4.9247e-06 |  | 62.6829 | 4.057e-06 | 11.3837 | 4.057e-06
6.268289904556335e+001 | 3.5614e-07 | 62.6829 | 6.268289904556335e+001 | 2.858e-06 |  | 6.268289904556335e+001 | 5.6827e-06 |  | 6.268289904556335e+001 | 4.9246e-06 |  | 62.7264 | 4.057e-06 | 11.3915 | 4.057e-06
6.272636258187975e+001 | 3.5589e-07 | 62.7264 | 6.272636258187975e+001 | 2.8578e-06 |  | 6.272636258187975e+001 | 5.6826e-06 |  | 6.272636258187975e+001 | 4.9244e-06 |  | 62.7699 | 4.0569e-06 | 11.3994 | 4.0569e-06
6.276985625526731e+001 | 3.5564e-07 | 62.7699 | 6.276985625526731e+001 | 2.8577e-06 |  | 6.276985625526731e+001 | 5.6824e-06 |  | 6.276985625526731e+001 | 4.9243e-06 |  | 62.8134 | 4.0569e-06 | 11.4072 | 4.0569e-06
6.281338008662270e+001 | 3.554e-07 | 62.8134 | 6.281338008662270e+001 | 2.8576e-06 |  | 6.281338008662270e+001 | 5.6822e-06 |  | 6.281338008662270e+001 | 4.9241e-06 |  | 62.8569 | 4.0569e-06 | 11.4151 | 4.0569e-06
6.285693409685707e+001 | 3.5515e-07 | 62.8569 | 6.285693409685707e+001 | 2.8575e-06 |  | 6.285693409685707e+001 | 5.6821e-06 |  | 6.285693409685707e+001 | 4.924e-06 |  | 62.9005 | 4.0568e-06 | 11.4229 | 4.0568e-06
6.290051830689610e+001 | 3.549e-07 | 62.9005 | 6.290051830689610e+001 | 2.8574e-06 |  | 6.290051830689610e+001 | 5.6819e-06 |  | 6.290051830689610e+001 | 4.9238e-06 |  | 62.9441 | 4.0568e-06 | 11.4308 | 4.0568e-06
6.294413273767992e+001 | 3.5465e-07 | 62.9441 | 6.294413273767992e+001 | 2.8573e-06 |  | 6.294413273767992e+001 | 5.6817e-06 |  | 6.294413273767992e+001 | 4.9237e-06 |  | 62.9878 | 4.0568e-06 | 11.4386 | 4.0568e-06
6.298777741016324e+001 | 3.5441e-07 | 62.9878 | 6.298777741016324e+001 | 2.8572e-06 |  | 6.298777741016324e+001 | 5.6815e-06 |  | 6.298777741016324e+001 | 4.9235e-06 |  | 63.0315 | 4.0567e-06 | 11.4465 | 4.0567e-06
6.303145234531527e+001 | 3.5416e-07 | 63.0315 | 6.303145234531527e+001 | 2.8571e-06 |  | 6.303145234531527e+001 | 5.6814e-06 |  | 6.303145234531527e+001 | 4.9234e-06 |  | 63.0752 | 4.0567e-06 | 11.4543 | 4.0567e-06
6.307515756411976e+001 | 3.5391e-07 | 63.0752 | 6.307515756411976e+001 | 2.857e-06 |  | 6.307515756411976e+001 | 5.6812e-06 |  | 6.307515756411976e+001 | 4.9232e-06 |  | 63.1189 | 4.0566e-06 | 11.4622 | 4.0566e-06
6.311889308757501e+001 | 3.5367e-07 | 63.1189 | 6.311889308757501e+001 | 2.8569e-06 |  | 6.311889308757501e+001 | 5.681e-06 |  | 6.311889308757501e+001 | 4.9231e-06 |  | 63.1627 | 4.0566e-06 | 11.4701 | 4.0566e-06
6.316265893669390e+001 | 3.5342e-07 | 63.1627 | 6.316265893669390e+001 | 2.8568e-06 |  | 6.316265893669390e+001 | 5.6809e-06 |  | 6.316265893669390e+001 | 4.9229e-06 |  | 63.2065 | 4.0566e-06 | 11.4779 | 4.0566e-06
6.320645513250386e+001 | 3.5318e-07 | 63.2065 | 6.320645513250386e+001 | 2.8567e-06 |  | 6.320645513250386e+001 | 5.6807e-06 |  | 6.320645513250386e+001 | 4.9228e-06 |  | 63.2503 | 4.0565e-06 | 11.4858 | 4.0565e-06
6.325028169604691e+001 | 3.5293e-07 | 63.2503 | 6.325028169604691e+001 | 2.8566e-06 |  | 6.325028169604691e+001 | 5.6805e-06 |  | 6.325028169604691e+001 | 4.9226e-06 |  | 63.2941 | 4.0565e-06 | 11.4936 | 4.0565e-06
6.329413864837964e+001 | 3.5269e-07 | 63.2941 | 6.329413864837964e+001 | 2.8565e-06 |  | 6.329413864837964e+001 | 5.6804e-06 |  | 6.329413864837964e+001 | 4.9225e-06 |  | 63.338 | 4.0564e-06 | 11.5015 | 4.0564e-06
6.333802601057327e+001 | 3.5244e-07 | 63.338 | 6.333802601057327e+001 | 2.8564e-06 |  | 6.333802601057327e+001 | 5.6802e-06 |  | 6.333802601057327e+001 | 4.9224e-06 |  | 63.3819 | 4.0564e-06 | 11.5094 | 4.0564e-06
6.338194380371360e+001 | 3.522e-07 | 63.3819 | 6.338194380371360e+001 | 2.8563e-06 |  | 6.338194380371360e+001 | 5.6801e-06 |  | 6.338194380371360e+001 | 4.9222e-06 |  | 63.4259 | 4.0564e-06 | 11.5172 | 4.0564e-06
6.342589204890109e+001 | 3.5196e-07 | 63.4259 | 6.342589204890109e+001 | 2.8562e-06 |  | 6.342589204890109e+001 | 5.6799e-06 |  | 6.342589204890109e+001 | 4.9221e-06 |  | 63.4699 | 4.0563e-06 | 11.5251 | 4.0563e-06
6.346987076725079e+001 | 3.5171e-07 | 63.4699 | 6.346987076725079e+001 | 2.856e-06 |  | 6.346987076725079e+001 | 5.6797e-06 |  | 6.346987076725079e+001 | 4.9219e-06 |  | 63.5139 | 4.0563e-06 | 11.533 | 4.0563e-06
6.351387997989242e+001 | 3.5147e-07 | 63.5139 | 6.351387997989242e+001 | 2.8559e-06 |  | 6.351387997989242e+001 | 5.6796e-06 |  | 6.351387997989242e+001 | 4.9218e-06 |  | 63.5579 | 4.0562e-06 | 11.5408 | 4.0562e-06
6.355791970797032e+001 | 3.5123e-07 | 63.5579 | 6.355791970797032e+001 | 2.8558e-06 |  | 6.355791970797032e+001 | 5.6794e-06 |  | 6.355791970797032e+001 | 4.9216e-06 |  | 63.602 | 4.0562e-06 | 11.5487 | 4.0562e-06
6.360198997264354e+001 | 3.5098e-07 | 63.602 | 6.360198997264354e+001 | 2.8557e-06 |  | 6.360198997264354e+001 | 5.6793e-06 |  | 6.360198997264354e+001 | 4.9215e-06 |  | 63.6461 | 4.0562e-06 | 11.5566 | 4.0562e-06
6.364609079508575e+001 | 3.5074e-07 | 63.6461 | 6.364609079508575e+001 | 2.8556e-06 |  | 6.364609079508575e+001 | 5.6791e-06 |  | 6.364609079508575e+001 | 4.9213e-06 |  | 63.6902 | 4.0561e-06 | 11.5645 | 4.0561e-06
6.369022219648533e+001 | 3.505e-07 | 63.6902 | 6.369022219648533e+001 | 2.8555e-06 |  | 6.369022219648533e+001 | 5.6789e-06 |  | 6.369022219648533e+001 | 4.9212e-06 |  | 63.7344 | 4.0561e-06 | 11.5723 | 4.0561e-06
6.373438419804535e+001 | 3.5026e-07 | 63.7344 | 6.373438419804535e+001 | 2.8554e-06 |  | 6.373438419804535e+001 | 5.6788e-06 |  | 6.373438419804535e+001 | 4.9211e-06 |  | 63.7786 | 4.0561e-06 | 11.5802 | 4.0561e-06
6.377857682098357e+001 | 3.5002e-07 | 63.7786 | 6.377857682098357e+001 | 2.8553e-06 |  | 6.377857682098357e+001 | 5.6786e-06 |  | 6.377857682098357e+001 | 4.9209e-06 |  | 63.8228 | 4.056e-06 | 11.5881 | 4.056e-06
6.382280008653247e+001 | 3.4977e-07 | 63.8228 | 6.382280008653247e+001 | 2.8552e-06 |  | 6.382280008653247e+001 | 5.6785e-06 |  | 6.382280008653247e+001 | 4.9208e-06 |  | 63.8671 | 4.056e-06 | 11.596 | 4.056e-06
6.386705401593927e+001 | 3.4953e-07 | 63.8671 | 6.386705401593927e+001 | 2.8551e-06 |  | 6.386705401593927e+001 | 5.6783e-06 |  | 6.386705401593927e+001 | 4.9206e-06 |  | 63.9113 | 4.0559e-06 | 11.6038 | 4.0559e-06
6.391133863046588e+001 | 3.4929e-07 | 63.9113 | 6.391133863046588e+001 | 2.855e-06 |  | 6.391133863046588e+001 | 5.6781e-06 |  | 6.391133863046588e+001 | 4.9205e-06 |  | 63.9557 | 4.0559e-06 | 11.6117 | 4.0559e-06
6.395565395138899e+001 | 3.4905e-07 | 63.9557 | 6.395565395138899e+001 | 2.8549e-06 |  | 6.395565395138899e+001 | 5.678e-06 |  | 6.395565395138899e+001 | 4.9204e-06 |  | 64 | 4.0559e-06 | 11.6196 | 4.0559e-06
6.400000000000003e+001 | 3.4881e-07 | 64 | 6.400000000000003e+001 | 2.8548e-06 |  | 6.400000000000003e+001 | 5.6778e-06 |  | 6.400000000000003e+001 | 4.9202e-06 |  | 64.0444 | 4.0558e-06 | 11.6275 | 4.0558e-06
6.404437679760518e+001 | 3.4857e-07 | 64.0444 | 6.404437679760518e+001 | 2.8547e-06 |  | 6.404437679760518e+001 | 5.6777e-06 |  | 6.404437679760518e+001 | 4.9201e-06 |  | 64.0888 | 4.0558e-06 | 11.6354 | 4.0558e-06
6.408878436552544e+001 | 3.4833e-07 | 64.0888 | 6.408878436552544e+001 | 2.8546e-06 |  | 6.408878436552544e+001 | 5.6775e-06 |  | 6.408878436552544e+001 | 4.9199e-06 |  | 64.1332 | 4.0557e-06 | 11.6433 | 4.0557e-06
6.413322272509653e+001 | 3.4809e-07 | 64.1332 | 6.413322272509653e+001 | 2.8545e-06 |  | 6.413322272509653e+001 | 5.6774e-06 |  | 6.413322272509653e+001 | 4.9198e-06 |  | 64.1777 | 4.0557e-06 | 11.6512 | 4.0557e-06
6.417769189766899e+001 | 3.4786e-07 | 64.1777 | 6.417769189766899e+001 | 2.8544e-06 |  | 6.417769189766899e+001 | 5.6772e-06 |  | 6.417769189766899e+001 | 4.9197e-06 |  | 64.2222 | 4.0557e-06 | 11.6591 | 4.0557e-06
6.422219190460821e+001 | 3.4762e-07 | 64.2222 | 6.422219190460821e+001 | 2.8543e-06 |  | 6.422219190460821e+001 | 5.6771e-06 |  | 6.422219190460821e+001 | 4.9195e-06 |  | 64.2667 | 4.0556e-06 | 11.6669 | 4.0556e-06
6.426672276729431e+001 | 3.4738e-07 | 64.2667 | 6.426672276729431e+001 | 2.8542e-06 |  | 6.426672276729431e+001 | 5.6769e-06 |  | 6.426672276729431e+001 | 4.9194e-06 |  | 64.3113 | 4.0556e-06 | 11.6748 | 4.0556e-06
6.431128450712230e+001 | 3.4714e-07 | 64.3113 | 6.431128450712230e+001 | 2.8541e-06 |  | 6.431128450712230e+001 | 5.6768e-06 |  | 6.431128450712230e+001 | 4.9193e-06 |  | 64.3559 | 4.0556e-06 | 11.6827 | 4.0556e-06
6.435587714550199e+001 | 3.469e-07 | 64.3559 | 6.435587714550199e+001 | 2.8541e-06 |  | 6.435587714550199e+001 | 5.6766e-06 |  | 6.435587714550199e+001 | 4.9191e-06 |  | 64.4005 | 4.0555e-06 | 11.6906 | 4.0555e-06
6.440050070385806e+001 | 3.4667e-07 | 64.4005 | 6.440050070385806e+001 | 2.854e-06 |  | 6.440050070385806e+001 | 5.6765e-06 |  | 6.440050070385806e+001 | 4.919e-06 |  | 64.4452 | 4.0555e-06 | 11.6985 | 4.0555e-06
6.444515520363004e+001 | 3.4643e-07 | 64.4452 | 6.444515520363004e+001 | 2.8539e-06 |  | 6.444515520363004e+001 | 5.6763e-06 |  | 6.444515520363004e+001 | 4.9189e-06 |  | 64.4898 | 4.0554e-06 | 11.7064 | 4.0554e-06
6.448984066627229e+001 | 3.4619e-07 | 64.4898 | 6.448984066627229e+001 | 2.8538e-06 |  | 6.448984066627229e+001 | 5.6762e-06 |  | 6.448984066627229e+001 | 4.9187e-06 |  | 64.5346 | 4.0554e-06 | 11.7143 | 4.0554e-06
6.453455711325411e+001 | 3.4595e-07 | 64.5346 | 6.453455711325411e+001 | 2.8537e-06 |  | 6.453455711325411e+001 | 5.676e-06 |  | 6.453455711325411e+001 | 4.9186e-06 |  | 64.5793 | 4.0554e-06 | 11.7222 | 4.0554e-06
6.457930456605963e+001 | 3.4572e-07 | 64.5793 | 6.457930456605963e+001 | 2.8536e-06 |  | 6.457930456605963e+001 | 5.6759e-06 |  | 6.457930456605963e+001 | 4.9185e-06 |  | 64.6241 | 4.0553e-06 | 11.7301 | 4.0553e-06
6.462408304618791e+001 | 3.4548e-07 | 64.6241 | 6.462408304618791e+001 | 2.8535e-06 |  | 6.462408304618791e+001 | 5.6757e-06 |  | 6.462408304618791e+001 | 4.9183e-06 |  | 64.6689 | 4.0553e-06 | 11.738 | 4.0553e-06
6.466889257515291e+001 | 3.4525e-07 | 64.6689 | 6.466889257515291e+001 | 2.8534e-06 |  | 6.466889257515291e+001 | 5.6756e-06 |  | 6.466889257515291e+001 | 4.9182e-06 |  | 64.7137 | 4.0552e-06 | 11.7459 | 4.0552e-06
6.471373317448349e+001 | 3.4501e-07 | 64.7137 | 6.471373317448349e+001 | 2.8533e-06 |  | 6.471373317448349e+001 | 5.6754e-06 |  | 6.471373317448349e+001 | 4.9181e-06 |  | 64.7586 | 4.0552e-06 | 11.7538 | 4.0552e-06
6.475860486572347e+001 | 3.4478e-07 | 64.7586 | 6.475860486572347e+001 | 2.8532e-06 |  | 6.475860486572347e+001 | 5.6753e-06 |  | 6.475860486572347e+001 | 4.9179e-06 |  | 64.8035 | 4.0552e-06 | 11.7618 | 4.0552e-06
6.480350767043157e+001 | 3.4454e-07 | 64.8035 | 6.480350767043157e+001 | 2.8531e-06 |  | 6.480350767043157e+001 | 5.6751e-06 |  | 6.480350767043157e+001 | 4.9178e-06 |  | 64.8484 | 4.0551e-06 | 11.7697 | 4.0551e-06
6.484844161018150e+001 | 3.4431e-07 | 64.8484 | 6.484844161018150e+001 | 2.853e-06 |  | 6.484844161018150e+001 | 5.675e-06 |  | 6.484844161018150e+001 | 4.9177e-06 |  | 64.8934 | 4.0551e-06 | 11.7776 | 4.0551e-06
6.489340670656189e+001 | 3.4407e-07 | 64.8934 | 6.489340670656189e+001 | 2.8529e-06 |  | 6.489340670656189e+001 | 5.6748e-06 |  | 6.489340670656189e+001 | 4.9175e-06 |  | 64.9384 | 4.0551e-06 | 11.7855 | 4.0551e-06
6.493840298117637e+001 | 3.4384e-07 | 64.9384 | 6.493840298117637e+001 | 2.8528e-06 |  | 6.493840298117637e+001 | 5.6747e-06 |  | 6.493840298117637e+001 | 4.9174e-06 |  | 64.9834 | 4.055e-06 | 11.7934 | 4.055e-06
6.498343045564353e+001 | 3.436e-07 | 64.9834 | 6.498343045564353e+001 | 2.8527e-06 |  | 6.498343045564353e+001 | 5.6745e-06 |  | 6.498343045564353e+001 | 4.9173e-06 |  | 65.0285 | 4.055e-06 | 11.8013 | 4.055e-06
6.502848915159694e+001 | 3.4337e-07 | 65.0285 | 6.502848915159694e+001 | 2.8526e-06 |  | 6.502848915159694e+001 | 5.6744e-06 |  | 6.502848915159694e+001 | 4.9171e-06 |  | 65.0736 | 4.0549e-06 | 11.8092 | 4.0549e-06
6.507357909068523e+001 | 3.4314e-07 | 65.0736 | 6.507357909068523e+001 | 2.8525e-06 |  | 6.507357909068523e+001 | 5.6742e-06 |  | 6.507357909068523e+001 | 4.917e-06 |  | 65.1187 | 4.0549e-06 | 11.8171 | 4.0549e-06
6.511870029457195e+001 | 3.429e-07 | 65.1187 | 6.511870029457195e+001 | 2.8524e-06 |  | 6.511870029457195e+001 | 5.6741e-06 |  | 6.511870029457195e+001 | 4.9169e-06 |  | 65.1639 | 4.0549e-06 | 11.8251 | 4.0549e-06
6.516385278493576e+001 | 3.4267e-07 | 65.1639 | 6.516385278493576e+001 | 2.8524e-06 |  | 6.516385278493576e+001 | 5.674e-06 |  | 6.516385278493576e+001 | 4.9168e-06 |  | 65.209 | 4.0548e-06 | 11.833 | 4.0548e-06
6.520903658347028e+001 | 3.4244e-07 | 65.209 | 6.520903658347028e+001 | 2.8523e-06 |  | 6.520903658347028e+001 | 5.6738e-06 |  | 6.520903658347028e+001 | 4.9166e-06 |  | 65.2543 | 4.0548e-06 | 11.8409 | 4.0548e-06
6.525425171188422e+001 | 3.4221e-07 | 65.2543 | 6.525425171188422e+001 | 2.8522e-06 |  | 6.525425171188422e+001 | 5.6737e-06 |  | 6.525425171188422e+001 | 4.9165e-06 |  | 65.2995 | 4.0548e-06 | 11.8488 | 4.0548e-06
6.529949819190132e+001 | 3.4198e-07 | 65.2995 | 6.529949819190132e+001 | 2.8521e-06 |  | 6.529949819190132e+001 | 5.6735e-06 |  | 6.529949819190132e+001 | 4.9164e-06 |  | 65.3448 | 4.0547e-06 | 11.8568 | 4.0547e-06
6.534477604526039e+001 | 3.4174e-07 | 65.3448 | 6.534477604526039e+001 | 2.852e-06 |  | 6.534477604526039e+001 | 5.6734e-06 |  | 6.534477604526039e+001 | 4.9163e-06 |  | 65.3901 | 4.0547e-06 | 11.8647 | 4.0547e-06
6.539008529371532e+001 | 3.4151e-07 | 65.3901 | 6.539008529371532e+001 | 2.8519e-06 |  | 6.539008529371532e+001 | 5.6733e-06 |  | 6.539008529371532e+001 | 4.9161e-06 |  | 65.4354 | 4.0546e-06 | 11.8726 | 4.0546e-06
6.543542595903506e+001 | 3.4128e-07 | 65.4354 | 6.543542595903506e+001 | 2.8518e-06 |  | 6.543542595903506e+001 | 5.6731e-06 |  | 6.543542595903506e+001 | 4.916e-06 |  | 65.4808 | 4.0546e-06 | 11.8805 | 4.0546e-06
6.548079806300368e+001 | 3.4105e-07 | 65.4808 | 6.548079806300368e+001 | 2.8517e-06 |  | 6.548079806300368e+001 | 5.673e-06 |  | 6.548079806300368e+001 | 4.9159e-06 |  | 65.5262 | 4.0546e-06 | 11.8885 | 4.0546e-06
6.552620162742034e+001 | 3.4082e-07 | 65.5262 | 6.552620162742034e+001 | 2.8516e-06 |  | 6.552620162742034e+001 | 5.6728e-06 |  | 6.552620162742034e+001 | 4.9158e-06 |  | 65.5716 | 4.0545e-06 | 11.8964 | 4.0545e-06
6.557163667409932e+001 | 3.4059e-07 | 65.5716 | 6.557163667409932e+001 | 2.8515e-06 |  | 6.557163667409932e+001 | 5.6727e-06 |  | 6.557163667409932e+001 | 4.9156e-06 |  | 65.6171 | 4.0545e-06 | 11.9043 | 4.0545e-06
6.561710322487004e+001 | 3.4036e-07 | 65.6171 | 6.561710322487004e+001 | 2.8515e-06 |  | 6.561710322487004e+001 | 5.6726e-06 |  | 6.561710322487004e+001 | 4.9155e-06 |  | 65.6626 | 4.0545e-06 | 11.9123 | 4.0545e-06
6.566260130157701e+001 | 3.4013e-07 | 65.6626 | 6.566260130157701e+001 | 2.8514e-06 |  | 6.566260130157701e+001 | 5.6724e-06 |  | 6.566260130157701e+001 | 4.9154e-06 |  | 65.7081 | 4.0544e-06 | 11.9202 | 4.0544e-06
6.570813092607996e+001 | 3.399e-07 | 65.7081 | 6.570813092607996e+001 | 2.8513e-06 |  | 6.570813092607996e+001 | 5.6723e-06 |  | 6.570813092607996e+001 | 4.9153e-06 |  | 65.7537 | 4.0544e-06 | 11.9281 | 4.0544e-06
6.575369212025372e+001 | 3.3967e-07 | 65.7537 | 6.575369212025372e+001 | 2.8512e-06 |  | 6.575369212025372e+001 | 5.6722e-06 |  | 6.575369212025372e+001 | 4.9151e-06 |  | 65.7993 | 4.0543e-06 | 11.9361 | 4.0543e-06
6.579928490598829e+001 | 3.3944e-07 | 65.7993 | 6.579928490598829e+001 | 2.8511e-06 |  | 6.579928490598829e+001 | 5.672e-06 |  | 6.579928490598829e+001 | 4.915e-06 |  | 65.8449 | 4.0543e-06 | 11.944 | 4.0543e-06
6.584490930518886e+001 | 3.3921e-07 | 65.8449 | 6.584490930518886e+001 | 2.851e-06 |  | 6.584490930518886e+001 | 5.6719e-06 |  | 6.584490930518886e+001 | 4.9149e-06 |  | 65.8906 | 4.0543e-06 | 11.9519 | 4.0543e-06
6.589056533977585e+001 | 3.3899e-07 | 65.8906 | 6.589056533977585e+001 | 2.8509e-06 |  | 6.589056533977585e+001 | 5.6717e-06 |  | 6.589056533977585e+001 | 4.9148e-06 |  | 65.9363 | 4.0542e-06 | 11.9599 | 4.0542e-06
6.593625303168480e+001 | 3.3876e-07 | 65.9363 | 6.593625303168480e+001 | 2.8508e-06 |  | 6.593625303168480e+001 | 5.6716e-06 |  | 6.593625303168480e+001 | 4.9147e-06 |  | 65.982 | 4.0542e-06 | 11.9678 | 4.0542e-06
6.598197240286650e+001 | 3.3853e-07 | 65.982 | 6.598197240286650e+001 | 2.8507e-06 |  | 6.598197240286650e+001 | 5.6715e-06 |  | 6.598197240286650e+001 | 4.9145e-06 |  | 66.0277 | 4.0542e-06 | 11.9758 | 4.0542e-06
6.602772347528700e+001 | 3.383e-07 | 66.0277 | 6.602772347528700e+001 | 2.8507e-06 |  | 6.602772347528700e+001 | 5.6713e-06 |  | 6.602772347528700e+001 | 4.9144e-06 |  | 66.0735 | 4.0541e-06 | 11.9837 | 4.0541e-06
6.607350627092750e+001 | 3.3808e-07 | 66.0735 | 6.607350627092750e+001 | 2.8506e-06 |  | 6.607350627092750e+001 | 5.6712e-06 |  | 6.607350627092750e+001 | 4.9143e-06 |  | 66.1193 | 4.0541e-06 | 11.9917 | 4.0541e-06
6.611932081178451e+001 | 3.3785e-07 | 66.1193 | 6.611932081178451e+001 | 2.8505e-06 |  | 6.611932081178451e+001 | 5.6711e-06 |  | 6.611932081178451e+001 | 4.9142e-06 |  | 66.1652 | 4.054e-06 | 11.9996 | 4.054e-06
6.616516711986975e+001 | 3.3762e-07 | 66.1652 | 6.616516711986975e+001 | 2.8504e-06 |  | 6.616516711986975e+001 | 5.6709e-06 |  | 6.616516711986975e+001 | 4.9141e-06 |  | 66.211 | 4.054e-06 | 12.0075 | 4.054e-06
6.621104521721021e+001 | 3.374e-07 | 66.211 | 6.621104521721021e+001 | 2.8503e-06 |  | 6.621104521721021e+001 | 5.6708e-06 |  | 6.621104521721021e+001 | 4.9139e-06 |  | 66.257 | 4.054e-06 | 12.0155 | 4.054e-06
6.625695512584819e+001 | 3.3717e-07 | 66.257 | 6.625695512584819e+001 | 2.8502e-06 |  | 6.625695512584819e+001 | 5.6707e-06 |  | 6.625695512584819e+001 | 4.9138e-06 |  | 66.3029 | 4.0539e-06 | 12.0234 | 4.0539e-06
6.630289686784121e+001 | 3.3694e-07 | 66.3029 | 6.630289686784121e+001 | 2.8501e-06 |  | 6.630289686784121e+001 | 5.6706e-06 |  | 6.630289686784121e+001 | 4.9137e-06 |  | 66.3489 | 4.0539e-06 | 12.0314 | 4.0539e-06
6.634887046526215e+001 | 3.3672e-07 | 66.3489 | 6.634887046526215e+001 | 2.8501e-06 |  | 6.634887046526215e+001 | 5.6704e-06 |  | 6.634887046526215e+001 | 4.9136e-06 |  | 66.3949 | 4.0539e-06 | 12.0393 | 4.0539e-06
6.639487594019916e+001 | 3.3649e-07 | 66.3949 | 6.639487594019916e+001 | 2.85e-06 |  | 6.639487594019916e+001 | 5.6703e-06 |  | 6.639487594019916e+001 | 4.9135e-06 |  | 66.4409 | 4.0538e-06 | 12.0473 | 4.0538e-06
6.644091331475569e+001 | 3.3627e-07 | 66.4409 | 6.644091331475569e+001 | 2.8499e-06 |  | 6.644091331475569e+001 | 5.6702e-06 |  | 6.644091331475569e+001 | 4.9134e-06 |  | 66.487 | 4.0538e-06 | 12.0552 | 4.0538e-06
6.648698261105055e+001 | 3.3604e-07 | 66.487 | 6.648698261105055e+001 | 2.8498e-06 |  | 6.648698261105055e+001 | 5.67e-06 |  | 6.648698261105055e+001 | 4.9132e-06 |  | 66.5331 | 4.0537e-06 | 12.0632 | 4.0537e-06
6.653308385121787e+001 | 3.3582e-07 | 66.5331 | 6.653308385121787e+001 | 2.8497e-06 |  | 6.653308385121787e+001 | 5.6699e-06 |  | 6.653308385121787e+001 | 4.9131e-06 |  | 66.5792 | 4.0537e-06 | 12.0712 | 4.0537e-06
6.657921705740712e+001 | 3.3559e-07 | 66.5792 | 6.657921705740712e+001 | 2.8496e-06 |  | 6.657921705740712e+001 | 5.6698e-06 |  | 6.657921705740712e+001 | 4.913e-06 |  | 66.6254 | 4.0537e-06 | 12.0791 | 4.0537e-06
6.662538225178317e+001 | 3.3537e-07 | 66.6254 | 6.662538225178317e+001 | 2.8496e-06 |  | 6.662538225178317e+001 | 5.6697e-06 |  | 6.662538225178317e+001 | 4.9129e-06 |  | 66.6716 | 4.0536e-06 | 12.0871 | 4.0536e-06
6.667157945652619e+001 | 3.3515e-07 | 66.6716 | 6.667157945652619e+001 | 2.8495e-06 |  | 6.667157945652619e+001 | 5.6695e-06 |  | 6.667157945652619e+001 | 4.9128e-06 |  | 66.7178 | 4.0536e-06 | 12.095 | 4.0536e-06
6.671780869383180e+001 | 3.3492e-07 | 66.7178 | 6.671780869383180e+001 | 2.8494e-06 |  | 6.671780869383180e+001 | 5.6694e-06 |  | 6.671780869383180e+001 | 4.9127e-06 |  | 66.7641 | 4.0536e-06 | 12.103 | 4.0536e-06
6.676406998591095e+001 | 3.347e-07 | 66.7641 | 6.676406998591095e+001 | 2.8493e-06 |  | 6.676406998591095e+001 | 5.6693e-06 |  | 6.676406998591095e+001 | 4.9126e-06 |  | 66.8104 | 4.0535e-06 | 12.111 | 4.0535e-06
6.681036335499005e+001 | 3.3448e-07 | 66.8104 | 6.681036335499005e+001 | 2.8492e-06 |  | 6.681036335499005e+001 | 5.6691e-06 |  | 6.681036335499005e+001 | 4.9125e-06 |  | 66.8567 | 4.0535e-06 | 12.1189 | 4.0535e-06
6.685668882331085e+001 | 3.3425e-07 | 66.8567 | 6.685668882331085e+001 | 2.8491e-06 |  | 6.685668882331085e+001 | 5.669e-06 |  | 6.685668882331085e+001 | 4.9123e-06 |  | 66.903 | 4.0535e-06 | 12.1269 | 4.0535e-06
6.690304641313058e+001 | 3.3403e-07 | 66.903 | 6.690304641313058e+001 | 2.8491e-06 |  | 6.690304641313058e+001 | 5.6689e-06 |  | 6.690304641313058e+001 | 4.9122e-06 |  | 66.9494 | 4.0534e-06 | 12.1349 | 4.0534e-06
6.694943614672189e+001 | 3.3381e-07 | 66.9494 | 6.694943614672189e+001 | 2.849e-06 |  | 6.694943614672189e+001 | 5.6688e-06 |  | 6.694943614672189e+001 | 4.9121e-06 |  | 66.9959 | 4.0534e-06 | 12.1428 | 4.0534e-06
6.699585804637287e+001 | 3.3359e-07 | 66.9959 | 6.699585804637287e+001 | 2.8489e-06 |  | 6.699585804637287e+001 | 5.6686e-06 |  | 6.699585804637287e+001 | 4.912e-06 |  | 67.0423 | 4.0533e-06 | 12.1508 | 4.0533e-06
6.704231213438706e+001 | 3.3336e-07 | 67.0423 | 6.704231213438706e+001 | 2.8488e-06 |  | 6.704231213438706e+001 | 5.6685e-06 |  | 6.704231213438706e+001 | 4.9119e-06 |  | 67.0888 | 4.0533e-06 | 12.1588 | 4.0533e-06
6.708879843308347e+001 | 3.3314e-07 | 67.0888 | 6.708879843308347e+001 | 2.8487e-06 |  | 6.708879843308347e+001 | 5.6684e-06 |  | 6.708879843308347e+001 | 4.9118e-06 |  | 67.1353 | 4.0533e-06 | 12.1667 | 4.0533e-06
6.713531696479657e+001 | 3.3292e-07 | 67.1353 | 6.713531696479657e+001 | 2.8487e-06 |  | 6.713531696479657e+001 | 5.6683e-06 |  | 6.713531696479657e+001 | 4.9117e-06 |  | 67.1819 | 4.0532e-06 | 12.1747 | 4.0532e-06
6.718186775187634e+001 | 3.327e-07 | 67.1819 | 6.718186775187634e+001 | 2.8486e-06 |  | 6.718186775187634e+001 | 5.6682e-06 |  | 6.718186775187634e+001 | 4.9116e-06 |  | 67.2285 | 4.0532e-06 | 12.1827 | 4.0532e-06
6.722845081668824e+001 | 3.3248e-07 | 67.2285 | 6.722845081668824e+001 | 2.8485e-06 |  | 6.722845081668824e+001 | 5.668e-06 |  | 6.722845081668824e+001 | 4.9115e-06 |  | 67.2751 | 4.0532e-06 | 12.1906 | 4.0532e-06
6.727506618161324e+001 | 3.3226e-07 | 67.2751 | 6.727506618161324e+001 | 2.8484e-06 |  | 6.727506618161324e+001 | 5.6679e-06 |  | 6.727506618161324e+001 | 4.9113e-06 |  | 67.3217 | 4.0531e-06 | 12.1986 | 4.0531e-06
6.732171386904786e+001 | 3.3204e-07 | 67.3217 | 6.732171386904786e+001 | 2.8483e-06 |  | 6.732171386904786e+001 | 5.6678e-06 |  | 6.732171386904786e+001 | 4.9112e-06 |  | 67.3684 | 4.0531e-06 | 12.2066 | 4.0531e-06
6.736839390140409e+001 | 3.3182e-07 | 67.3684 | 6.736839390140409e+001 | 2.8483e-06 |  | 6.736839390140409e+001 | 5.6677e-06 |  | 6.736839390140409e+001 | 4.9111e-06 |  | 67.4151 | 4.053e-06 | 12.2146 | 4.053e-06
6.741510630110952e+001 | 3.316e-07 | 67.4151 | 6.741510630110952e+001 | 2.8482e-06 |  | 6.741510630110952e+001 | 5.6675e-06 |  | 6.741510630110952e+001 | 4.911e-06 |  | 67.4619 | 4.053e-06 | 12.2226 | 4.053e-06
6.746185109060725e+001 | 3.3138e-07 | 67.4619 | 6.746185109060725e+001 | 2.8481e-06 |  | 6.746185109060725e+001 | 5.6674e-06 |  | 6.746185109060725e+001 | 4.9109e-06 |  | 67.5086 | 4.053e-06 | 12.2305 | 4.053e-06
6.750862829235597e+001 | 3.3116e-07 | 67.5086 | 6.750862829235597e+001 | 2.848e-06 |  | 6.750862829235597e+001 | 5.6673e-06 |  | 6.750862829235597e+001 | 4.9108e-06 |  | 67.5554 | 4.0529e-06 | 12.2385 | 4.0529e-06
6.755543792882990e+001 | 3.3094e-07 | 67.5554 | 6.755543792882990e+001 | 2.8479e-06 |  | 6.755543792882990e+001 | 5.6672e-06 |  | 6.755543792882990e+001 | 4.9107e-06 |  | 67.6023 | 4.0529e-06 | 12.2465 | 4.0529e-06
6.760228002251890e+001 | 3.3073e-07 | 67.6023 | 6.760228002251890e+001 | 2.8479e-06 |  | 6.760228002251890e+001 | 5.6671e-06 |  | 6.760228002251890e+001 | 4.9106e-06 |  | 67.6492 | 4.0529e-06 | 12.2545 | 4.0529e-06
6.764915459592837e+001 | 3.3051e-07 | 67.6492 | 6.764915459592837e+001 | 2.8478e-06 |  | 6.764915459592837e+001 | 5.667e-06 |  | 6.764915459592837e+001 | 4.9105e-06 |  | 67.6961 | 4.0528e-06 | 12.2625 | 4.0528e-06
6.769606167157937e+001 | 3.3029e-07 | 67.6961 | 6.769606167157937e+001 | 2.8477e-06 |  | 6.769606167157937e+001 | 5.6668e-06 |  | 6.769606167157937e+001 | 4.9104e-06 |  | 67.743 | 4.0528e-06 | 12.2704 | 4.0528e-06
6.774300127200853e+001 | 3.3007e-07 | 67.743 | 6.774300127200853e+001 | 2.8476e-06 |  | 6.774300127200853e+001 | 5.6667e-06 |  | 6.774300127200853e+001 | 4.9103e-06 |  | 67.79 | 4.0528e-06 | 12.2784 | 4.0528e-06
6.778997341976812e+001 | 3.2985e-07 | 67.79 | 6.778997341976812e+001 | 2.8476e-06 |  | 6.778997341976812e+001 | 5.6666e-06 |  | 6.778997341976812e+001 | 4.9102e-06 |  | 67.837 | 4.0527e-06 | 12.2864 | 4.0527e-06
6.783697813742606e+001 | 3.2964e-07 | 67.837 | 6.783697813742606e+001 | 2.8475e-06 |  | 6.783697813742606e+001 | 5.6665e-06 |  | 6.783697813742606e+001 | 4.9101e-06 |  | 67.884 | 4.0527e-06 | 12.2944 | 4.0527e-06
6.788401544756592e+001 | 3.2942e-07 | 67.884 | 6.788401544756592e+001 | 2.8474e-06 |  | 6.788401544756592e+001 | 5.6664e-06 |  | 6.788401544756592e+001 | 4.91e-06 |  | 67.9311 | 4.0526e-06 | 12.3024 | 4.0526e-06
6.793108537278688e+001 | 3.292e-07 | 67.9311 | 6.793108537278688e+001 | 2.8473e-06 |  | 6.793108537278688e+001 | 5.6663e-06 |  | 6.793108537278688e+001 | 4.9099e-06 |  | 67.9782 | 4.0526e-06 | 12.3104 | 4.0526e-06
6.797818793570387e+001 | 3.2899e-07 | 67.9782 | 6.797818793570387e+001 | 2.8473e-06 |  | 6.797818793570387e+001 | 5.6661e-06 |  | 6.797818793570387e+001 | 4.9098e-06 |  | 68.0253 | 4.0526e-06 | 12.3184 | 4.0526e-06
6.802532315894743e+001 | 3.2877e-07 | 68.0253 | 6.802532315894743e+001 | 2.8472e-06 |  | 6.802532315894743e+001 | 5.666e-06 |  | 6.802532315894743e+001 | 4.9097e-06 |  | 68.0725 | 4.0525e-06 | 12.3264 | 4.0525e-06
6.807249106516385e+001 | 3.2855e-07 | 68.0725 | 6.807249106516385e+001 | 2.8471e-06 |  | 6.807249106516385e+001 | 5.6659e-06 |  | 6.807249106516385e+001 | 4.9095e-06 |  | 68.1197 | 4.0525e-06 | 12.3344 | 4.0525e-06
6.811969167701506e+001 | 3.2834e-07 | 68.1197 | 6.811969167701506e+001 | 2.847e-06 |  | 6.811969167701506e+001 | 5.6658e-06 |  | 6.811969167701506e+001 | 4.9094e-06 |  | 68.1669 | 4.0525e-06 | 12.3424 | 4.0525e-06
6.816692501717876e+001 | 3.2812e-07 | 68.1669 | 6.816692501717876e+001 | 2.847e-06 |  | 6.816692501717876e+001 | 5.6657e-06 |  | 6.816692501717876e+001 | 4.9093e-06 |  | 68.2142 | 4.0524e-06 | 12.3503 | 4.0524e-06
6.821419110834835e+001 | 3.2791e-07 | 68.2142 | 6.821419110834835e+001 | 2.8469e-06 |  | 6.821419110834835e+001 | 5.6656e-06 |  | 6.821419110834835e+001 | 4.9092e-06 |  | 68.2615 | 4.0524e-06 | 12.3583 | 4.0524e-06
6.826148997323296e+001 | 3.2769e-07 | 68.2615 | 6.826148997323296e+001 | 2.8468e-06 |  | 6.826148997323296e+001 | 5.6655e-06 |  | 6.826148997323296e+001 | 4.9091e-06 |  | 68.3088 | 4.0524e-06 | 12.3663 | 4.0524e-06
6.830882163455748e+001 | 3.2748e-07 | 68.3088 | 6.830882163455748e+001 | 2.8467e-06 |  | 6.830882163455748e+001 | 5.6653e-06 |  | 6.830882163455748e+001 | 4.909e-06 |  | 68.3562 | 4.0523e-06 | 12.3743 | 4.0523e-06
6.835618611506253e+001 | 3.2726e-07 | 68.3562 | 6.835618611506253e+001 | 2.8467e-06 |  | 6.835618611506253e+001 | 5.6652e-06 |  | 6.835618611506253e+001 | 4.9089e-06 |  | 68.4036 | 4.0523e-06 | 12.3823 | 4.0523e-06
6.840358343750454e+001 | 3.2705e-07 | 68.4036 | 6.840358343750454e+001 | 2.8466e-06 |  | 6.840358343750454e+001 | 5.6651e-06 |  | 6.840358343750454e+001 | 4.9088e-06 |  | 68.451 | 4.0523e-06 | 12.3903 | 4.0523e-06
6.845101362465570e+001 | 3.2684e-07 | 68.451 | 6.845101362465570e+001 | 2.8465e-06 |  | 6.845101362465570e+001 | 5.665e-06 |  | 6.845101362465570e+001 | 4.9087e-06 |  | 68.4985 | 4.0522e-06 | 12.3983 | 4.0522e-06
6.849847669930396e+001 | 3.2662e-07 | 68.4985 | 6.849847669930396e+001 | 2.8464e-06 |  | 6.849847669930396e+001 | 5.6649e-06 |  | 6.849847669930396e+001 | 4.9086e-06 |  | 68.546 | 4.0522e-06 | 12.4063 | 4.0522e-06
6.854597268425313e+001 | 3.2641e-07 | 68.546 | 6.854597268425313e+001 | 2.8464e-06 |  | 6.854597268425313e+001 | 5.6648e-06 |  | 6.854597268425313e+001 | 4.9085e-06 |  | 68.5935 | 4.0521e-06 | 12.4143 | 4.0521e-06
6.859350160232279e+001 | 3.2619e-07 | 68.5935 | 6.859350160232279e+001 | 2.8463e-06 |  | 6.859350160232279e+001 | 5.6647e-06 |  | 6.859350160232279e+001 | 4.9084e-06 |  | 68.6411 | 4.0521e-06 | 12.4223 | 4.0521e-06
6.864106347634835e+001 | 3.2598e-07 | 68.6411 | 6.864106347634835e+001 | 2.8462e-06 |  | 6.864106347634835e+001 | 5.6646e-06 |  | 6.864106347634835e+001 | 4.9083e-06 |  | 68.6887 | 4.0521e-06 | 12.4304 | 4.0521e-06
6.868865832918105e+001 | 3.2577e-07 | 68.6887 | 6.868865832918105e+001 | 2.8461e-06 |  | 6.868865832918105e+001 | 5.6645e-06 |  | 6.868865832918105e+001 | 4.9082e-06 |  | 68.7363 | 4.052e-06 | 12.4384 | 4.052e-06
6.873628618368798e+001 | 3.2556e-07 | 68.7363 | 6.873628618368798e+001 | 2.8461e-06 |  | 6.873628618368798e+001 | 5.6643e-06 |  | 6.873628618368798e+001 | 4.9081e-06 |  | 68.7839 | 4.052e-06 | 12.4464 | 4.052e-06
6.878394706275211e+001 | 3.2534e-07 | 68.7839 | 6.878394706275211e+001 | 2.846e-06 |  | 6.878394706275211e+001 | 5.6642e-06 |  | 6.878394706275211e+001 | 4.9081e-06 |  | 68.8316 | 4.052e-06 | 12.4544 | 4.052e-06
6.883164098927223e+001 | 3.2513e-07 | 68.8316 | 6.883164098927223e+001 | 2.8459e-06 |  | 6.883164098927223e+001 | 5.6641e-06 |  | 6.883164098927223e+001 | 4.908e-06 |  | 68.8794 | 4.0519e-06 | 12.4624 | 4.0519e-06
6.887936798616305e+001 | 3.2492e-07 | 68.8794 | 6.887936798616305e+001 | 2.8459e-06 |  | 6.887936798616305e+001 | 5.664e-06 |  | 6.887936798616305e+001 | 4.9079e-06 |  | 68.9271 | 4.0519e-06 | 12.4704 | 4.0519e-06
6.892712807635513e+001 | 3.2471e-07 | 68.9271 | 6.892712807635513e+001 | 2.8458e-06 |  | 6.892712807635513e+001 | 5.6639e-06 |  | 6.892712807635513e+001 | 4.9078e-06 |  | 68.9749 | 4.0519e-06 | 12.4784 | 4.0519e-06
6.897492128279497e+001 | 3.245e-07 | 68.9749 | 6.897492128279497e+001 | 2.8457e-06 |  | 6.897492128279497e+001 | 5.6638e-06 |  | 6.897492128279497e+001 | 4.9077e-06 |  | 69.0227 | 4.0518e-06 | 12.4864 | 4.0518e-06
6.902274762844493e+001 | 3.2429e-07 | 69.0227 | 6.902274762844493e+001 | 2.8456e-06 |  | 6.902274762844493e+001 | 5.6637e-06 |  | 6.902274762844493e+001 | 4.9076e-06 |  | 69.0706 | 4.0518e-06 | 12.4944 | 4.0518e-06
6.907060713628337e+001 | 3.2408e-07 | 69.0706 | 6.907060713628337e+001 | 2.8456e-06 |  | 6.907060713628337e+001 | 5.6636e-06 |  | 6.907060713628337e+001 | 4.9075e-06 |  | 69.1185 | 4.0517e-06 | 12.5024 | 4.0517e-06
6.911849982930450e+001 | 3.2387e-07 | 69.1185 | 6.911849982930450e+001 | 2.8455e-06 |  | 6.911849982930450e+001 | 5.6635e-06 |  | 6.911849982930450e+001 | 4.9074e-06 |  | 69.1664 | 4.0517e-06 | 12.5105 | 4.0517e-06
6.916642573051853e+001 | 3.2366e-07 | 69.1664 | 6.916642573051853e+001 | 2.8454e-06 |  | 6.916642573051853e+001 | 5.6634e-06 |  | 6.916642573051853e+001 | 4.9073e-06 |  | 69.2144 | 4.0517e-06 | 12.5185 | 4.0517e-06
6.921438486295158e+001 | 3.2345e-07 | 69.2144 | 6.921438486295158e+001 | 2.8454e-06 |  | 6.921438486295158e+001 | 5.6633e-06 |  | 6.921438486295158e+001 | 4.9072e-06 |  | 69.2624 | 4.0516e-06 | 12.5265 | 4.0516e-06
6.926237724964578e+001 | 3.2324e-07 | 69.2624 | 6.926237724964578e+001 | 2.8453e-06 |  | 6.926237724964578e+001 | 5.6632e-06 |  | 6.926237724964578e+001 | 4.9071e-06 |  | 69.3104 | 4.0516e-06 | 12.5345 | 4.0516e-06
6.931040291365922e+001 | 3.2303e-07 | 69.3104 | 6.931040291365922e+001 | 2.8452e-06 |  | 6.931040291365922e+001 | 5.6631e-06 |  | 6.931040291365922e+001 | 4.907e-06 |  | 69.3585 | 4.0516e-06 | 12.5425 | 4.0516e-06
6.935846187806595e+001 | 3.2282e-07 | 69.3585 | 6.935846187806595e+001 | 2.8451e-06 |  | 6.935846187806595e+001 | 5.663e-06 |  | 6.935846187806595e+001 | 4.9069e-06 |  | 69.4066 | 4.0515e-06 | 12.5506 | 4.0515e-06
6.940655416595608e+001 | 3.2261e-07 | 69.4066 | 6.940655416595608e+001 | 2.8451e-06 |  | 6.940655416595608e+001 | 5.6629e-06 |  | 6.940655416595608e+001 | 4.9068e-06 |  | 69.4547 | 4.0515e-06 | 12.5586 | 4.0515e-06
6.945467980043568e+001 | 3.224e-07 | 69.4547 | 6.945467980043568e+001 | 2.845e-06 |  | 6.945467980043568e+001 | 5.6628e-06 |  | 6.945467980043568e+001 | 4.9067e-06 |  | 69.5028 | 4.0515e-06 | 12.5666 | 4.0515e-06
6.950283880462686e+001 | 3.2219e-07 | 69.5028 | 6.950283880462686e+001 | 2.8449e-06 |  | 6.950283880462686e+001 | 5.6627e-06 |  | 6.950283880462686e+001 | 4.9066e-06 |  | 69.551 | 4.0514e-06 | 12.5746 | 4.0514e-06
6.955103120166776e+001 | 3.2198e-07 | 69.551 | 6.955103120166776e+001 | 2.8449e-06 |  | 6.955103120166776e+001 | 5.6626e-06 |  | 6.955103120166776e+001 | 4.9065e-06 |  | 69.5993 | 4.0514e-06 | 12.5826 | 4.0514e-06
6.959925701471254e+001 | 3.2177e-07 | 69.5993 | 6.959925701471254e+001 | 2.8448e-06 |  | 6.959925701471254e+001 | 5.6625e-06 |  | 6.959925701471254e+001 | 4.9064e-06 |  | 69.6475 | 4.0514e-06 | 12.5907 | 4.0514e-06
6.964751626693146e+001 | 3.2157e-07 | 69.6475 | 6.964751626693146e+001 | 2.8447e-06 |  | 6.964751626693146e+001 | 5.6624e-06 |  | 6.964751626693146e+001 | 4.9064e-06 |  | 69.6958 | 4.0513e-06 | 12.5987 | 4.0513e-06
6.969580898151084e+001 | 3.2136e-07 | 69.6958 | 6.969580898151084e+001 | 2.8447e-06 |  | 6.969580898151084e+001 | 5.6622e-06 |  | 6.969580898151084e+001 | 4.9063e-06 |  | 69.7441 | 4.0513e-06 | 12.6067 | 4.0513e-06
6.974413518165304e+001 | 3.2115e-07 | 69.7441 | 6.974413518165304e+001 | 2.8446e-06 |  | 6.974413518165304e+001 | 5.6621e-06 |  | 6.974413518165304e+001 | 4.9062e-06 |  | 69.7925 | 4.0513e-06 | 12.6147 | 4.0513e-06
6.979249489057652e+001 | 3.2095e-07 | 69.7925 | 6.979249489057652e+001 | 2.8445e-06 |  | 6.979249489057652e+001 | 5.662e-06 |  | 6.979249489057652e+001 | 4.9061e-06 |  | 69.8409 | 4.0512e-06 | 12.6228 | 4.0512e-06
6.984088813151587e+001 | 3.2074e-07 | 69.8409 | 6.984088813151587e+001 | 2.8445e-06 |  | 6.984088813151587e+001 | 5.6619e-06 |  | 6.984088813151587e+001 | 4.906e-06 |  | 69.8893 | 4.0512e-06 | 12.6308 | 4.0512e-06
6.988931492772176e+001 | 3.2053e-07 | 69.8893 | 6.988931492772176e+001 | 2.8444e-06 |  | 6.988931492772176e+001 | 5.6618e-06 |  | 6.988931492772176e+001 | 4.9059e-06 |  | 69.9378 | 4.0511e-06 | 12.6388 | 4.0511e-06
6.993777530246099e+001 | 3.2033e-07 | 69.9378 | 6.993777530246099e+001 | 2.8443e-06 |  | 6.993777530246099e+001 | 5.6617e-06 |  | 6.993777530246099e+001 | 4.9058e-06 |  | 69.9863 | 4.0511e-06 | 12.6469 | 4.0511e-06
6.998626927901650e+001 | 3.2012e-07 | 69.9863 | 6.998626927901650e+001 | 2.8443e-06 |  | 6.998626927901650e+001 | 5.6617e-06 |  | 6.998626927901650e+001 | 4.9057e-06 |  | 70.0348 | 4.0511e-06 | 12.6549 | 4.0511e-06
7.003479688068735e+001 | 3.1991e-07 | 70.0348 | 7.003479688068735e+001 | 2.8442e-06 |  | 7.003479688068735e+001 | 5.6616e-06 |  | 7.003479688068735e+001 | 4.9056e-06 |  | 70.0834 | 4.051e-06 | 12.6629 | 4.051e-06
7.008335813078881e+001 | 3.1971e-07 | 70.0834 | 7.008335813078881e+001 | 2.8441e-06 |  | 7.008335813078881e+001 | 5.6615e-06 |  | 7.008335813078881e+001 | 4.9055e-06 |  | 70.132 | 4.051e-06 | 12.671 | 4.051e-06
7.013195305265225e+001 | 3.195e-07 | 70.132 | 7.013195305265225e+001 | 2.8441e-06 |  | 7.013195305265225e+001 | 5.6614e-06 |  | 7.013195305265225e+001 | 4.9055e-06 |  | 70.1806 | 4.051e-06 | 12.679 | 4.051e-06
7.018058166962526e+001 | 3.193e-07 | 70.1806 | 7.018058166962526e+001 | 2.844e-06 |  | 7.018058166962526e+001 | 5.6613e-06 |  | 7.018058166962526e+001 | 4.9054e-06 |  | 70.2292 | 4.0509e-06 | 12.687 | 4.0509e-06
7.022924400507158e+001 | 3.1909e-07 | 70.2292 | 7.022924400507158e+001 | 2.8439e-06 |  | 7.022924400507158e+001 | 5.6612e-06 |  | 7.022924400507158e+001 | 4.9053e-06 |  | 70.2779 | 4.0509e-06 | 12.6951 | 4.0509e-06
7.027794008237122e+001 | 3.1889e-07 | 70.2779 | 7.027794008237122e+001 | 2.8439e-06 |  | 7.027794008237122e+001 | 5.6611e-06 |  | 7.027794008237122e+001 | 4.9052e-06 |  | 70.3267 | 4.0509e-06 | 12.7031 | 4.0509e-06
7.032666992492032e+001 | 3.1868e-07 | 70.3267 | 7.032666992492032e+001 | 2.8438e-06 |  | 7.032666992492032e+001 | 5.661e-06 |  | 7.032666992492032e+001 | 4.9051e-06 |  | 70.3754 | 4.0508e-06 | 12.7111 | 4.0508e-06
7.037543355613131e+001 | 3.1848e-07 | 70.3754 | 7.037543355613131e+001 | 2.8437e-06 |  | 7.037543355613131e+001 | 5.6609e-06 |  | 7.037543355613131e+001 | 4.905e-06 |  | 70.4242 | 4.0508e-06 | 12.7192 | 4.0508e-06
7.042423099943281e+001 | 3.1828e-07 | 70.4242 | 7.042423099943281e+001 | 2.8437e-06 |  | 7.042423099943281e+001 | 5.6608e-06 |  | 7.042423099943281e+001 | 4.9049e-06 |  | 70.4731 | 4.0508e-06 | 12.7272 | 4.0508e-06
7.047306227826969e+001 | 3.1807e-07 | 70.4731 | 7.047306227826969e+001 | 2.8436e-06 |  | 7.047306227826969e+001 | 5.6607e-06 |  | 7.047306227826969e+001 | 4.9049e-06 |  | 70.5219 | 4.0507e-06 | 12.7352 | 4.0507e-06
7.052192741610311e+001 | 3.1787e-07 | 70.5219 | 7.052192741610311e+001 | 2.8435e-06 |  | 7.052192741610311e+001 | 5.6606e-06 |  | 7.052192741610311e+001 | 4.9048e-06 |  | 70.5708 | 4.0507e-06 | 12.7433 | 4.0507e-06
7.057082643641046e+001 | 3.1767e-07 | 70.5708 | 7.057082643641046e+001 | 2.8435e-06 |  | 7.057082643641046e+001 | 5.6605e-06 |  | 7.057082643641046e+001 | 4.9047e-06 |  | 70.6198 | 4.0507e-06 | 12.7513 | 4.0507e-06
7.061975936268543e+001 | 3.1746e-07 | 70.6198 | 7.061975936268543e+001 | 2.8434e-06 |  | 7.061975936268543e+001 | 5.6604e-06 |  | 7.061975936268543e+001 | 4.9046e-06 |  | 70.6687 | 4.0506e-06 | 12.7594 | 4.0506e-06
7.066872621843797e+001 | 3.1726e-07 | 70.6687 | 7.066872621843797e+001 | 2.8434e-06 |  | 7.066872621843797e+001 | 5.6603e-06 |  | 7.066872621843797e+001 | 4.9045e-06 |  | 70.7177 | 4.0506e-06 | 12.7674 | 4.0506e-06
7.071772702719437e+001 | 3.1706e-07 | 70.7177 | 7.071772702719437e+001 | 2.8433e-06 |  | 7.071772702719437e+001 | 5.6602e-06 |  | 7.071772702719437e+001 | 4.9044e-06 |  | 70.7668 | 4.0506e-06 | 12.7755 | 4.0506e-06
7.076676181249724e+001 | 3.1686e-07 | 70.7668 | 7.076676181249724e+001 | 2.8432e-06 |  | 7.076676181249724e+001 | 5.6601e-06 |  | 7.076676181249724e+001 | 4.9043e-06 |  | 70.8158 | 4.0505e-06 | 12.7835 | 4.0505e-06
7.081583059790545e+001 | 3.1665e-07 | 70.8158 | 7.081583059790545e+001 | 2.8432e-06 |  | 7.081583059790545e+001 | 5.66e-06 |  | 7.081583059790545e+001 | 4.9043e-06 |  | 70.8649 | 4.0505e-06 | 12.7915 | 4.0505e-06
7.086493340699427e+001 | 3.1645e-07 | 70.8649 | 7.086493340699427e+001 | 2.8431e-06 |  | 7.086493340699427e+001 | 5.6599e-06 |  | 7.086493340699427e+001 | 4.9042e-06 |  | 70.9141 | 4.0504e-06 | 12.7996 | 4.0504e-06
7.091407026335530e+001 | 3.1625e-07 | 70.9141 | 7.091407026335530e+001 | 2.843e-06 |  | 7.091407026335530e+001 | 5.6598e-06 |  | 7.091407026335530e+001 | 4.9041e-06 |  | 70.9632 | 4.0504e-06 | 12.8076 | 4.0504e-06
7.096324119059646e+001 | 3.1605e-07 | 70.9632 | 7.096324119059646e+001 | 2.843e-06 |  | 7.096324119059646e+001 | 5.6597e-06 |  | 7.096324119059646e+001 | 4.904e-06 |  | 71.0124 | 4.0504e-06 | 12.8157 | 4.0504e-06
7.101244621234211e+001 | 3.1585e-07 | 71.0124 | 7.101244621234211e+001 | 2.8429e-06 |  | 7.101244621234211e+001 | 5.6597e-06 |  | 7.101244621234211e+001 | 4.9039e-06 |  | 71.0617 | 4.0503e-06 | 12.8237 | 4.0503e-06
7.106168535223293e+001 | 3.1565e-07 | 71.0617 | 7.106168535223293e+001 | 2.8428e-06 |  | 7.106168535223293e+001 | 5.6596e-06 |  | 7.106168535223293e+001 | 4.9038e-06 |  | 71.111 | 4.0503e-06 | 12.8318 | 4.0503e-06
7.111095863392602e+001 | 3.1545e-07 | 71.111 | 7.111095863392602e+001 | 2.8428e-06 |  | 7.111095863392602e+001 | 5.6595e-06 |  | 7.111095863392602e+001 | 4.9038e-06 |  | 71.1603 | 4.0503e-06 | 12.8398 | 4.0503e-06
7.116026608109488e+001 | 3.1525e-07 | 71.1603 | 7.116026608109488e+001 | 2.8427e-06 |  | 7.116026608109488e+001 | 5.6594e-06 |  | 7.116026608109488e+001 | 4.9037e-06 |  | 71.2096 | 4.0502e-06 | 12.8479 | 4.0502e-06
7.120960771742941e+001 | 3.1505e-07 | 71.2096 | 7.120960771742941e+001 | 2.8427e-06 |  | 7.120960771742941e+001 | 5.6593e-06 |  | 7.120960771742941e+001 | 4.9036e-06 |  | 71.259 | 4.0502e-06 | 12.8559 | 4.0502e-06
7.125898356663596e+001 | 3.1485e-07 | 71.259 | 7.125898356663596e+001 | 2.8426e-06 |  | 7.125898356663596e+001 | 5.6592e-06 |  | 7.125898356663596e+001 | 4.9035e-06 |  | 71.3084 | 4.0502e-06 | 12.864 | 4.0502e-06
7.130839365243730e+001 | 3.1465e-07 | 71.3084 | 7.130839365243730e+001 | 2.8425e-06 |  | 7.130839365243730e+001 | 5.6591e-06 |  | 7.130839365243730e+001 | 4.9034e-06 |  | 71.3578 | 4.0501e-06 | 12.872 | 4.0501e-06
7.135783799857266e+001 | 3.1445e-07 | 71.3578 | 7.135783799857266e+001 | 2.8425e-06 |  | 7.135783799857266e+001 | 5.659e-06 |  | 7.135783799857266e+001 | 4.9034e-06 |  | 71.4073 | 4.0501e-06 | 12.8801 | 4.0501e-06
7.140731662879773e+001 | 3.1425e-07 | 71.4073 | 7.140731662879773e+001 | 2.8424e-06 |  | 7.140731662879773e+001 | 5.6589e-06 |  | 7.140731662879773e+001 | 4.9033e-06 |  | 71.4568 | 4.0501e-06 | 12.8881 | 4.0501e-06
7.145682956688466e+001 | 3.1405e-07 | 71.4568 | 7.145682956688466e+001 | 2.8424e-06 |  | 7.145682956688466e+001 | 5.6588e-06 |  | 7.145682956688466e+001 | 4.9032e-06 |  | 71.5064 | 4.05e-06 | 12.8962 | 4.05e-06
7.150637683662211e+001 | 3.1385e-07 | 71.5064 | 7.150637683662211e+001 | 2.8423e-06 |  | 7.150637683662211e+001 | 5.6588e-06 |  | 7.150637683662211e+001 | 4.9031e-06 |  | 71.556 | 4.05e-06 | 12.9043 | 4.05e-06
7.155595846181519e+001 | 3.1365e-07 | 71.556 | 7.155595846181519e+001 | 2.8422e-06 |  | 7.155595846181519e+001 | 5.6587e-06 |  | 7.155595846181519e+001 | 4.903e-06 |  | 71.6056 | 4.05e-06 | 12.9123 | 4.05e-06
7.160557446628555e+001 | 3.1345e-07 | 71.6056 | 7.160557446628555e+001 | 2.8422e-06 |  | 7.160557446628555e+001 | 5.6586e-06 |  | 7.160557446628555e+001 | 4.903e-06 |  | 71.6552 | 4.0499e-06 | 12.9204 | 4.0499e-06
7.165522487387136e+001 | 3.1325e-07 | 71.6552 | 7.165522487387136e+001 | 2.8421e-06 |  | 7.165522487387136e+001 | 5.6585e-06 |  | 7.165522487387136e+001 | 4.9029e-06 |  | 71.7049 | 4.0499e-06 | 12.9284 | 4.0499e-06
7.170490970842729e+001 | 3.1306e-07 | 71.7049 | 7.170490970842729e+001 | 2.8421e-06 |  | 7.170490970842729e+001 | 5.6584e-06 |  | 7.170490970842729e+001 | 4.9028e-06 |  | 71.7546 | 4.0499e-06 | 12.9365 | 4.0499e-06
7.175462899382460e+001 | 3.1286e-07 | 71.7546 | 7.175462899382460e+001 | 2.842e-06 |  | 7.175462899382460e+001 | 5.6583e-06 |  | 7.175462899382460e+001 | 4.9027e-06 |  | 71.8044 | 4.0498e-06 | 12.9446 | 4.0498e-06
7.180438275395103e+001 | 3.1266e-07 | 71.8044 | 7.180438275395103e+001 | 2.8419e-06 |  | 7.180438275395103e+001 | 5.6582e-06 |  | 7.180438275395103e+001 | 4.9026e-06 |  | 71.8542 | 4.0498e-06 | 12.9526 | 4.0498e-06
7.185417101271096e+001 | 3.1246e-07 | 71.8542 | 7.185417101271096e+001 | 2.8419e-06 |  | 7.185417101271096e+001 | 5.6581e-06 |  | 7.185417101271096e+001 | 4.9026e-06 |  | 71.904 | 4.0498e-06 | 12.9607 | 4.0498e-06
7.190399379402531e+001 | 3.1227e-07 | 71.904 | 7.190399379402531e+001 | 2.8418e-06 |  | 7.190399379402531e+001 | 5.6581e-06 |  | 7.190399379402531e+001 | 4.9025e-06 |  | 71.9539 | 4.0497e-06 | 12.9687 | 4.0497e-06
7.195385112183156e+001 | 3.1207e-07 | 71.9539 | 7.195385112183156e+001 | 2.8418e-06 |  | 7.195385112183156e+001 | 5.658e-06 |  | 7.195385112183156e+001 | 4.9024e-06 |  | 72.0037 | 4.0497e-06 | 12.9768 | 4.0497e-06
7.200374302008383e+001 | 3.1187e-07 | 72.0037 | 7.200374302008383e+001 | 2.8417e-06 |  | 7.200374302008383e+001 | 5.6579e-06 |  | 7.200374302008383e+001 | 4.9023e-06 |  | 72.0537 | 4.0497e-06 | 12.9849 | 4.0497e-06
7.205366951275283e+001 | 3.1168e-07 | 72.0537 | 7.205366951275283e+001 | 2.8416e-06 |  | 7.205366951275283e+001 | 5.6578e-06 |  | 7.205366951275283e+001 | 4.9023e-06 |  | 72.1036 | 4.0496e-06 | 12.9929 | 4.0496e-06
7.210363062382591e+001 | 3.1148e-07 | 72.1036 | 7.210363062382591e+001 | 2.8416e-06 |  | 7.210363062382591e+001 | 5.6577e-06 |  | 7.210363062382591e+001 | 4.9022e-06 |  | 72.1536 | 4.0496e-06 | 13.001 | 4.0496e-06
7.215362637730701e+001 | 3.1129e-07 | 72.1536 | 7.215362637730701e+001 | 2.8415e-06 |  | 7.215362637730701e+001 | 5.6576e-06 |  | 7.215362637730701e+001 | 4.9021e-06 |  | 72.2037 | 4.0496e-06 | 13.0091 | 4.0496e-06
7.220365679721677e+001 | 3.1109e-07 | 72.2037 | 7.220365679721677e+001 | 2.8415e-06 |  | 7.220365679721677e+001 | 5.6575e-06 |  | 7.220365679721677e+001 | 4.902e-06 |  | 72.2537 | 4.0495e-06 | 13.0171 | 4.0495e-06
7.225372190759244e+001 | 3.109e-07 | 72.2537 | 7.225372190759244e+001 | 2.8414e-06 |  | 7.225372190759244e+001 | 5.6575e-06 |  | 7.225372190759244e+001 | 4.902e-06 |  | 72.3038 | 4.0495e-06 | 13.0252 | 4.0495e-06
7.230382173248795e+001 | 3.107e-07 | 72.3038 | 7.230382173248795e+001 | 2.8414e-06 |  | 7.230382173248795e+001 | 5.6574e-06 |  | 7.230382173248795e+001 | 4.9019e-06 |  | 72.354 | 4.0494e-06 | 13.0333 | 4.0494e-06
7.235395629597392e+001 | 3.1051e-07 | 72.354 | 7.235395629597392e+001 | 2.8413e-06 |  | 7.235395629597392e+001 | 5.6573e-06 |  | 7.235395629597392e+001 | 4.9018e-06 |  | 72.4041 | 4.0494e-06 | 13.0413 | 4.0494e-06
7.240412562213766e+001 | 3.1031e-07 | 72.4041 | 7.240412562213766e+001 | 2.8412e-06 |  | 7.240412562213766e+001 | 5.6572e-06 |  | 7.240412562213766e+001 | 4.9017e-06 |  | 72.4543 | 4.0494e-06 | 13.0494 | 4.0494e-06
7.245432973508315e+001 | 3.1012e-07 | 72.4543 | 7.245432973508315e+001 | 2.8412e-06 |  | 7.245432973508315e+001 | 5.6571e-06 |  | 7.245432973508315e+001 | 4.9017e-06 |  | 72.5046 | 4.0493e-06 | 13.0575 | 4.0493e-06
7.250456865893115e+001 | 3.0992e-07 | 72.5046 | 7.250456865893115e+001 | 2.8411e-06 |  | 7.250456865893115e+001 | 5.6571e-06 |  | 7.250456865893115e+001 | 4.9016e-06 |  | 72.5548 | 4.0493e-06 | 13.0655 | 4.0493e-06
7.255484241781906e+001 | 3.0973e-07 | 72.5548 | 7.255484241781906e+001 | 2.8411e-06 |  | 7.255484241781906e+001 | 5.657e-06 |  | 7.255484241781906e+001 | 4.9015e-06 |  | 72.6052 | 4.0493e-06 | 13.0736 | 4.0493e-06
7.260515103590109e+001 | 3.0954e-07 | 72.6052 | 7.260515103590109e+001 | 2.841e-06 |  | 7.260515103590109e+001 | 5.6569e-06 |  | 7.260515103590109e+001 | 4.9014e-06 |  | 72.6555 | 4.0492e-06 | 13.0817 | 4.0492e-06
7.265549453734816e+001 | 3.0934e-07 | 72.6555 | 7.265549453734816e+001 | 2.841e-06 |  | 7.265549453734816e+001 | 5.6568e-06 |  | 7.265549453734816e+001 | 4.9014e-06 |  | 72.7059 | 4.0492e-06 | 13.0897 | 4.0492e-06
7.270587294634795e+001 | 3.0915e-07 | 72.7059 | 7.270587294634795e+001 | 2.8409e-06 |  | 7.270587294634795e+001 | 5.6567e-06 |  | 7.270587294634795e+001 | 4.9013e-06 |  | 72.7563 | 4.0492e-06 | 13.0978 | 4.0492e-06
7.275628628710493e+001 | 3.0896e-07 | 72.7563 | 7.275628628710493e+001 | 2.8408e-06 |  | 7.275628628710493e+001 | 5.6566e-06 |  | 7.275628628710493e+001 | 4.9012e-06 |  | 72.8067 | 4.0491e-06 | 13.1059 | 4.0491e-06
7.280673458384034e+001 | 3.0876e-07 | 72.8067 | 7.280673458384034e+001 | 2.8408e-06 |  | 7.280673458384034e+001 | 5.6566e-06 |  | 7.280673458384034e+001 | 4.9011e-06 |  | 72.8572 | 4.0491e-06 | 13.114 | 4.0491e-06
7.285721786079220e+001 | 3.0857e-07 | 72.8572 | 7.285721786079220e+001 | 2.8407e-06 |  | 7.285721786079220e+001 | 5.6565e-06 |  | 7.285721786079220e+001 | 4.9011e-06 |  | 72.9077 | 4.0491e-06 | 13.122 | 4.0491e-06
7.290773614221538e+001 | 3.0838e-07 | 72.9077 | 7.290773614221538e+001 | 2.8407e-06 |  | 7.290773614221538e+001 | 5.6564e-06 |  | 7.290773614221538e+001 | 4.901e-06 |  | 72.9583 | 4.049e-06 | 13.1301 | 4.049e-06
7.295828945238154e+001 | 3.0819e-07 | 72.9583 | 7.295828945238154e+001 | 2.8406e-06 |  | 7.295828945238154e+001 | 5.6563e-06 |  | 7.295828945238154e+001 | 4.9009e-06 |  | 73.0089 | 4.049e-06 | 13.1382 | 4.049e-06
7.300887781557914e+001 | 3.0799e-07 | 73.0089 | 7.300887781557914e+001 | 2.8406e-06 |  | 7.300887781557914e+001 | 5.6562e-06 |  | 7.300887781557914e+001 | 4.9009e-06 |  | 73.0595 | 4.049e-06 | 13.1463 | 4.049e-06
7.305950125611355e+001 | 3.078e-07 | 73.0595 | 7.305950125611355e+001 | 2.8405e-06 |  | 7.305950125611355e+001 | 5.6562e-06 |  | 7.305950125611355e+001 | 4.9008e-06 |  | 73.1102 | 4.0489e-06 | 13.1543 | 4.0489e-06
7.311015979830692e+001 | 3.0761e-07 | 73.1102 | 7.311015979830692e+001 | 2.8405e-06 |  | 7.311015979830692e+001 | 5.6561e-06 |  | 7.311015979830692e+001 | 4.9007e-06 |  | 73.1609 | 4.0489e-06 | 13.1624 | 4.0489e-06
7.316085346649834e+001 | 3.0742e-07 | 73.1609 | 7.316085346649834e+001 | 2.8404e-06 |  | 7.316085346649834e+001 | 5.656e-06 |  | 7.316085346649834e+001 | 4.9006e-06 |  | 73.2116 | 4.0489e-06 | 13.1705 | 4.0489e-06
7.321158228504372e+001 | 3.0723e-07 | 73.2116 | 7.321158228504372e+001 | 2.8404e-06 |  | 7.321158228504372e+001 | 5.6559e-06 |  | 7.321158228504372e+001 | 4.9006e-06 |  | 73.2623 | 4.0488e-06 | 13.1786 | 4.0488e-06
7.326234627831585e+001 | 3.0704e-07 | 73.2623 | 7.326234627831585e+001 | 2.8403e-06 |  | 7.326234627831585e+001 | 5.6559e-06 |  | 7.326234627831585e+001 | 4.9005e-06 |  | 73.3131 | 4.0488e-06 | 13.1867 | 4.0488e-06
7.331314547070447e+001 | 3.0685e-07 | 73.3131 | 7.331314547070447e+001 | 2.8402e-06 |  | 7.331314547070447e+001 | 5.6558e-06 |  | 7.331314547070447e+001 | 4.9004e-06 |  | 73.364 | 4.0488e-06 | 13.1947 | 4.0488e-06
7.336397988661621e+001 | 3.0666e-07 | 73.364 | 7.336397988661621e+001 | 2.8402e-06 |  | 7.336397988661621e+001 | 5.6557e-06 |  | 7.336397988661621e+001 | 4.9004e-06 |  | 73.4148 | 4.0487e-06 | 13.2028 | 4.0487e-06
7.341484955047461e+001 | 3.0647e-07 | 73.4148 | 7.341484955047461e+001 | 2.8401e-06 |  | 7.341484955047461e+001 | 5.6556e-06 |  | 7.341484955047461e+001 | 4.9003e-06 |  | 73.4658 | 4.0487e-06 | 13.2109 | 4.0487e-06
7.346575448672016e+001 | 3.0628e-07 | 73.4658 | 7.346575448672016e+001 | 2.8401e-06 |  | 7.346575448672016e+001 | 5.6556e-06 |  | 7.346575448672016e+001 | 4.9002e-06 |  | 73.5167 | 4.0487e-06 | 13.219 | 4.0487e-06
7.351669471981028e+001 | 3.0609e-07 | 73.5167 | 7.351669471981028e+001 | 2.84e-06 |  | 7.351669471981028e+001 | 5.6555e-06 |  | 7.351669471981028e+001 | 4.9002e-06 |  | 73.5677 | 4.0486e-06 | 13.2271 | 4.0486e-06
7.356767027421935e+001 | 3.059e-07 | 73.5677 | 7.356767027421935e+001 | 2.84e-06 |  | 7.356767027421935e+001 | 5.6554e-06 |  | 7.356767027421935e+001 | 4.9001e-06 |  | 73.6187 | 4.0486e-06 | 13.2351 | 4.0486e-06
7.361868117443876e+001 | 3.0571e-07 | 73.6187 | 7.361868117443876e+001 | 2.8399e-06 |  | 7.361868117443876e+001 | 5.6553e-06 |  | 7.361868117443876e+001 | 4.9e-06 |  | 73.6697 | 4.0486e-06 | 13.2432 | 4.0486e-06
7.366972744497684e+001 | 3.0552e-07 | 73.6697 | 7.366972744497684e+001 | 2.8399e-06 |  | 7.366972744497684e+001 | 5.6552e-06 |  | 7.366972744497684e+001 | 4.9e-06 |  | 73.7208 | 4.0485e-06 | 13.2513 | 4.0485e-06
7.372080911035893e+001 | 3.0533e-07 | 73.7208 | 7.372080911035893e+001 | 2.8398e-06 |  | 7.372080911035893e+001 | 5.6552e-06 |  | 7.372080911035893e+001 | 4.8999e-06 |  | 73.7719 | 4.0485e-06 | 13.2594 | 4.0485e-06
7.377192619512735e+001 | 3.0514e-07 | 73.7719 | 7.377192619512735e+001 | 2.8398e-06 |  | 7.377192619512735e+001 | 5.6551e-06 |  | 7.377192619512735e+001 | 4.8998e-06 |  | 73.8231 | 4.0485e-06 | 13.2675 | 4.0485e-06
7.382307872384148e+001 | 3.0495e-07 | 73.8231 | 7.382307872384148e+001 | 2.8397e-06 |  | 7.382307872384148e+001 | 5.655e-06 |  | 7.382307872384148e+001 | 4.8997e-06 |  | 73.8743 | 4.0484e-06 | 13.2756 | 4.0484e-06
7.387426672107769e+001 | 3.0477e-07 | 73.8743 | 7.387426672107769e+001 | 2.8397e-06 |  | 7.387426672107769e+001 | 5.655e-06 |  | 7.387426672107769e+001 | 4.8997e-06 |  | 73.9255 | 4.0484e-06 | 13.2836 | 4.0484e-06
7.392549021142942e+001 | 3.0458e-07 | 73.9255 | 7.392549021142942e+001 | 2.8396e-06 |  | 7.392549021142942e+001 | 5.6549e-06 |  | 7.392549021142942e+001 | 4.8996e-06 |  | 73.9767 | 4.0484e-06 | 13.2917 | 4.0484e-06
7.397674921950716e+001 | 3.0439e-07 | 73.9767 | 7.397674921950716e+001 | 2.8396e-06 |  | 7.397674921950716e+001 | 5.6548e-06 |  | 7.397674921950716e+001 | 4.8995e-06 |  | 74.028 | 4.0483e-06 | 13.2998 | 4.0483e-06
7.402804376993842e+001 | 3.042e-07 | 74.028 | 7.402804376993842e+001 | 2.8395e-06 |  | 7.402804376993842e+001 | 5.6547e-06 |  | 7.402804376993842e+001 | 4.8995e-06 |  | 74.0794 | 4.0483e-06 | 13.3079 | 4.0483e-06
7.407937388736788e+001 | 3.0402e-07 | 74.0794 | 7.407937388736788e+001 | 2.8395e-06 |  | 7.407937388736788e+001 | 5.6547e-06 |  | 7.407937388736788e+001 | 4.8994e-06 |  | 74.1307 | 4.0483e-06 | 13.316 | 4.0483e-06
7.413073959645720e+001 | 3.0383e-07 | 74.1307 | 7.413073959645720e+001 | 2.8394e-06 |  | 7.413073959645720e+001 | 5.6546e-06 |  | 7.413073959645720e+001 | 4.8994e-06 |  | 74.1821 | 4.0482e-06 | 13.3241 | 4.0482e-06
7.418214092188521e+001 | 3.0364e-07 | 74.1821 | 7.418214092188521e+001 | 2.8394e-06 |  | 7.418214092188521e+001 | 5.6545e-06 |  | 7.418214092188521e+001 | 4.8993e-06 |  | 74.2336 | 4.0482e-06 | 13.3322 | 4.0482e-06
7.423357788834784e+001 | 3.0346e-07 | 74.2336 | 7.423357788834784e+001 | 2.8393e-06 |  | 7.423357788834784e+001 | 5.6544e-06 |  | 7.423357788834784e+001 | 4.8992e-06 |  | 74.2851 | 4.0482e-06 | 13.3403 | 4.0482e-06
7.428505052055812e+001 | 3.0327e-07 | 74.2851 | 7.428505052055812e+001 | 2.8393e-06 |  | 7.428505052055812e+001 | 5.6544e-06 |  | 7.428505052055812e+001 | 4.8992e-06 |  | 74.3366 | 4.0481e-06 | 13.3483 | 4.0481e-06
7.433655884324624e+001 | 3.0308e-07 | 74.3366 | 7.433655884324624e+001 | 2.8392e-06 |  | 7.433655884324624e+001 | 5.6543e-06 |  | 7.433655884324624e+001 | 4.8991e-06 |  | 74.3881 | 4.0481e-06 | 13.3564 | 4.0481e-06
7.438810288115954e+001 | 3.029e-07 | 74.3881 | 7.438810288115954e+001 | 2.8392e-06 |  | 7.438810288115954e+001 | 5.6542e-06 |  | 7.438810288115954e+001 | 4.899e-06 |  | 74.4397 | 4.0481e-06 | 13.3645 | 4.0481e-06
7.443968265906248e+001 | 3.0271e-07 | 74.4397 | 7.443968265906248e+001 | 2.8391e-06 |  | 7.443968265906248e+001 | 5.6542e-06 |  | 7.443968265906248e+001 | 4.899e-06 |  | 74.4913 | 4.048e-06 | 13.3726 | 4.048e-06
7.449129820173677e+001 | 3.0253e-07 | 74.4913 | 7.449129820173677e+001 | 2.8391e-06 |  | 7.449129820173677e+001 | 5.6541e-06 |  | 7.449129820173677e+001 | 4.8989e-06 |  | 74.5429 | 4.048e-06 | 13.3807 | 4.048e-06
7.454294953398120e+001 | 3.0234e-07 | 74.5429 | 7.454294953398120e+001 | 2.839e-06 |  | 7.454294953398120e+001 | 5.654e-06 |  | 7.454294953398120e+001 | 4.8988e-06 |  | 74.5946 | 4.048e-06 | 13.3888 | 4.048e-06
7.459463668061184e+001 | 3.0216e-07 | 74.5946 | 7.459463668061184e+001 | 2.839e-06 |  | 7.459463668061184e+001 | 5.6539e-06 |  | 7.459463668061184e+001 | 4.8988e-06 |  | 74.6464 | 4.0479e-06 | 13.3969 | 4.0479e-06
7.464635966646195e+001 | 3.0197e-07 | 74.6464 | 7.464635966646195e+001 | 2.8389e-06 |  | 7.464635966646195e+001 | 5.6539e-06 |  | 7.464635966646195e+001 | 4.8987e-06 |  | 74.6981 | 4.0479e-06 | 13.405 | 4.0479e-06
7.469811851638195e+001 | 3.0179e-07 | 74.6981 | 7.469811851638195e+001 | 2.8389e-06 |  | 7.469811851638195e+001 | 5.6538e-06 |  | 7.469811851638195e+001 | 4.8986e-06 |  | 74.7499 | 4.0479e-06 | 13.4131 | 4.0479e-06
7.474991325523958e+001 | 3.016e-07 | 74.7499 | 7.474991325523958e+001 | 2.8388e-06 |  | 7.474991325523958e+001 | 5.6537e-06 |  | 7.474991325523958e+001 | 4.8986e-06 |  | 74.8017 | 4.0478e-06 | 13.4212 | 4.0478e-06
7.480174390791974e+001 | 3.0142e-07 | 74.8017 | 7.480174390791974e+001 | 2.8388e-06 |  | 7.480174390791974e+001 | 5.6537e-06 |  | 7.480174390791974e+001 | 4.8985e-06 |  | 74.8536 | 4.0478e-06 | 13.4293 | 4.0478e-06
7.485361049932466e+001 | 3.0123e-07 | 74.8536 | 7.485361049932466e+001 | 2.8387e-06 |  | 7.485361049932466e+001 | 5.6536e-06 |  | 7.485361049932466e+001 | 4.8985e-06 |  | 74.9055 | 4.0478e-06 | 13.4373 | 4.0478e-06
7.490551305437379e+001 | 3.0105e-07 | 74.9055 | 7.490551305437379e+001 | 2.8387e-06 |  | 7.490551305437379e+001 | 5.6535e-06 |  | 7.490551305437379e+001 | 4.8984e-06 |  | 74.9575 | 4.0477e-06 | 13.4454 | 4.0477e-06
7.495745159800386e+001 | 3.0087e-07 | 74.9575 | 7.495745159800386e+001 | 2.8386e-06 |  | 7.495745159800386e+001 | 5.6535e-06 |  | 7.495745159800386e+001 | 4.8983e-06 |  | 75.0094 | 4.0477e-06 | 13.4535 | 4.0477e-06
7.500942615516891e+001 | 3.0068e-07 | 75.0094 | 7.500942615516891e+001 | 2.8386e-06 |  | 7.500942615516891e+001 | 5.6534e-06 |  | 7.500942615516891e+001 | 4.8983e-06 |  | 75.0614 | 4.0477e-06 | 13.4616 | 4.0477e-06
7.506143675084027e+001 | 3.005e-07 | 75.0614 | 7.506143675084027e+001 | 2.8385e-06 |  | 7.506143675084027e+001 | 5.6533e-06 |  | 7.506143675084027e+001 | 4.8982e-06 |  | 75.1135 | 4.0476e-06 | 13.4697 | 4.0476e-06
7.511348341000659e+001 | 3.0032e-07 | 75.1135 | 7.511348341000659e+001 | 2.8385e-06 |  | 7.511348341000659e+001 | 5.6533e-06 |  | 7.511348341000659e+001 | 4.8982e-06 |  | 75.1656 | 4.0476e-06 | 13.4778 | 4.0476e-06
7.516556615767385e+001 | 3.0013e-07 | 75.1656 | 7.516556615767385e+001 | 2.8384e-06 |  | 7.516556615767385e+001 | 5.6532e-06 |  | 7.516556615767385e+001 | 4.8981e-06 |  | 75.2177 | 4.0476e-06 | 13.4859 | 4.0476e-06
7.521768501886535e+001 | 2.9995e-07 | 75.2177 | 7.521768501886535e+001 | 2.8384e-06 |  | 7.521768501886535e+001 | 5.6531e-06 |  | 7.521768501886535e+001 | 4.898e-06 |  | 75.2698 | 4.0475e-06 | 13.494 | 4.0475e-06
7.526984001862178e+001 | 2.9977e-07 | 75.2698 | 7.526984001862178e+001 | 2.8383e-06 |  | 7.526984001862178e+001 | 5.6531e-06 |  | 7.526984001862178e+001 | 4.898e-06 |  | 75.322 | 4.0475e-06 | 13.5021 | 4.0475e-06
7.532203118200114e+001 | 2.9959e-07 | 75.322 | 7.532203118200114e+001 | 2.8383e-06 |  | 7.532203118200114e+001 | 5.653e-06 |  | 7.532203118200114e+001 | 4.8979e-06 |  | 75.3743 | 4.0475e-06 | 13.5102 | 4.0475e-06
7.537425853407885e+001 | 2.994e-07 | 75.3743 | 7.537425853407885e+001 | 2.8382e-06 |  | 7.537425853407885e+001 | 5.6529e-06 |  | 7.537425853407885e+001 | 4.8978e-06 |  | 75.4265 | 4.0474e-06 | 13.5183 | 4.0474e-06
7.542652209994769e+001 | 2.9922e-07 | 75.4265 | 7.542652209994769e+001 | 2.8382e-06 |  | 7.542652209994769e+001 | 5.6529e-06 |  | 7.542652209994769e+001 | 4.8978e-06 |  | 75.4788 | 4.0474e-06 | 13.5264 | 4.0474e-06
7.547882190471786e+001 | 2.9904e-07 | 75.4788 | 7.547882190471786e+001 | 2.8381e-06 |  | 7.547882190471786e+001 | 5.6528e-06 |  | 7.547882190471786e+001 | 4.8977e-06 |  | 75.5312 | 4.0474e-06 | 13.5345 | 4.0474e-06
7.553115797351694e+001 | 2.9886e-07 | 75.5312 | 7.553115797351694e+001 | 2.8381e-06 |  | 7.553115797351694e+001 | 5.6527e-06 |  | 7.553115797351694e+001 | 4.8977e-06 |  | 75.5835 | 4.0473e-06 | 13.5426 | 4.0473e-06
7.558353033148998e+001 | 2.9868e-07 | 75.5835 | 7.558353033148998e+001 | 2.838e-06 |  | 7.558353033148998e+001 | 5.6527e-06 |  | 7.558353033148998e+001 | 4.8976e-06 |  | 75.6359 | 4.0473e-06 | 13.5507 | 4.0473e-06
7.563593900379942e+001 | 2.985e-07 | 75.6359 | 7.563593900379942e+001 | 2.838e-06 |  | 7.563593900379942e+001 | 5.6526e-06 |  | 7.563593900379942e+001 | 4.8976e-06 |  | 75.6884 | 4.0473e-06 | 13.5588 | 4.0473e-06
7.568838401562516e+001 | 2.9832e-07 | 75.6884 | 7.568838401562516e+001 | 2.8379e-06 |  | 7.568838401562516e+001 | 5.6525e-06 |  | 7.568838401562516e+001 | 4.8975e-06 |  | 75.7409 | 4.0473e-06 | 13.5669 | 4.0473e-06
7.574086539216459e+001 | 2.9814e-07 | 75.7409 | 7.574086539216459e+001 | 2.8379e-06 |  | 7.574086539216459e+001 | 5.6525e-06 |  | 7.574086539216459e+001 | 4.8974e-06 |  | 75.7934 | 4.0472e-06 | 13.575 | 4.0472e-06
7.579338315863252e+001 | 2.9796e-07 | 75.7934 | 7.579338315863252e+001 | 2.8379e-06 |  | 7.579338315863252e+001 | 5.6524e-06 |  | 7.579338315863252e+001 | 4.8974e-06 |  | 75.8459 | 4.0472e-06 | 13.5831 | 4.0472e-06
7.584593734026129e+001 | 2.9778e-07 | 75.8459 | 7.584593734026129e+001 | 2.8378e-06 |  | 7.584593734026129e+001 | 5.6523e-06 |  | 7.584593734026129e+001 | 4.8973e-06 |  | 75.8985 | 4.0472e-06 | 13.5912 | 4.0472e-06
7.589852796230071e+001 | 2.976e-07 | 75.8985 | 7.589852796230071e+001 | 2.8378e-06 |  | 7.589852796230071e+001 | 5.6523e-06 |  | 7.589852796230071e+001 | 4.8973e-06 |  | 75.9512 | 4.0471e-06 | 13.5993 | 4.0471e-06
7.595115505001809e+001 | 2.9742e-07 | 75.9512 | 7.595115505001809e+001 | 2.8377e-06 |  | 7.595115505001809e+001 | 5.6522e-06 |  | 7.595115505001809e+001 | 4.8972e-06 |  | 76.0038 | 4.0471e-06 | 13.6074 | 4.0471e-06
7.600381862869828e+001 | 2.9724e-07 | 76.0038 | 7.600381862869828e+001 | 2.8377e-06 |  | 7.600381862869828e+001 | 5.6522e-06 |  | 7.600381862869828e+001 | 4.8971e-06 |  | 76.0565 | 4.0471e-06 | 13.6155 | 4.0471e-06
7.605651872364368e+001 | 2.9706e-07 | 76.0565 | 7.605651872364368e+001 | 2.8376e-06 |  | 7.605651872364368e+001 | 5.6521e-06 |  | 7.605651872364368e+001 | 4.8971e-06 |  | 76.1093 | 4.047e-06 | 13.6236 | 4.047e-06
7.610925536017417e+001 | 2.9688e-07 | 76.1093 | 7.610925536017417e+001 | 2.8376e-06 |  | 7.610925536017417e+001 | 5.652e-06 |  | 7.610925536017417e+001 | 4.897e-06 |  | 76.162 | 4.047e-06 | 13.6317 | 4.047e-06
7.616202856362727e+001 | 2.967e-07 | 76.162 | 7.616202856362727e+001 | 2.8375e-06 |  | 7.616202856362727e+001 | 5.652e-06 |  | 7.616202856362727e+001 | 4.897e-06 |  | 76.2148 | 4.047e-06 | 13.6398 | 4.047e-06
7.621483835935800e+001 | 2.9652e-07 | 76.2148 | 7.621483835935800e+001 | 2.8375e-06 |  | 7.621483835935800e+001 | 5.6519e-06 |  | 7.621483835935800e+001 | 4.8969e-06 |  | 76.2677 | 4.0469e-06 | 13.6479 | 4.0469e-06
7.626768477273899e+001 | 2.9634e-07 | 76.2677 | 7.626768477273899e+001 | 2.8374e-06 |  | 7.626768477273899e+001 | 5.6518e-06 |  | 7.626768477273899e+001 | 4.8969e-06 |  | 76.3206 | 4.0469e-06 | 13.656 | 4.0469e-06
7.632056782916045e+001 | 2.9617e-07 | 76.3206 | 7.632056782916045e+001 | 2.8374e-06 |  | 7.632056782916045e+001 | 5.6518e-06 |  | 7.632056782916045e+001 | 4.8968e-06 |  | 76.3735 | 4.0469e-06 | 13.6641 | 4.0469e-06
7.637348755403023e+001 | 2.9599e-07 | 76.3735 | 7.637348755403023e+001 | 2.8374e-06 |  | 7.637348755403023e+001 | 5.6517e-06 |  | 7.637348755403023e+001 | 4.8968e-06 |  | 76.4264 | 4.0468e-06 | 13.6722 | 4.0468e-06
7.642644397277375e+001 | 2.9581e-07 | 76.4264 | 7.642644397277375e+001 | 2.8373e-06 |  | 7.642644397277375e+001 | 5.6517e-06 |  | 7.642644397277375e+001 | 4.8967e-06 |  | 76.4794 | 4.0468e-06 | 13.6803 | 4.0468e-06
7.647943711083410e+001 | 2.9563e-07 | 76.4794 | 7.647943711083410e+001 | 2.8373e-06 |  | 7.647943711083410e+001 | 5.6516e-06 |  | 7.647943711083410e+001 | 4.8966e-06 |  | 76.5325 | 4.0468e-06 | 13.6884 | 4.0468e-06
7.653246699367197e+001 | 2.9546e-07 | 76.5325 | 7.653246699367197e+001 | 2.8372e-06 |  | 7.653246699367197e+001 | 5.6515e-06 |  | 7.653246699367197e+001 | 4.8966e-06 |  | 76.5855 | 4.0467e-06 | 13.6965 | 4.0467e-06
7.658553364676575e+001 | 2.9528e-07 | 76.5855 | 7.658553364676575e+001 | 2.8372e-06 |  | 7.658553364676575e+001 | 5.6515e-06 |  | 7.658553364676575e+001 | 4.8965e-06 |  | 76.6386 | 4.0467e-06 | 13.7047 | 4.0467e-06
7.663863709561147e+001 | 2.951e-07 | 76.6386 | 7.663863709561147e+001 | 2.8371e-06 |  | 7.663863709561147e+001 | 5.6514e-06 |  | 7.663863709561147e+001 | 4.8965e-06 |  | 76.6918 | 4.0467e-06 | 13.7128 | 4.0467e-06
7.669177736572283e+001 | 2.9493e-07 | 76.6918 | 7.669177736572283e+001 | 2.8371e-06 |  | 7.669177736572283e+001 | 5.6514e-06 |  | 7.669177736572283e+001 | 4.8964e-06 |  | 76.745 | 4.0466e-06 | 13.7209 | 4.0466e-06
7.674495448263124e+001 | 2.9475e-07 | 76.745 | 7.674495448263124e+001 | 2.8371e-06 |  | 7.674495448263124e+001 | 5.6513e-06 |  | 7.674495448263124e+001 | 4.8964e-06 |  | 76.7982 | 4.0466e-06 | 13.729 | 4.0466e-06
7.679816847188583e+001 | 2.9457e-07 | 76.7982 | 7.679816847188583e+001 | 2.837e-06 |  | 7.679816847188583e+001 | 5.6512e-06 |  | 7.679816847188583e+001 | 4.8963e-06 |  | 76.8514 | 4.0466e-06 | 13.7371 | 4.0466e-06
7.685141935905338e+001 | 2.944e-07 | 76.8514 | 7.685141935905338e+001 | 2.837e-06 |  | 7.685141935905338e+001 | 5.6512e-06 |  | 7.685141935905338e+001 | 4.8963e-06 |  | 76.9047 | 4.0465e-06 | 13.7452 | 4.0465e-06
7.690470716971848e+001 | 2.9422e-07 | 76.9047 | 7.690470716971848e+001 | 2.8369e-06 |  | 7.690470716971848e+001 | 5.6511e-06 |  | 7.690470716971848e+001 | 4.8962e-06 |  | 76.958 | 4.0465e-06 | 13.7533 | 4.0465e-06
7.695803192948340e+001 | 2.9405e-07 | 76.958 | 7.695803192948340e+001 | 2.8369e-06 |  | 7.695803192948340e+001 | 5.6511e-06 |  | 7.695803192948340e+001 | 4.8962e-06 |  | 77.0114 | 4.0465e-06 | 13.7614 | 4.0465e-06
7.701139366396818e+001 | 2.9387e-07 | 77.0114 | 7.701139366396818e+001 | 2.8368e-06 |  | 7.701139366396818e+001 | 5.651e-06 |  | 7.701139366396818e+001 | 4.8961e-06 |  | 77.0648 | 4.0464e-06 | 13.7695 | 4.0464e-06
7.706479239881064e+001 | 2.9369e-07 | 77.0648 | 7.706479239881064e+001 | 2.8368e-06 |  | 7.706479239881064e+001 | 5.651e-06 |  | 7.706479239881064e+001 | 4.8961e-06 |  | 77.1182 | 4.0464e-06 | 13.7776 | 4.0464e-06
7.711822815966636e+001 | 2.9352e-07 | 77.1182 | 7.711822815966636e+001 | 2.8368e-06 |  | 7.711822815966636e+001 | 5.6509e-06 |  | 7.711822815966636e+001 | 4.896e-06 |  | 77.1717 | 4.0464e-06 | 13.7857 | 4.0464e-06
7.717170097220870e+001 | 2.9334e-07 | 77.1717 | 7.717170097220870e+001 | 2.8367e-06 |  | 7.717170097220870e+001 | 5.6508e-06 |  | 7.717170097220870e+001 | 4.8959e-06 |  | 77.2252 | 4.0463e-06 | 13.7938 | 4.0463e-06
7.722521086212885e+001 | 2.9317e-07 | 77.2252 | 7.722521086212885e+001 | 2.8367e-06 |  | 7.722521086212885e+001 | 5.6508e-06 |  | 7.722521086212885e+001 | 4.8959e-06 |  | 77.2788 | 4.0463e-06 | 13.8019 | 4.0463e-06
7.727875785513579e+001 | 2.93e-07 | 77.2788 | 7.727875785513579e+001 | 2.8366e-06 |  | 7.727875785513579e+001 | 5.6507e-06 |  | 7.727875785513579e+001 | 4.8958e-06 |  | 77.3323 | 4.0463e-06 | 13.81 | 4.0463e-06
7.733234197695636e+001 | 2.9282e-07 | 77.3323 | 7.733234197695636e+001 | 2.8366e-06 |  | 7.733234197695636e+001 | 5.6507e-06 |  | 7.733234197695636e+001 | 4.8958e-06 |  | 77.386 | 4.0463e-06 | 13.8181 | 4.0463e-06
7.738596325333518e+001 | 2.9265e-07 | 77.386 | 7.738596325333518e+001 | 2.8365e-06 |  | 7.738596325333518e+001 | 5.6506e-06 |  | 7.738596325333518e+001 | 4.8957e-06 |  | 77.4396 | 4.0462e-06 | 13.8263 | 4.0462e-06
7.743962171003476e+001 | 2.9247e-07 | 77.4396 | 7.743962171003476e+001 | 2.8365e-06 |  | 7.743962171003476e+001 | 5.6506e-06 |  | 7.743962171003476e+001 | 4.8957e-06 |  | 77.4933 | 4.0462e-06 | 13.8344 | 4.0462e-06
7.749331737283549e+001 | 2.923e-07 | 77.4933 | 7.749331737283549e+001 | 2.8365e-06 |  | 7.749331737283549e+001 | 5.6505e-06 |  | 7.749331737283549e+001 | 4.8956e-06 |  | 77.5471 | 4.0462e-06 | 13.8425 | 4.0462e-06
7.754705026753560e+001 | 2.9213e-07 | 77.5471 | 7.754705026753560e+001 | 2.8364e-06 |  | 7.754705026753560e+001 | 5.6504e-06 |  | 7.754705026753560e+001 | 4.8956e-06 |  | 77.6008 | 4.0461e-06 | 13.8506 | 4.0461e-06
7.760082041995121e+001 | 2.9195e-07 | 77.6008 | 7.760082041995121e+001 | 2.8364e-06 |  | 7.760082041995121e+001 | 5.6504e-06 |  | 7.760082041995121e+001 | 4.8955e-06 |  | 77.6546 | 4.0461e-06 | 13.8587 | 4.0461e-06
7.765462785591637e+001 | 2.9178e-07 | 77.6546 | 7.765462785591637e+001 | 2.8363e-06 |  | 7.765462785591637e+001 | 5.6503e-06 |  | 7.765462785591637e+001 | 4.8955e-06 |  | 77.7085 | 4.0461e-06 | 13.8668 | 4.0461e-06
7.770847260128303e+001 | 2.9161e-07 | 77.7085 | 7.770847260128303e+001 | 2.8363e-06 |  | 7.770847260128303e+001 | 5.6503e-06 |  | 7.770847260128303e+001 | 4.8954e-06 |  | 77.7624 | 4.046e-06 | 13.8749 | 4.046e-06
7.776235468192105e+001 | 2.9144e-07 | 77.7624 | 7.776235468192105e+001 | 2.8363e-06 |  | 7.776235468192105e+001 | 5.6502e-06 |  | 7.776235468192105e+001 | 4.8954e-06 |  | 77.8163 | 4.046e-06 | 13.883 | 4.046e-06
7.781627412371824e+001 | 2.9126e-07 | 77.8163 | 7.781627412371824e+001 | 2.8362e-06 |  | 7.781627412371824e+001 | 5.6502e-06 |  | 7.781627412371824e+001 | 4.8953e-06 |  | 77.8702 | 4.046e-06 | 13.8911 | 4.046e-06
7.787023095258037e+001 | 2.9109e-07 | 77.8702 | 7.787023095258037e+001 | 2.8362e-06 |  | 7.787023095258037e+001 | 5.6501e-06 |  | 7.787023095258037e+001 | 4.8953e-06 |  | 77.9242 | 4.0459e-06 | 13.8992 | 4.0459e-06
7.792422519443115e+001 | 2.9092e-07 | 77.9242 | 7.792422519443115e+001 | 2.8361e-06 |  | 7.792422519443115e+001 | 5.6501e-06 |  | 7.792422519443115e+001 | 4.8952e-06 |  | 77.9783 | 4.0459e-06 | 13.9073 | 4.0459e-06
7.797825687521228e+001 | 2.9075e-07 | 77.9783 | 7.797825687521228e+001 | 2.8361e-06 |  | 7.797825687521228e+001 | 5.65e-06 |  | 7.797825687521228e+001 | 4.8952e-06 |  | 78.0323 | 4.0459e-06 | 13.9154 | 4.0459e-06
7.803232602088345e+001 | 2.9058e-07 | 78.0323 | 7.803232602088345e+001 | 2.8361e-06 |  | 7.803232602088345e+001 | 5.65e-06 |  | 7.803232602088345e+001 | 4.8951e-06 |  | 78.0864 | 4.0458e-06 | 13.9236 | 4.0458e-06
7.808643265742232e+001 | 2.904e-07 | 78.0864 | 7.808643265742232e+001 | 2.836e-06 |  | 7.808643265742232e+001 | 5.6499e-06 |  | 7.808643265742232e+001 | 4.8951e-06 |  | 78.1406 | 4.0458e-06 | 13.9317 | 4.0458e-06
7.814057681082463e+001 | 2.9023e-07 | 78.1406 | 7.814057681082463e+001 | 2.836e-06 |  | 7.814057681082463e+001 | 5.6498e-06 |  | 7.814057681082463e+001 | 4.895e-06 |  | 78.1948 | 4.0458e-06 | 13.9398 | 4.0458e-06
7.819475850710407e+001 | 2.9006e-07 | 78.1948 | 7.819475850710407e+001 | 2.8359e-06 |  | 7.819475850710407e+001 | 5.6498e-06 |  | 7.819475850710407e+001 | 4.895e-06 |  | 78.249 | 4.0457e-06 | 13.9479 | 4.0457e-06
7.824897777229242e+001 | 2.8989e-07 | 78.249 | 7.824897777229242e+001 | 2.8359e-06 |  | 7.824897777229242e+001 | 5.6497e-06 |  | 7.824897777229242e+001 | 4.8949e-06 |  | 78.3032 | 4.0457e-06 | 13.956 | 4.0457e-06
7.830323463243948e+001 | 2.8972e-07 | 78.3032 | 7.830323463243948e+001 | 2.8359e-06 |  | 7.830323463243948e+001 | 5.6497e-06 |  | 7.830323463243948e+001 | 4.8949e-06 |  | 78.3575 | 4.0457e-06 | 13.9641 | 4.0457e-06
7.835752911361313e+001 | 2.8955e-07 | 78.3575 | 7.835752911361313e+001 | 2.8358e-06 |  | 7.835752911361313e+001 | 5.6496e-06 |  | 7.835752911361313e+001 | 4.8948e-06 |  | 78.4119 | 4.0456e-06 | 13.9722 | 4.0457e-06
7.841186124189930e+001 | 2.8938e-07 | 78.4119 | 7.841186124189930e+001 | 2.8358e-06 |  | 7.841186124189930e+001 | 5.6496e-06 |  | 7.841186124189930e+001 | 4.8948e-06 |  | 78.4662 | 4.0456e-06 | 13.9803 | 4.0456e-06
7.846623104340205e+001 | 2.8921e-07 | 78.4662 | 7.846623104340205e+001 | 2.8357e-06 |  | 7.846623104340205e+001 | 5.6495e-06 |  | 7.846623104340205e+001 | 4.8948e-06 |  | 78.5206 | 4.0456e-06 | 13.9884 | 4.0456e-06
7.852063854424350e+001 | 2.8904e-07 | 78.5206 | 7.852063854424350e+001 | 2.8357e-06 |  | 7.852063854424350e+001 | 5.6495e-06 |  | 7.852063854424350e+001 | 4.8947e-06 |  | 78.5751 | 4.0456e-06 | 13.9966 | 4.0456e-06
7.857508377056389e+001 | 2.8887e-07 | 78.5751 | 7.857508377056389e+001 | 2.8357e-06 |  | 7.857508377056389e+001 | 5.6494e-06 |  | 7.857508377056389e+001 | 4.8947e-06 |  | 78.6296 | 4.0455e-06 | 14.0047 | 4.0455e-06
7.862956674852163e+001 | 2.887e-07 | 78.6296 | 7.862956674852163e+001 | 2.8356e-06 |  | 7.862956674852163e+001 | 5.6494e-06 |  | 7.862956674852163e+001 | 4.8946e-06 |  | 78.6841 | 4.0455e-06 | 14.0128 | 4.0455e-06
7.868408750429320e+001 | 2.8853e-07 | 78.6841 | 7.868408750429320e+001 | 2.8356e-06 |  | 7.868408750429320e+001 | 5.6493e-06 |  | 7.868408750429320e+001 | 4.8946e-06 |  | 78.7386 | 4.0455e-06 | 14.0209 | 4.0455e-06
7.873864606407328e+001 | 2.8836e-07 | 78.7386 | 7.873864606407328e+001 | 2.8355e-06 |  | 7.873864606407328e+001 | 5.6493e-06 |  | 7.873864606407328e+001 | 4.8945e-06 |  | 78.7932 | 4.0454e-06 | 14.029 | 4.0454e-06
7.879324245407467e+001 | 2.8819e-07 | 78.7932 | 7.879324245407467e+001 | 2.8355e-06 |  | 7.879324245407467e+001 | 5.6492e-06 |  | 7.879324245407467e+001 | 4.8945e-06 |  | 78.8479 | 4.0454e-06 | 14.0371 | 4.0454e-06
7.884787670052840e+001 | 2.8802e-07 | 78.8479 | 7.884787670052840e+001 | 2.8355e-06 |  | 7.884787670052840e+001 | 5.6492e-06 |  | 7.884787670052840e+001 | 4.8944e-06 |  | 78.9025 | 4.0454e-06 | 14.0452 | 4.0454e-06
7.890254882968365e+001 | 2.8786e-07 | 78.9025 | 7.890254882968365e+001 | 2.8354e-06 |  | 7.890254882968365e+001 | 5.6491e-06 |  | 7.890254882968365e+001 | 4.8944e-06 |  | 78.9573 | 4.0453e-06 | 14.0533 | 4.0453e-06
7.895725886780782e+001 | 2.8769e-07 | 78.9573 | 7.895725886780782e+001 | 2.8354e-06 |  | 7.895725886780782e+001 | 5.6491e-06 |  | 7.895725886780782e+001 | 4.8943e-06 |  | 79.012 | 4.0453e-06 | 14.0614 | 4.0453e-06
7.901200684118649e+001 | 2.8752e-07 | 79.012 | 7.901200684118649e+001 | 2.8354e-06 |  | 7.901200684118649e+001 | 5.649e-06 |  | 7.901200684118649e+001 | 4.8943e-06 |  | 79.0668 | 4.0453e-06 | 14.0695 | 4.0453e-06
7.906679277612351e+001 | 2.8735e-07 | 79.0668 | 7.906679277612351e+001 | 2.8353e-06 |  | 7.906679277612351e+001 | 5.649e-06 |  | 7.906679277612351e+001 | 4.8942e-06 |  | 79.1216 | 4.0452e-06 | 14.0777 | 4.0452e-06
7.912161669894093e+001 | 2.8718e-07 | 79.1216 | 7.912161669894093e+001 | 2.8353e-06 |  | 7.912161669894093e+001 | 5.6489e-06 |  | 7.912161669894093e+001 | 4.8942e-06 |  | 79.1765 | 4.0452e-06 | 14.0858 | 4.0452e-06
7.917647863597908e+001 | 2.8702e-07 | 79.1765 | 7.917647863597908e+001 | 2.8352e-06 |  | 7.917647863597908e+001 | 5.6489e-06 |  | 7.917647863597908e+001 | 4.8942e-06 |  | 79.2314 | 4.0452e-06 | 14.0939 | 4.0452e-06
7.923137861359655e+001 | 2.8685e-07 | 79.2314 | 7.923137861359655e+001 | 2.8352e-06 |  | 7.923137861359655e+001 | 5.6488e-06 |  | 7.923137861359655e+001 | 4.8941e-06 |  | 79.2863 | 4.0451e-06 | 14.102 | 4.0452e-06
7.928631665817021e+001 | 2.8668e-07 | 79.2863 | 7.928631665817021e+001 | 2.8352e-06 |  | 7.928631665817021e+001 | 5.6488e-06 |  | 7.928631665817021e+001 | 4.8941e-06 |  | 79.3413 | 4.0451e-06 | 14.1101 | 4.0451e-06
7.934129279609518e+001 | 2.8652e-07 | 79.3413 | 7.934129279609518e+001 | 2.8351e-06 |  | 7.934129279609518e+001 | 5.6487e-06 |  | 7.934129279609518e+001 | 4.894e-06 |  | 79.3963 | 4.0451e-06 | 14.1182 | 4.0451e-06
7.939630705378492e+001 | 2.8635e-07 | 79.3963 | 7.939630705378492e+001 | 2.8351e-06 |  | 7.939630705378492e+001 | 5.6487e-06 |  | 7.939630705378492e+001 | 4.894e-06 |  | 79.4514 | 4.0451e-06 | 14.1263 | 4.0451e-06
7.945135945767122e+001 | 2.8618e-07 | 79.4514 | 7.945135945767122e+001 | 2.8351e-06 |  | 7.945135945767122e+001 | 5.6486e-06 |  | 7.945135945767122e+001 | 4.8939e-06 |  | 79.5065 | 4.045e-06 | 14.1344 | 4.045e-06
7.950645003420416e+001 | 2.8602e-07 | 79.5065 | 7.950645003420416e+001 | 2.835e-06 |  | 7.950645003420416e+001 | 5.6486e-06 |  | 7.950645003420416e+001 | 4.8939e-06 |  | 79.5616 | 4.045e-06 | 14.1425 | 4.045e-06
7.956157880985217e+001 | 2.8585e-07 | 79.5616 | 7.956157880985217e+001 | 2.835e-06 |  | 7.956157880985217e+001 | 5.6485e-06 |  | 7.956157880985217e+001 | 4.8938e-06 |  | 79.6167 | 4.045e-06 | 14.1507 | 4.045e-06
7.961674581110204e+001 | 2.8568e-07 | 79.6167 | 7.961674581110204e+001 | 2.835e-06 |  | 7.961674581110204e+001 | 5.6485e-06 |  | 7.961674581110204e+001 | 4.8938e-06 |  | 79.672 | 4.0449e-06 | 14.1588 | 4.0449e-06
7.967195106445892e+001 | 2.8552e-07 | 79.672 | 7.967195106445892e+001 | 2.8349e-06 |  | 7.967195106445892e+001 | 5.6484e-06 |  | 7.967195106445892e+001 | 4.8938e-06 |  | 79.7272 | 4.0449e-06 | 14.1669 | 4.0449e-06
7.972719459644637e+001 | 2.8535e-07 | 79.7272 | 7.972719459644637e+001 | 2.8349e-06 |  | 7.972719459644637e+001 | 5.6484e-06 |  | 7.972719459644637e+001 | 4.8937e-06 |  | 79.7825 | 4.0449e-06 | 14.175 | 4.0449e-06
7.978247643360626e+001 | 2.8519e-07 | 79.7825 | 7.978247643360626e+001 | 2.8348e-06 |  | 7.978247643360626e+001 | 5.6483e-06 |  | 7.978247643360626e+001 | 4.8937e-06 |  | 79.8378 | 4.0448e-06 | 14.1831 | 4.0448e-06
7.983779660249897e+001 | 2.8502e-07 | 79.8378 | 7.983779660249897e+001 | 2.8348e-06 |  | 7.983779660249897e+001 | 5.6483e-06 |  | 7.983779660249897e+001 | 4.8936e-06 |  | 79.8932 | 4.0448e-06 | 14.1912 | 4.0448e-06
7.989315512970320e+001 | 2.8486e-07 | 79.8932 | 7.989315512970320e+001 | 2.8348e-06 |  | 7.989315512970320e+001 | 5.6483e-06 |  | 7.989315512970320e+001 | 4.8936e-06 |  | 79.9486 | 4.0448e-06 | 14.1993 | 4.0448e-06
7.994855204181614e+001 | 2.8469e-07 | 79.9486 | 7.994855204181614e+001 | 2.8347e-06 |  | 7.994855204181614e+001 | 5.6482e-06 |  | 7.994855204181614e+001 | 4.8935e-06 |  | 80.004 | 4.0447e-06 | 14.2074 | 4.0447e-06
8.000398736545341e+001 | 2.8453e-07 | 80.004 | 8.000398736545341e+001 | 2.8347e-06 |  | 8.000398736545341e+001 | 5.6482e-06 |  | 8.000398736545341e+001 | 4.8935e-06 |  | 80.0595 | 4.0447e-06 | 14.2155 | 4.0447e-06
8.005946112724908e+001 | 2.8436e-07 | 80.0595 | 8.005946112724908e+001 | 2.8347e-06 |  | 8.005946112724908e+001 | 5.6481e-06 |  | 8.005946112724908e+001 | 4.8935e-06 |  | 80.115 | 4.0447e-06 | 14.2236 | 4.0447e-06
8.011497335385568e+001 | 2.842e-07 | 80.115 | 8.011497335385568e+001 | 2.8346e-06 |  | 8.011497335385568e+001 | 5.6481e-06 |  | 8.011497335385568e+001 | 4.8934e-06 |  | 80.1705 | 4.0447e-06 | 14.2318 | 4.0447e-06
8.017052407194421e+001 | 2.8404e-07 | 80.1705 | 8.017052407194421e+001 | 2.8346e-06 |  | 8.017052407194421e+001 | 5.648e-06 |  | 8.017052407194421e+001 | 4.8934e-06 |  | 80.2261 | 4.0446e-06 | 14.2399 | 4.0446e-06
8.022611330820422e+001 | 2.8387e-07 | 80.2261 | 8.022611330820422e+001 | 2.8346e-06 |  | 8.022611330820422e+001 | 5.648e-06 |  | 8.022611330820422e+001 | 4.8933e-06 |  | 80.2817 | 4.0446e-06 | 14.248 | 4.0446e-06
8.028174108934371e+001 | 2.8371e-07 | 80.2817 | 8.028174108934371e+001 | 2.8345e-06 |  | 8.028174108934371e+001 | 5.6479e-06 |  | 8.028174108934371e+001 | 4.8933e-06 |  | 80.3374 | 4.0446e-06 | 14.2561 | 4.0446e-06
8.033740744208920e+001 | 2.8354e-07 | 80.3374 | 8.033740744208920e+001 | 2.8345e-06 |  | 8.033740744208920e+001 | 5.6479e-06 |  | 8.033740744208920e+001 | 4.8932e-06 |  | 80.3931 | 4.0445e-06 | 14.2642 | 4.0445e-06
8.039311239318577e+001 | 2.8338e-07 | 80.3931 | 8.039311239318577e+001 | 2.8345e-06 |  | 8.039311239318577e+001 | 5.6478e-06 |  | 8.039311239318577e+001 | 4.8932e-06 |  | 80.4489 | 4.0445e-06 | 14.2723 | 4.0445e-06
8.044885596939704e+001 | 2.8322e-07 | 80.4489 | 8.044885596939704e+001 | 2.8344e-06 |  | 8.044885596939704e+001 | 5.6478e-06 |  | 8.044885596939704e+001 | 4.8932e-06 |  | 80.5046 | 4.0445e-06 | 14.2804 | 4.0445e-06
8.050463819750519e+001 | 2.8306e-07 | 80.5046 | 8.050463819750519e+001 | 2.8344e-06 |  | 8.050463819750519e+001 | 5.6478e-06 |  | 8.050463819750519e+001 | 4.8931e-06 |  | 80.5605 | 4.0444e-06 | 14.2885 | 4.0444e-06
8.056045910431092e+001 | 2.8289e-07 | 80.5605 | 8.056045910431092e+001 | 2.8344e-06 |  | 8.056045910431092e+001 | 5.6477e-06 |  | 8.056045910431092e+001 | 4.8931e-06 |  | 80.6163 | 4.0444e-06 | 14.2966 | 4.0444e-06
8.061631871663360e+001 | 2.8273e-07 | 80.6163 | 8.061631871663360e+001 | 2.8343e-06 |  | 8.061631871663360e+001 | 5.6477e-06 |  | 8.061631871663360e+001 | 4.893e-06 |  | 80.6722 | 4.0444e-06 | 14.3047 | 4.0444e-06
8.067221706131112e+001 | 2.8257e-07 | 80.6722 | 8.067221706131112e+001 | 2.8343e-06 |  | 8.067221706131112e+001 | 5.6476e-06 |  | 8.067221706131112e+001 | 4.893e-06 |  | 80.7282 | 4.0443e-06 | 14.3128 | 4.0443e-06
8.072815416520001e+001 | 2.8241e-07 | 80.7282 | 8.072815416520001e+001 | 2.8343e-06 |  | 8.072815416520001e+001 | 5.6476e-06 |  | 8.072815416520001e+001 | 4.893e-06 |  | 80.7841 | 4.0443e-06 | 14.321 | 4.0443e-06
8.078413005517544e+001 | 2.8224e-07 | 80.7841 | 8.078413005517544e+001 | 2.8342e-06 |  | 8.078413005517544e+001 | 5.6475e-06 |  | 8.078413005517544e+001 | 4.8929e-06 |  | 80.8401 | 4.0443e-06 | 14.3291 | 4.0443e-06
8.084014475813117e+001 | 2.8208e-07 | 80.8401 | 8.084014475813117e+001 | 2.8342e-06 |  | 8.084014475813117e+001 | 5.6475e-06 |  | 8.084014475813117e+001 | 4.8929e-06 |  | 80.8962 | 4.0443e-06 | 14.3372 | 4.0443e-06
8.089619830097966e+001 | 2.8192e-07 | 80.8962 | 8.089619830097966e+001 | 2.8342e-06 |  | 8.089619830097966e+001 | 5.6475e-06 |  | 8.089619830097966e+001 | 4.8928e-06 |  | 80.9523 | 4.0442e-06 | 14.3453 | 4.0442e-06
8.095229071065201e+001 | 2.8176e-07 | 80.9523 | 8.095229071065201e+001 | 2.8341e-06 |  | 8.095229071065201e+001 | 5.6474e-06 |  | 8.095229071065201e+001 | 4.8928e-06 |  | 81.0084 | 4.0442e-06 | 14.3534 | 4.0442e-06
8.100842201409795e+001 | 2.816e-07 | 81.0084 | 8.100842201409795e+001 | 2.8341e-06 |  | 8.100842201409795e+001 | 5.6474e-06 |  | 8.100842201409795e+001 | 4.8928e-06 |  | 81.0646 | 4.0442e-06 | 14.3615 | 4.0442e-06
8.106459223828597e+001 | 2.8144e-07 | 81.0646 | 8.106459223828597e+001 | 2.8341e-06 |  | 8.106459223828597e+001 | 5.6473e-06 |  | 8.106459223828597e+001 | 4.8927e-06 |  | 81.1208 | 4.0441e-06 | 14.3696 | 4.0441e-06
8.112080141020321e+001 | 2.8128e-07 | 81.1208 | 8.112080141020321e+001 | 2.834e-06 |  | 8.112080141020321e+001 | 5.6473e-06 |  | 8.112080141020321e+001 | 4.8927e-06 |  | 81.177 | 4.0441e-06 | 14.3777 | 4.0441e-06
8.117704955685554e+001 | 2.8112e-07 | 81.177 | 8.117704955685554e+001 | 2.834e-06 |  | 8.117704955685554e+001 | 5.6472e-06 |  | 8.117704955685554e+001 | 4.8927e-06 |  | 81.2333 | 4.0441e-06 | 14.3858 | 4.0441e-06
8.123333670526755e+001 | 2.8095e-07 | 81.2333 | 8.123333670526755e+001 | 2.834e-06 |  | 8.123333670526755e+001 | 5.6472e-06 |  | 8.123333670526755e+001 | 4.8926e-06 |  | 81.2897 | 4.044e-06 | 14.3939 | 4.044e-06
8.128966288248257e+001 | 2.8079e-07 | 81.2897 | 8.128966288248257e+001 | 2.8339e-06 |  | 8.128966288248257e+001 | 5.6472e-06 |  | 8.128966288248257e+001 | 4.8926e-06 |  | 81.346 | 4.044e-06 | 14.402 | 4.044e-06
8.134602811556269e+001 | 2.8063e-07 | 81.346 | 8.134602811556269e+001 | 2.8339e-06 |  | 8.134602811556269e+001 | 5.6471e-06 |  | 8.134602811556269e+001 | 4.8925e-06 |  | 81.4024 | 4.044e-06 | 14.4101 | 4.044e-06
8.140243243158875e+001 | 2.8047e-07 | 81.4024 | 8.140243243158875e+001 | 2.8339e-06 |  | 8.140243243158875e+001 | 5.6471e-06 |  | 8.140243243158875e+001 | 4.8925e-06 |  | 81.4589 | 4.044e-06 | 14.4182 | 4.044e-06
8.145887585766039e+001 | 2.8031e-07 | 81.4589 | 8.145887585766039e+001 | 2.8338e-06 |  | 8.145887585766039e+001 | 5.647e-06 |  | 8.145887585766039e+001 | 4.8925e-06 |  | 81.5154 | 4.0439e-06 | 14.4263 | 4.0439e-06
8.151535842089599e+001 | 2.8016e-07 | 81.5154 | 8.151535842089599e+001 | 2.8338e-06 |  | 8.151535842089599e+001 | 5.647e-06 |  | 8.151535842089599e+001 | 4.8924e-06 |  | 81.5719 | 4.0439e-06 | 14.4345 | 4.0439e-06
8.157188014843281e+001 | 2.8e-07 | 81.5719 | 8.157188014843281e+001 | 2.8338e-06 |  | 8.157188014843281e+001 | 5.647e-06 |  | 8.157188014843281e+001 | 4.8924e-06 |  | 81.6284 | 4.0439e-06 | 14.4426 | 4.0439e-06
8.162844106742686e+001 | 2.7984e-07 | 81.6284 | 8.162844106742686e+001 | 2.8337e-06 |  | 8.162844106742686e+001 | 5.6469e-06 |  | 8.162844106742686e+001 | 4.8923e-06 |  | 81.685 | 4.0438e-06 | 14.4507 | 4.0438e-06
8.168504120505303e+001 | 2.7968e-07 | 81.685 | 8.168504120505303e+001 | 2.8337e-06 |  | 8.168504120505303e+001 | 5.6469e-06 |  | 8.168504120505303e+001 | 4.8923e-06 |  | 81.7417 | 4.0438e-06 | 14.4588 | 4.0438e-06
8.174168058850499e+001 | 2.7952e-07 | 81.7417 | 8.174168058850499e+001 | 2.8337e-06 |  | 8.174168058850499e+001 | 5.6468e-06 |  | 8.174168058850499e+001 | 4.8923e-06 |  | 81.7984 | 4.0438e-06 | 14.4669 | 4.0438e-06
8.179835924499533e+001 | 2.7936e-07 | 81.7984 | 8.179835924499533e+001 | 2.8336e-06 |  | 8.179835924499533e+001 | 5.6468e-06 |  | 8.179835924499533e+001 | 4.8922e-06 |  | 81.8551 | 4.0437e-06 | 14.475 | 4.0437e-06
8.185507720175548e+001 | 2.792e-07 | 81.8551 | 8.185507720175548e+001 | 2.8336e-06 |  | 8.185507720175548e+001 | 5.6468e-06 |  | 8.185507720175548e+001 | 4.8922e-06 |  | 81.9118 | 4.0437e-06 | 14.4831 | 4.0437e-06
8.191183448603574e+001 | 2.7904e-07 | 81.9118 | 8.191183448603574e+001 | 2.8336e-06 |  | 8.191183448603574e+001 | 5.6467e-06 |  | 8.191183448603574e+001 | 4.8922e-06 |  | 81.9686 | 4.0437e-06 | 14.4912 | 4.0437e-06
8.196863112510533e+001 | 2.7889e-07 | 81.9686 | 8.196863112510533e+001 | 2.8335e-06 |  | 8.196863112510533e+001 | 5.6467e-06 |  | 8.196863112510533e+001 | 4.8921e-06 |  | 82.0255 | 4.0436e-06 | 14.4993 | 4.0437e-06
8.202546714625238e+001 | 2.7873e-07 | 82.0255 | 8.202546714625238e+001 | 2.8335e-06 |  | 8.202546714625238e+001 | 5.6466e-06 |  | 8.202546714625238e+001 | 4.8921e-06 |  | 82.0823 | 4.0436e-06 | 14.5074 | 4.0436e-06
8.208234257678392e+001 | 2.7857e-07 | 82.0823 | 8.208234257678392e+001 | 2.8335e-06 |  | 8.208234257678392e+001 | 5.6466e-06 |  | 8.208234257678392e+001 | 4.8921e-06 |  | 82.1393 | 4.0436e-06 | 14.5155 | 4.0436e-06
8.213925744402590e+001 | 2.7841e-07 | 82.1393 | 8.213925744402590e+001 | 2.8334e-06 |  | 8.213925744402590e+001 | 5.6466e-06 |  | 8.213925744402590e+001 | 4.892e-06 |  | 82.1962 | 4.0436e-06 | 14.5236 | 4.0436e-06
8.219621177532328e+001 | 2.7826e-07 | 82.1962 | 8.219621177532328e+001 | 2.8334e-06 |  | 8.219621177532328e+001 | 5.6465e-06 |  | 8.219621177532328e+001 | 4.892e-06 |  | 82.2532 | 4.0435e-06 | 14.5317 | 4.0435e-06
8.225320559803991e+001 | 2.781e-07 | 82.2532 | 8.225320559803991e+001 | 2.8334e-06 |  | 8.225320559803991e+001 | 5.6465e-06 |  | 8.225320559803991e+001 | 4.8919e-06 |  | 82.3102 | 4.0435e-06 | 14.5398 | 4.0435e-06
8.231023893955866e+001 | 2.7794e-07 | 82.3102 | 8.231023893955866e+001 | 2.8334e-06 |  | 8.231023893955866e+001 | 5.6464e-06 |  | 8.231023893955866e+001 | 4.8919e-06 |  | 82.3673 | 4.0435e-06 | 14.5479 | 4.0435e-06
8.236731182728136e+001 | 2.7779e-07 | 82.3673 | 8.236731182728136e+001 | 2.8333e-06 |  | 8.236731182728136e+001 | 5.6464e-06 |  | 8.236731182728136e+001 | 4.8919e-06 |  | 82.4244 | 4.0434e-06 | 14.556 | 4.0434e-06
8.242442428862887e+001 | 2.7763e-07 | 82.4244 | 8.242442428862887e+001 | 2.8333e-06 |  | 8.242442428862887e+001 | 5.6464e-06 |  | 8.242442428862887e+001 | 4.8918e-06 |  | 82.4816 | 4.0434e-06 | 14.5641 | 4.0434e-06
8.248157635104103e+001 | 2.7747e-07 | 82.4816 | 8.248157635104103e+001 | 2.8333e-06 |  | 8.248157635104103e+001 | 5.6463e-06 |  | 8.248157635104103e+001 | 4.8918e-06 |  | 82.5388 | 4.0434e-06 | 14.5722 | 4.0434e-06
8.253876804197672e+001 | 2.7732e-07 | 82.5388 | 8.253876804197672e+001 | 2.8332e-06 |  | 8.253876804197672e+001 | 5.6463e-06 |  | 8.253876804197672e+001 | 4.8918e-06 |  | 82.596 | 4.0434e-06 | 14.5803 | 4.0434e-06
8.259599938891388e+001 | 2.7716e-07 | 82.596 | 8.259599938891388e+001 | 2.8332e-06 |  | 8.259599938891388e+001 | 5.6463e-06 |  | 8.259599938891388e+001 | 4.8917e-06 |  | 82.6533 | 4.0433e-06 | 14.5884 | 4.0433e-06
8.265327041934948e+001 | 2.77e-07 | 82.6533 | 8.265327041934948e+001 | 2.8332e-06 |  | 8.265327041934948e+001 | 5.6462e-06 |  | 8.265327041934948e+001 | 4.8917e-06 |  | 82.7106 | 4.0433e-06 | 14.5965 | 4.0433e-06
8.271058116079954e+001 | 2.7685e-07 | 82.7106 | 8.271058116079954e+001 | 2.8331e-06 |  | 8.271058116079954e+001 | 5.6462e-06 |  | 8.271058116079954e+001 | 4.8917e-06 |  | 82.7679 | 4.0433e-06 | 14.6046 | 4.0433e-06
8.276793164079919e+001 | 2.7669e-07 | 82.7679 | 8.276793164079919e+001 | 2.8331e-06 |  | 8.276793164079919e+001 | 5.6461e-06 |  | 8.276793164079919e+001 | 4.8916e-06 |  | 82.8253 | 4.0432e-06 | 14.6127 | 4.0432e-06
8.282532188690266e+001 | 2.7654e-07 | 82.8253 | 8.282532188690266e+001 | 2.8331e-06 |  | 8.282532188690266e+001 | 5.6461e-06 |  | 8.282532188690266e+001 | 4.8916e-06 |  | 82.8828 | 4.0432e-06 | 14.6208 | 4.0432e-06
8.288275192668324e+001 | 2.7638e-07 | 82.8828 | 8.288275192668324e+001 | 2.8331e-06 |  | 8.288275192668324e+001 | 5.6461e-06 |  | 8.288275192668324e+001 | 4.8916e-06 |  | 82.9402 | 4.0432e-06 | 14.6289 | 4.0432e-06
8.294022178773338e+001 | 2.7623e-07 | 82.9402 | 8.294022178773338e+001 | 2.833e-06 |  | 8.294022178773338e+001 | 5.646e-06 |  | 8.294022178773338e+001 | 4.8915e-06 |  | 82.9977 | 4.0431e-06 | 14.637 | 4.0431e-06
8.299773149766466e+001 | 2.7607e-07 | 82.9977 | 8.299773149766466e+001 | 2.833e-06 |  | 8.299773149766466e+001 | 5.646e-06 |  | 8.299773149766466e+001 | 4.8915e-06 |  | 83.0553 | 4.0431e-06 | 14.6451 | 4.0431e-06
8.305528108410778e+001 | 2.7592e-07 | 83.0553 | 8.305528108410778e+001 | 2.833e-06 |  | 8.305528108410778e+001 | 5.646e-06 |  | 8.305528108410778e+001 | 4.8915e-06 |  | 83.1129 | 4.0431e-06 | 14.6532 | 4.0431e-06
8.311287057471260e+001 | 2.7576e-07 | 83.1129 | 8.311287057471260e+001 | 2.8329e-06 |  | 8.311287057471260e+001 | 5.6459e-06 |  | 8.311287057471260e+001 | 4.8914e-06 |  | 83.1705 | 4.0431e-06 | 14.6613 | 4.0431e-06
8.317049999714820e+001 | 2.7561e-07 | 83.1705 | 8.317049999714820e+001 | 2.8329e-06 |  | 8.317049999714820e+001 | 5.6459e-06 |  | 8.317049999714820e+001 | 4.8914e-06 |  | 83.2282 | 4.043e-06 | 14.6694 | 4.043e-06
8.322816937910278e+001 | 2.7546e-07 | 83.2282 | 8.322816937910278e+001 | 2.8329e-06 |  | 8.322816937910278e+001 | 5.6459e-06 |  | 8.322816937910278e+001 | 4.8914e-06 |  | 83.2859 | 4.043e-06 | 14.6775 | 4.043e-06
8.328587874828378e+001 | 2.753e-07 | 83.2859 | 8.328587874828378e+001 | 2.8329e-06 |  | 8.328587874828378e+001 | 5.6458e-06 |  | 8.328587874828378e+001 | 4.8913e-06 |  | 83.3436 | 4.043e-06 | 14.6856 | 4.043e-06
8.334362813241786e+001 | 2.7515e-07 | 83.3436 | 8.334362813241786e+001 | 2.8328e-06 |  | 8.334362813241786e+001 | 5.6458e-06 |  | 8.334362813241786e+001 | 4.8913e-06 |  | 83.4014 | 4.0429e-06 | 14.6937 | 4.0429e-06
8.340141755925086e+001 | 2.7499e-07 | 83.4014 | 8.340141755925086e+001 | 2.8328e-06 |  | 8.340141755925086e+001 | 5.6457e-06 |  | 8.340141755925086e+001 | 4.8913e-06 |  | 83.4592 | 4.0429e-06 | 14.7018 | 4.0429e-06
8.345924705654790e+001 | 2.7484e-07 | 83.4592 | 8.345924705654790e+001 | 2.8328e-06 |  | 8.345924705654790e+001 | 5.6457e-06 |  | 8.345924705654790e+001 | 4.8912e-06 |  | 83.5171 | 4.0429e-06 | 14.7099 | 4.0429e-06
8.351711665209332e+001 | 2.7469e-07 | 83.5171 | 8.351711665209332e+001 | 2.8327e-06 |  | 8.351711665209332e+001 | 5.6457e-06 |  | 8.351711665209332e+001 | 4.8912e-06 |  | 83.575 | 4.0428e-06 | 14.718 | 4.0428e-06
8.357502637369078e+001 | 2.7453e-07 | 83.575 | 8.357502637369078e+001 | 2.8327e-06 |  | 8.357502637369078e+001 | 5.6456e-06 |  | 8.357502637369078e+001 | 4.8912e-06 |  | 83.633 | 4.0428e-06 | 14.726 | 4.0428e-06
8.363297624916314e+001 | 2.7438e-07 | 83.633 | 8.363297624916314e+001 | 2.8327e-06 |  | 8.363297624916314e+001 | 5.6456e-06 |  | 8.363297624916314e+001 | 4.8911e-06 |  | 83.691 | 4.0428e-06 | 14.7341 | 4.0428e-06
8.369096630635261e+001 | 2.7423e-07 | 83.691 | 8.369096630635261e+001 | 2.8327e-06 |  | 8.369096630635261e+001 | 5.6456e-06 |  | 8.369096630635261e+001 | 4.8911e-06 |  | 83.749 | 4.0428e-06 | 14.7422 | 4.0428e-06
8.374899657312069e+001 | 2.7408e-07 | 83.749 | 8.374899657312069e+001 | 2.8326e-06 |  | 8.374899657312069e+001 | 5.6455e-06 |  | 8.374899657312069e+001 | 4.8911e-06 |  | 83.8071 | 4.0427e-06 | 14.7503 | 4.0427e-06
8.380706707734819e+001 | 2.7392e-07 | 83.8071 | 8.380706707734819e+001 | 2.8326e-06 |  | 8.380706707734819e+001 | 5.6455e-06 |  | 8.380706707734819e+001 | 4.891e-06 |  | 83.8652 | 4.0427e-06 | 14.7584 | 4.0427e-06
8.386517784693528e+001 | 2.7377e-07 | 83.8652 | 8.386517784693528e+001 | 2.8326e-06 |  | 8.386517784693528e+001 | 5.6455e-06 |  | 8.386517784693528e+001 | 4.891e-06 |  | 83.9233 | 4.0427e-06 | 14.7665 | 4.0427e-06
8.392332890980144e+001 | 2.7362e-07 | 83.9233 | 8.392332890980144e+001 | 2.8325e-06 |  | 8.392332890980144e+001 | 5.6454e-06 |  | 8.392332890980144e+001 | 4.891e-06 |  | 83.9815 | 4.0426e-06 | 14.7746 | 4.0426e-06
8.398152029388554e+001 | 2.7347e-07 | 83.9815 | 8.398152029388554e+001 | 2.8325e-06 |  | 8.398152029388554e+001 | 5.6454e-06 |  | 8.398152029388554e+001 | 4.891e-06 |  | 84.0398 | 4.0426e-06 | 14.7827 | 4.0426e-06
8.403975202714578e+001 | 2.7332e-07 | 84.0398 | 8.403975202714578e+001 | 2.8325e-06 |  | 8.403975202714578e+001 | 5.6454e-06 |  | 8.403975202714578e+001 | 4.8909e-06 |  | 84.098 | 4.0426e-06 | 14.7908 | 4.0426e-06
8.409802413755978e+001 | 2.7317e-07 | 84.098 | 8.409802413755978e+001 | 2.8325e-06 |  | 8.409802413755978e+001 | 5.6453e-06 |  | 8.409802413755978e+001 | 4.8909e-06 |  | 84.1563 | 4.0425e-06 | 14.7989 | 4.0426e-06
8.415633665312457e+001 | 2.7302e-07 | 84.1563 | 8.415633665312457e+001 | 2.8324e-06 |  | 8.415633665312457e+001 | 5.6453e-06 |  | 8.415633665312457e+001 | 4.8909e-06 |  | 84.2147 | 4.0425e-06 | 14.807 | 4.0425e-06
8.421468960185656e+001 | 2.7286e-07 | 84.2147 | 8.421468960185656e+001 | 2.8324e-06 |  | 8.421468960185656e+001 | 5.6453e-06 |  | 8.421468960185656e+001 | 4.8908e-06 |  | 84.2731 | 4.0425e-06 | 14.815 | 4.0425e-06
8.427308301179161e+001 | 2.7271e-07 | 84.2731 | 8.427308301179161e+001 | 2.8324e-06 |  | 8.427308301179161e+001 | 5.6452e-06 |  | 8.427308301179161e+001 | 4.8908e-06 |  | 84.3315 | 4.0425e-06 | 14.8231 | 4.0425e-06
8.433151691098500e+001 | 2.7256e-07 | 84.3315 | 8.433151691098500e+001 | 2.8324e-06 |  | 8.433151691098500e+001 | 5.6452e-06 |  | 8.433151691098500e+001 | 4.8908e-06 |  | 84.39 | 4.0424e-06 | 14.8312 | 4.0424e-06
8.438999132751148e+001 | 2.7241e-07 | 84.39 | 8.438999132751148e+001 | 2.8323e-06 |  | 8.438999132751148e+001 | 5.6452e-06 |  | 8.438999132751148e+001 | 4.8907e-06 |  | 84.4485 | 4.0424e-06 | 14.8393 | 4.0424e-06
8.444850628946527e+001 | 2.7226e-07 | 84.4485 | 8.444850628946527e+001 | 2.8323e-06 |  | 8.444850628946527e+001 | 5.6451e-06 |  | 8.444850628946527e+001 | 4.8907e-06 |  | 84.5071 | 4.0424e-06 | 14.8474 | 4.0424e-06
8.450706182496005e+001 | 2.7211e-07 | 84.5071 | 8.450706182496005e+001 | 2.8323e-06 |  | 8.450706182496005e+001 | 5.6451e-06 |  | 8.450706182496005e+001 | 4.8907e-06 |  | 84.5657 | 4.0423e-06 | 14.8555 | 4.0423e-06
8.456565796212900e+001 | 2.7196e-07 | 84.5657 | 8.456565796212900e+001 | 2.8322e-06 |  | 8.456565796212900e+001 | 5.6451e-06 |  | 8.456565796212900e+001 | 4.8907e-06 |  | 84.6243 | 4.0423e-06 | 14.8636 | 4.0423e-06
8.462429472912483e+001 | 2.7181e-07 | 84.6243 | 8.462429472912483e+001 | 2.8322e-06 |  | 8.462429472912483e+001 | 5.645e-06 |  | 8.462429472912483e+001 | 4.8906e-06 |  | 84.683 | 4.0423e-06 | 14.8716 | 4.0423e-06
8.468297215411972e+001 | 2.7166e-07 | 84.683 | 8.468297215411972e+001 | 2.8322e-06 |  | 8.468297215411972e+001 | 5.645e-06 |  | 8.468297215411972e+001 | 4.8906e-06 |  | 84.7417 | 4.0423e-06 | 14.8797 | 4.0423e-06
8.474169026530545e+001 | 2.7151e-07 | 84.7417 | 8.474169026530545e+001 | 2.8322e-06 |  | 8.474169026530545e+001 | 5.645e-06 |  | 8.474169026530545e+001 | 4.8906e-06 |  | 84.8004 | 4.0422e-06 | 14.8878 | 4.0422e-06
8.480044909089331e+001 | 2.7136e-07 | 84.8004 | 8.480044909089331e+001 | 2.8321e-06 |  | 8.480044909089331e+001 | 5.645e-06 |  | 8.480044909089331e+001 | 4.8905e-06 |  | 84.8592 | 4.0422e-06 | 14.8959 | 4.0422e-06
8.485924865911414e+001 | 2.7121e-07 | 84.8592 | 8.485924865911414e+001 | 2.8321e-06 |  | 8.485924865911414e+001 | 5.6449e-06 |  | 8.485924865911414e+001 | 4.8905e-06 |  | 84.9181 | 4.0422e-06 | 14.904 | 4.0422e-06
8.491808899821838e+001 | 2.7107e-07 | 84.9181 | 8.491808899821838e+001 | 2.8321e-06 |  | 8.491808899821838e+001 | 5.6449e-06 |  | 8.491808899821838e+001 | 4.8905e-06 |  | 84.977 | 4.0421e-06 | 14.9121 | 4.0421e-06
8.497697013647606e+001 | 2.7092e-07 | 84.977 | 8.497697013647606e+001 | 2.8321e-06 |  | 8.497697013647606e+001 | 5.6449e-06 |  | 8.497697013647606e+001 | 4.8904e-06 |  | 85.0359 | 4.0421e-06 | 14.9201 | 4.0421e-06
8.503589210217677e+001 | 2.7077e-07 | 85.0359 | 8.503589210217677e+001 | 2.832e-06 |  | 8.503589210217677e+001 | 5.6448e-06 |  | 8.503589210217677e+001 | 4.8904e-06 |  | 85.0949 | 4.0421e-06 | 14.9282 | 4.0421e-06
8.509485492362978e+001 | 2.7062e-07 | 85.0949 | 8.509485492362978e+001 | 2.832e-06 |  | 8.509485492362978e+001 | 5.6448e-06 |  | 8.509485492362978e+001 | 4.8904e-06 |  | 85.1539 | 4.0421e-06 | 14.9363 | 4.0421e-06
8.515385862916395e+001 | 2.7047e-07 | 85.1539 | 8.515385862916395e+001 | 2.832e-06 |  | 8.515385862916395e+001 | 5.6448e-06 |  | 8.515385862916395e+001 | 4.8904e-06 |  | 85.2129 | 4.042e-06 | 14.9444 | 4.042e-06
8.521290324712777e+001 | 2.7032e-07 | 85.2129 | 8.521290324712777e+001 | 2.832e-06 |  | 8.521290324712777e+001 | 5.6447e-06 |  | 8.521290324712777e+001 | 4.8903e-06 |  | 85.272 | 4.042e-06 | 14.9525 | 4.042e-06
8.527198880588944e+001 | 2.7018e-07 | 85.272 | 8.527198880588944e+001 | 2.8319e-06 |  | 8.527198880588944e+001 | 5.6447e-06 |  | 8.527198880588944e+001 | 4.8903e-06 |  | 85.3311 | 4.042e-06 | 14.9605 | 4.042e-06
8.533111533383675e+001 | 2.7003e-07 | 85.3311 | 8.533111533383675e+001 | 2.8319e-06 |  | 8.533111533383675e+001 | 5.6447e-06 |  | 8.533111533383675e+001 | 4.8903e-06 |  | 85.3903 | 4.0419e-06 | 14.9686 | 4.0419e-06
8.539028285937725e+001 | 2.6988e-07 | 85.3903 | 8.539028285937725e+001 | 2.8319e-06 |  | 8.539028285937725e+001 | 5.6446e-06 |  | 8.539028285937725e+001 | 4.8903e-06 |  | 85.4495 | 4.0419e-06 | 14.9767 | 4.0419e-06
8.544949141093817e+001 | 2.6973e-07 | 85.4495 | 8.544949141093817e+001 | 2.8319e-06 |  | 8.544949141093817e+001 | 5.6446e-06 |  | 8.544949141093817e+001 | 4.8902e-06 |  | 85.5087 | 4.0419e-06 | 14.9848 | 4.0419e-06
8.550874101696640e+001 | 2.6959e-07 | 85.5087 | 8.550874101696640e+001 | 2.8318e-06 |  | 8.550874101696640e+001 | 5.6446e-06 |  | 8.550874101696640e+001 | 4.8902e-06 |  | 85.568 | 4.0419e-06 | 14.9928 | 4.0419e-06
8.556803170592862e+001 | 2.6944e-07 | 85.568 | 8.556803170592862e+001 | 2.8318e-06 |  | 8.556803170592862e+001 | 5.6446e-06 |  | 8.556803170592862e+001 | 4.8902e-06 |  | 85.6274 | 4.0418e-06 | 15.0009 | 4.0418e-06
8.562736350631121e+001 | 2.6929e-07 | 85.6274 | 8.562736350631121e+001 | 2.8318e-06 |  | 8.562736350631121e+001 | 5.6445e-06 |  | 8.562736350631121e+001 | 4.8901e-06 |  | 85.6867 | 4.0418e-06 | 15.009 | 4.0418e-06
8.568673644662032e+001 | 2.6915e-07 | 85.6867 | 8.568673644662032e+001 | 2.8318e-06 |  | 8.568673644662032e+001 | 5.6445e-06 |  | 8.568673644662032e+001 | 4.8901e-06 |  | 85.7462 | 4.0418e-06 | 15.0171 | 4.0418e-06
8.574615055538186e+001 | 2.69e-07 | 85.7462 | 8.574615055538186e+001 | 2.8317e-06 |  | 8.574615055538186e+001 | 5.6445e-06 |  | 8.574615055538186e+001 | 4.8901e-06 |  | 85.8056 | 4.0417e-06 | 15.0251 | 4.0417e-06
8.580560586114152e+001 | 2.6885e-07 | 85.8056 | 8.580560586114152e+001 | 2.8317e-06 |  | 8.580560586114152e+001 | 5.6444e-06 |  | 8.580560586114152e+001 | 4.8901e-06 |  | 85.8651 | 4.0417e-06 | 15.0332 | 4.0417e-06
8.586510239246476e+001 | 2.6871e-07 | 85.8651 | 8.586510239246476e+001 | 2.8317e-06 |  | 8.586510239246476e+001 | 5.6444e-06 |  | 8.586510239246476e+001 | 4.89e-06 |  | 85.9246 | 4.0417e-06 | 15.0413 | 4.0417e-06
8.592464017793689e+001 | 2.6856e-07 | 85.9246 | 8.592464017793689e+001 | 2.8317e-06 |  | 8.592464017793689e+001 | 5.6444e-06 |  | 8.592464017793689e+001 | 4.89e-06 |  | 85.9842 | 4.0416e-06 | 15.0493 | 4.0417e-06
8.598421924616304e+001 | 2.6841e-07 | 85.9842 | 8.598421924616304e+001 | 2.8316e-06 |  | 8.598421924616304e+001 | 5.6444e-06 |  | 8.598421924616304e+001 | 4.89e-06 |  | 86.0438 | 4.0416e-06 | 15.0574 | 4.0416e-06
8.604383962576810e+001 | 2.6827e-07 | 86.0438 | 8.604383962576810e+001 | 2.8316e-06 |  | 8.604383962576810e+001 | 5.6443e-06 |  | 8.604383962576810e+001 | 4.89e-06 |  | 86.1035 | 4.0416e-06 | 15.0655 | 4.0416e-06
8.610350134539691e+001 | 2.6812e-07 | 86.1035 | 8.610350134539691e+001 | 2.8316e-06 |  | 8.610350134539691e+001 | 5.6443e-06 |  | 8.610350134539691e+001 | 4.8899e-06 |  | 86.1632 | 4.0416e-06 | 15.0736 | 4.0416e-06
8.616320443371410e+001 | 2.6798e-07 | 86.1632 | 8.616320443371410e+001 | 2.8316e-06 |  | 8.616320443371410e+001 | 5.6443e-06 |  | 8.616320443371410e+001 | 4.8899e-06 |  | 86.2229 | 4.0415e-06 | 15.0816 | 4.0415e-06
8.622294891940422e+001 | 2.6783e-07 | 86.2229 | 8.622294891940422e+001 | 2.8315e-06 |  | 8.622294891940422e+001 | 5.6442e-06 |  | 8.622294891940422e+001 | 4.8899e-06 |  | 86.2827 | 4.0415e-06 | 15.0897 | 4.0415e-06
8.628273483117165e+001 | 2.6769e-07 | 86.2827 | 8.628273483117165e+001 | 2.8315e-06 |  | 8.628273483117165e+001 | 5.6442e-06 |  | 8.628273483117165e+001 | 4.8899e-06 |  | 86.3426 | 4.0415e-06 | 15.0978 | 4.0415e-06
8.634256219774076e+001 | 2.6754e-07 | 86.3426 | 8.634256219774076e+001 | 2.8315e-06 |  | 8.634256219774076e+001 | 5.6442e-06 |  | 8.634256219774076e+001 | 4.8898e-06 |  | 86.4024 | 4.0415e-06 | 15.1058 | 4.0415e-06
8.640243104785577e+001 | 2.674e-07 | 86.4024 | 8.640243104785577e+001 | 2.8315e-06 |  | 8.640243104785577e+001 | 5.6442e-06 |  | 8.640243104785577e+001 | 4.8898e-06 |  | 86.4623 | 4.0414e-06 | 15.1139 | 4.0414e-06
8.646234141028083e+001 | 2.6725e-07 | 86.4623 | 8.646234141028083e+001 | 2.8314e-06 |  | 8.646234141028083e+001 | 5.6441e-06 |  | 8.646234141028083e+001 | 4.8898e-06 |  | 86.5223 | 4.0414e-06 | 15.122 | 4.0414e-06
8.652229331380009e+001 | 2.6711e-07 | 86.5223 | 8.652229331380009e+001 | 2.8314e-06 |  | 8.652229331380009e+001 | 5.6441e-06 |  | 8.652229331380009e+001 | 4.8898e-06 |  | 86.5823 | 4.0414e-06 | 15.13 | 4.0414e-06
8.658228678721760e+001 | 2.6696e-07 | 86.5823 | 8.658228678721760e+001 | 2.8314e-06 |  | 8.658228678721760e+001 | 5.6441e-06 |  | 8.658228678721760e+001 | 4.8897e-06 |  | 86.6423 | 4.0413e-06 | 15.1381 | 4.0413e-06
8.664232185935742e+001 | 2.6682e-07 | 86.6423 | 8.664232185935742e+001 | 2.8314e-06 |  | 8.664232185935742e+001 | 5.6441e-06 |  | 8.664232185935742e+001 | 4.8897e-06 |  | 86.7024 | 4.0413e-06 | 15.1461 | 4.0413e-06
8.670239855906358e+001 | 2.6668e-07 | 86.7024 | 8.670239855906358e+001 | 2.8313e-06 |  | 8.670239855906358e+001 | 5.644e-06 |  | 8.670239855906358e+001 | 4.8897e-06 |  | 86.7625 | 4.0413e-06 | 15.1542 | 4.0413e-06
8.676251691520010e+001 | 2.6653e-07 | 86.7625 | 8.676251691520010e+001 | 2.8313e-06 |  | 8.676251691520010e+001 | 5.644e-06 |  | 8.676251691520010e+001 | 4.8896e-06 |  | 86.8227 | 4.0412e-06 | 15.1623 | 4.0412e-06
8.682267695665104e+001 | 2.6639e-07 | 86.8227 | 8.682267695665104e+001 | 2.8313e-06 |  | 8.682267695665104e+001 | 5.644e-06 |  | 8.682267695665104e+001 | 4.8896e-06 |  | 86.8829 | 4.0412e-06 | 15.1703 | 4.0412e-06
8.688287871232046e+001 | 2.6625e-07 | 86.8829 | 8.688287871232046e+001 | 2.8313e-06 |  | 8.688287871232046e+001 | 5.644e-06 |  | 8.688287871232046e+001 | 4.8896e-06 |  | 86.9431 | 4.0412e-06 | 15.1784 | 4.0412e-06
8.694312221113250e+001 | 2.661e-07 | 86.9431 | 8.694312221113250e+001 | 2.8313e-06 |  | 8.694312221113250e+001 | 5.6439e-06 |  | 8.694312221113250e+001 | 4.8896e-06 |  | 87.0034 | 4.0412e-06 | 15.1864 | 4.0412e-06
8.700340748203132e+001 | 2.6596e-07 | 87.0034 | 8.700340748203132e+001 | 2.8312e-06 |  | 8.700340748203132e+001 | 5.6439e-06 |  | 8.700340748203132e+001 | 4.8896e-06 |  | 87.0637 | 4.0411e-06 | 15.1945 | 4.0411e-06
8.706373455398115e+001 | 2.6582e-07 | 87.0637 | 8.706373455398115e+001 | 2.8312e-06 |  | 8.706373455398115e+001 | 5.6439e-06 |  | 8.706373455398115e+001 | 4.8895e-06 |  | 87.1241 | 4.0411e-06 | 15.2026 | 4.0411e-06
8.712410345596634e+001 | 2.6568e-07 | 87.1241 | 8.712410345596634e+001 | 2.8312e-06 |  | 8.712410345596634e+001 | 5.6439e-06 |  | 8.712410345596634e+001 | 4.8895e-06 |  | 87.1845 | 4.0411e-06 | 15.2106 | 4.0411e-06
8.718451421699128e+001 | 2.6553e-07 | 87.1845 | 8.718451421699128e+001 | 2.8312e-06 |  | 8.718451421699128e+001 | 5.6438e-06 |  | 8.718451421699128e+001 | 4.8895e-06 |  | 87.245 | 4.0411e-06 | 15.2187 | 4.0411e-06
8.724496686608052e+001 | 2.6539e-07 | 87.245 | 8.724496686608052e+001 | 2.8311e-06 |  | 8.724496686608052e+001 | 5.6438e-06 |  | 8.724496686608052e+001 | 4.8895e-06 |  | 87.3055 | 4.041e-06 | 15.2267 | 4.041e-06
8.730546143227873e+001 | 2.6525e-07 | 87.3055 | 8.730546143227873e+001 | 2.8311e-06 |  | 8.730546143227873e+001 | 5.6438e-06 |  | 8.730546143227873e+001 | 4.8894e-06 |  | 87.366 | 4.041e-06 | 15.2348 | 4.041e-06
8.736599794465069e+001 | 2.6511e-07 | 87.366 | 8.736599794465069e+001 | 2.8311e-06 |  | 8.736599794465069e+001 | 5.6438e-06 |  | 8.736599794465069e+001 | 4.8894e-06 |  | 87.4266 | 4.041e-06 | 15.2428 | 4.041e-06
8.742657643228135e+001 | 2.6496e-07 | 87.4266 | 8.742657643228135e+001 | 2.8311e-06 |  | 8.742657643228135e+001 | 5.6437e-06 |  | 8.742657643228135e+001 | 4.8894e-06 |  | 87.4872 | 4.0409e-06 | 15.2509 | 4.0409e-06
8.748719692427585e+001 | 2.6482e-07 | 87.4872 | 8.748719692427585e+001 | 2.8311e-06 |  | 8.748719692427585e+001 | 5.6437e-06 |  | 8.748719692427585e+001 | 4.8894e-06 |  | 87.5479 | 4.0409e-06 | 15.2589 | 4.0409e-06
8.754785944975946e+001 | 2.6468e-07 | 87.5479 | 8.754785944975946e+001 | 2.831e-06 |  | 8.754785944975946e+001 | 5.6437e-06 |  | 8.754785944975946e+001 | 4.8893e-06 |  | 87.6086 | 4.0409e-06 | 15.267 | 4.0409e-06
8.760856403787770e+001 | 2.6454e-07 | 87.6086 | 8.760856403787770e+001 | 2.831e-06 |  | 8.760856403787770e+001 | 5.6437e-06 |  | 8.760856403787770e+001 | 4.8893e-06 |  | 87.6693 | 4.0409e-06 | 15.275 | 4.0409e-06
8.766931071779625e+001 | 2.644e-07 | 87.6693 | 8.766931071779625e+001 | 2.831e-06 |  | 8.766931071779625e+001 | 5.6436e-06 |  | 8.766931071779625e+001 | 4.8893e-06 |  | 87.7301 | 4.0408e-06 | 15.2831 | 4.0408e-06
8.773009951870105e+001 | 2.6426e-07 | 87.7301 | 8.773009951870105e+001 | 2.831e-06 |  | 8.773009951870105e+001 | 5.6436e-06 |  | 8.773009951870105e+001 | 4.8893e-06 |  | 87.7909 | 4.0408e-06 | 15.2911 | 4.0408e-06
8.779093046979827e+001 | 2.6412e-07 | 87.7909 | 8.779093046979827e+001 | 2.8309e-06 |  | 8.779093046979827e+001 | 5.6436e-06 |  | 8.779093046979827e+001 | 4.8892e-06 |  | 87.8518 | 4.0408e-06 | 15.2992 | 4.0408e-06
8.785180360031433e+001 | 2.6398e-07 | 87.8518 | 8.785180360031433e+001 | 2.8309e-06 |  | 8.785180360031433e+001 | 5.6436e-06 |  | 8.785180360031433e+001 | 4.8892e-06 |  | 87.9127 | 4.0407e-06 | 15.3072 | 4.0407e-06
8.791271893949588e+001 | 2.6384e-07 | 87.9127 | 8.791271893949588e+001 | 2.8309e-06 |  | 8.791271893949588e+001 | 5.6435e-06 |  | 8.791271893949588e+001 | 4.8892e-06 |  | 87.9737 | 4.0407e-06 | 15.3153 | 4.0407e-06
8.797367651660990e+001 | 2.637e-07 | 87.9737 | 8.797367651660990e+001 | 2.8309e-06 |  | 8.797367651660990e+001 | 5.6435e-06 |  | 8.797367651660990e+001 | 4.8892e-06 |  | 88.0347 | 4.0407e-06 | 15.3233 | 4.0407e-06
8.803467636094364e+001 | 2.6356e-07 | 88.0347 | 8.803467636094364e+001 | 2.8309e-06 |  | 8.803467636094364e+001 | 5.6435e-06 |  | 8.803467636094364e+001 | 4.8892e-06 |  | 88.0957 | 4.0407e-06 | 15.3313 | 4.0407e-06
8.809571850180465e+001 | 2.6342e-07 | 88.0957 | 8.809571850180465e+001 | 2.8308e-06 |  | 8.809571850180465e+001 | 5.6435e-06 |  | 8.809571850180465e+001 | 4.8891e-06 |  | 88.1568 | 4.0406e-06 | 15.3394 | 4.0406e-06
8.815680296852085e+001 | 2.6328e-07 | 88.1568 | 8.815680296852085e+001 | 2.8308e-06 |  | 8.815680296852085e+001 | 5.6434e-06 |  | 8.815680296852085e+001 | 4.8891e-06 |  | 88.2179 | 4.0406e-06 | 15.3474 | 4.0406e-06
8.821792979044041e+001 | 2.6314e-07 | 88.2179 | 8.821792979044041e+001 | 2.8308e-06 |  | 8.821792979044041e+001 | 5.6434e-06 |  | 8.821792979044041e+001 | 4.8891e-06 |  | 88.2791 | 4.0406e-06 | 15.3555 | 4.0406e-06
8.827909899693192e+001 | 2.63e-07 | 88.2791 | 8.827909899693192e+001 | 2.8308e-06 |  | 8.827909899693192e+001 | 5.6434e-06 |  | 8.827909899693192e+001 | 4.8891e-06 |  | 88.3403 | 4.0405e-06 | 15.3635 | 4.0405e-06
8.834031061738430e+001 | 2.6286e-07 | 88.3403 | 8.834031061738430e+001 | 2.8307e-06 |  | 8.834031061738430e+001 | 5.6434e-06 |  | 8.834031061738430e+001 | 4.889e-06 |  | 88.4016 | 4.0405e-06 | 15.3716 | 4.0405e-06
8.840156468120688e+001 | 2.6272e-07 | 88.4016 | 8.840156468120688e+001 | 2.8307e-06 |  | 8.840156468120688e+001 | 5.6433e-06 |  | 8.840156468120688e+001 | 4.889e-06 |  | 88.4629 | 4.0405e-06 | 15.3796 | 4.0405e-06
8.846286121782934e+001 | 2.6258e-07 | 88.4629 | 8.846286121782934e+001 | 2.8307e-06 |  | 8.846286121782934e+001 | 5.6433e-06 |  | 8.846286121782934e+001 | 4.889e-06 |  | 88.5242 | 4.0405e-06 | 15.3876 | 4.0405e-06
8.852420025670179e+001 | 2.6244e-07 | 88.5242 | 8.852420025670179e+001 | 2.8307e-06 |  | 8.852420025670179e+001 | 5.6433e-06 |  | 8.852420025670179e+001 | 4.889e-06 |  | 88.5856 | 4.0404e-06 | 15.3957 | 4.0404e-06
8.858558182729476e+001 | 2.623e-07 | 88.5856 | 8.858558182729476e+001 | 2.8307e-06 |  | 8.858558182729476e+001 | 5.6433e-06 |  | 8.858558182729476e+001 | 4.889e-06 |  | 88.647 | 4.0404e-06 | 15.4037 | 4.0404e-06
8.864700595909922e+001 | 2.6216e-07 | 88.647 | 8.864700595909922e+001 | 2.8306e-06 |  | 8.864700595909922e+001 | 5.6433e-06 |  | 8.864700595909922e+001 | 4.8889e-06 |  | 88.7085 | 4.0404e-06 | 15.4117 | 4.0404e-06
8.870847268162657e+001 | 2.6202e-07 | 88.7085 | 8.870847268162657e+001 | 2.8306e-06 |  | 8.870847268162657e+001 | 5.6432e-06 |  | 8.870847268162657e+001 | 4.8889e-06 |  | 88.77 | 4.0404e-06 | 15.4198 | 4.0404e-06
8.876998202440869e+001 | 2.6189e-07 | 88.77 | 8.876998202440869e+001 | 2.8306e-06 |  | 8.876998202440869e+001 | 5.6432e-06 |  | 8.876998202440869e+001 | 4.8889e-06 |  | 88.8315 | 4.0403e-06 | 15.4278 | 4.0403e-06
8.883153401699792e+001 | 2.6175e-07 | 88.8315 | 8.883153401699792e+001 | 2.8306e-06 |  | 8.883153401699792e+001 | 5.6432e-06 |  | 8.883153401699792e+001 | 4.8889e-06 |  | 88.8931 | 4.0403e-06 | 15.4358 | 4.0403e-06
8.889312868896711e+001 | 2.6161e-07 | 88.8931 | 8.889312868896711e+001 | 2.8306e-06 |  | 8.889312868896711e+001 | 5.6432e-06 |  | 8.889312868896711e+001 | 4.8889e-06 |  | 88.9548 | 4.0403e-06 | 15.4439 | 4.0403e-06
8.895476606990961e+001 | 2.6147e-07 | 88.9548 | 8.895476606990961e+001 | 2.8305e-06 |  | 8.895476606990961e+001 | 5.6431e-06 |  | 8.895476606990961e+001 | 4.8888e-06 |  | 89.0164 | 4.0402e-06 | 15.4519 | 4.0402e-06
8.901644618943928e+001 | 2.6133e-07 | 89.0164 | 8.901644618943928e+001 | 2.8305e-06 |  | 8.901644618943928e+001 | 5.6431e-06 |  | 8.901644618943928e+001 | 4.8888e-06 |  | 89.0782 | 4.0402e-06 | 15.4599 | 4.0402e-06
8.907816907719052e+001 | 2.612e-07 | 89.0782 | 8.907816907719052e+001 | 2.8305e-06 |  | 8.907816907719052e+001 | 5.6431e-06 |  | 8.907816907719052e+001 | 4.8888e-06 |  | 89.1399 | 4.0402e-06 | 15.468 | 4.0402e-06
8.913993476281829e+001 | 2.6106e-07 | 89.1399 | 8.913993476281829e+001 | 2.8305e-06 |  | 8.913993476281829e+001 | 5.6431e-06 |  | 8.913993476281829e+001 | 4.8888e-06 |  | 89.2017 | 4.0402e-06 | 15.476 | 4.0402e-06
8.920174327599807e+001 | 2.6092e-07 | 89.2017 | 8.920174327599807e+001 | 2.8305e-06 |  | 8.920174327599807e+001 | 5.6431e-06 |  | 8.920174327599807e+001 | 4.8888e-06 |  | 89.2636 | 4.0401e-06 | 15.484 | 4.0401e-06
8.926359464642599e+001 | 2.6079e-07 | 89.2636 | 8.926359464642599e+001 | 2.8304e-06 |  | 8.926359464642599e+001 | 5.643e-06 |  | 8.926359464642599e+001 | 4.8887e-06 |  | 89.3255 | 4.0401e-06 | 15.492 | 4.0401e-06
8.932548890381870e+001 | 2.6065e-07 | 89.3255 | 8.932548890381870e+001 | 2.8304e-06 |  | 8.932548890381870e+001 | 5.643e-06 |  | 8.932548890381870e+001 | 4.8887e-06 |  | 89.3874 | 4.0401e-06 | 15.5001 | 4.0401e-06
8.938742607791349e+001 | 2.6051e-07 | 89.3874 | 8.938742607791349e+001 | 2.8304e-06 |  | 8.938742607791349e+001 | 5.643e-06 |  | 8.938742607791349e+001 | 4.8887e-06 |  | 89.4494 | 4.04e-06 | 15.5081 | 4.04e-06
8.944940619846827e+001 | 2.6038e-07 | 89.4494 | 8.944940619846827e+001 | 2.8304e-06 |  | 8.944940619846827e+001 | 5.643e-06 |  | 8.944940619846827e+001 | 4.8887e-06 |  | 89.5114 | 4.04e-06 | 15.5161 | 4.04e-06
8.951142929526156e+001 | 2.6024e-07 | 89.5114 | 8.951142929526156e+001 | 2.8304e-06 |  | 8.951142929526156e+001 | 5.643e-06 |  | 8.951142929526156e+001 | 4.8887e-06 |  | 89.5735 | 4.04e-06 | 15.5241 | 4.04e-06
8.957349539809258e+001 | 2.601e-07 | 89.5735 | 8.957349539809258e+001 | 2.8303e-06 |  | 8.957349539809258e+001 | 5.6429e-06 |  | 8.957349539809258e+001 | 4.8886e-06 |  | 89.6356 | 4.04e-06 | 15.5321 | 4.04e-06
8.963560453678115e+001 | 2.5997e-07 | 89.6356 | 8.963560453678115e+001 | 2.8303e-06 |  | 8.963560453678115e+001 | 5.6429e-06 |  | 8.963560453678115e+001 | 4.8886e-06 |  | 89.6978 | 4.0399e-06 | 15.5402 | 4.0399e-06
8.969775674116778e+001 | 2.5983e-07 | 89.6978 | 8.969775674116778e+001 | 2.8303e-06 |  | 8.969775674116778e+001 | 5.6429e-06 |  | 8.969775674116778e+001 | 4.8886e-06 |  | 89.76 | 4.0399e-06 | 15.5482 | 4.0399e-06
8.975995204111371e+001 | 2.597e-07 | 89.76 | 8.975995204111371e+001 | 2.8303e-06 |  | 8.975995204111371e+001 | 5.6429e-06 |  | 8.975995204111371e+001 | 4.8886e-06 |  | 89.8222 | 4.0399e-06 | 15.5562 | 4.0399e-06
8.982219046650086e+001 | 2.5956e-07 | 89.8222 | 8.982219046650086e+001 | 2.8303e-06 |  | 8.982219046650086e+001 | 5.6429e-06 |  | 8.982219046650086e+001 | 4.8886e-06 |  | 89.8845 | 4.0399e-06 | 15.5642 | 4.0399e-06
8.988447204723185e+001 | 2.5943e-07 | 89.8845 | 8.988447204723185e+001 | 2.8302e-06 |  | 8.988447204723185e+001 | 5.6428e-06 |  | 8.988447204723185e+001 | 4.8885e-06 |  | 89.9468 | 4.0398e-06 | 15.5722 | 4.0398e-06
8.994679681323009e+001 | 2.5929e-07 | 89.9468 | 8.994679681323009e+001 | 2.8302e-06 |  | 8.994679681323009e+001 | 5.6428e-06 |  | 8.994679681323009e+001 | 4.8885e-06 |  | 90.0092 | 4.0398e-06 | 15.5802 | 4.0398e-06
9.000916479443967e+001 | 2.5915e-07 | 90.0092 | 9.000916479443967e+001 | 2.8302e-06 |  | 9.000916479443967e+001 | 5.6428e-06 |  | 9.000916479443967e+001 | 4.8885e-06 |  | 90.0716 | 4.0398e-06 | 15.5883 | 4.0398e-06
9.007157602082549e+001 | 2.5902e-07 | 90.0716 | 9.007157602082549e+001 | 2.8302e-06 |  | 9.007157602082549e+001 | 5.6428e-06 |  | 9.007157602082549e+001 | 4.8885e-06 |  | 90.134 | 4.0397e-06 | 15.5963 | 4.0397e-06
9.013403052237321e+001 | 2.5889e-07 | 90.134 | 9.013403052237321e+001 | 2.8302e-06 |  | 9.013403052237321e+001 | 5.6428e-06 |  | 9.013403052237321e+001 | 4.8885e-06 |  | 90.1965 | 4.0397e-06 | 15.6043 | 4.0397e-06
9.019652832908928e+001 | 2.5875e-07 | 90.1965 | 9.019652832908928e+001 | 2.8301e-06 |  | 9.019652832908928e+001 | 5.6427e-06 |  | 9.019652832908928e+001 | 4.8884e-06 |  | 90.2591 | 4.0397e-06 | 15.6123 | 4.0397e-06
9.025906947100097e+001 | 2.5862e-07 | 90.2591 | 9.025906947100097e+001 | 2.8301e-06 |  | 9.025906947100097e+001 | 5.6427e-06 |  | 9.025906947100097e+001 | 4.8884e-06 |  | 90.3217 | 4.0397e-06 | 15.6203 | 4.0397e-06
9.032165397815636e+001 | 2.5848e-07 | 90.3217 | 9.032165397815636e+001 | 2.8301e-06 |  | 9.032165397815636e+001 | 5.6427e-06 |  | 9.032165397815636e+001 | 4.8884e-06 |  | 90.3843 | 4.0396e-06 | 15.6283 | 4.0396e-06
9.038428188062436e+001 | 2.5835e-07 | 90.3843 | 9.038428188062436e+001 | 2.8301e-06 |  | 9.038428188062436e+001 | 5.6427e-06 |  | 9.038428188062436e+001 | 4.8884e-06 |  | 90.447 | 4.0396e-06 | 15.6363 | 4.0396e-06
9.044695320849473e+001 | 2.5821e-07 | 90.447 | 9.044695320849473e+001 | 2.8301e-06 |  | 9.044695320849473e+001 | 5.6427e-06 |  | 9.044695320849473e+001 | 4.8884e-06 |  | 90.5097 | 4.0396e-06 | 15.6443 | 4.0396e-06
9.050966799187812e+001 | 2.5808e-07 | 90.5097 | 9.050966799187812e+001 | 2.8301e-06 |  | 9.050966799187812e+001 | 5.6426e-06 |  | 9.050966799187812e+001 | 4.8884e-06 |  | 90.5724 | 4.0396e-06 | 15.6523 | 4.0396e-06
9.057242626090603e+001 | 2.5795e-07 | 90.5724 | 9.057242626090603e+001 | 2.83e-06 |  | 9.057242626090603e+001 | 5.6426e-06 |  | 9.057242626090603e+001 | 4.8883e-06 |  | 90.6352 | 4.0395e-06 | 15.6603 | 4.0395e-06
9.063522804573086e+001 | 2.5781e-07 | 90.6352 | 9.063522804573086e+001 | 2.83e-06 |  | 9.063522804573086e+001 | 5.6426e-06 |  | 9.063522804573086e+001 | 4.8883e-06 |  | 90.6981 | 4.0395e-06 | 15.6683 | 4.0395e-06
9.069807337652590e+001 | 2.5768e-07 | 90.6981 | 9.069807337652590e+001 | 2.83e-06 |  | 9.069807337652590e+001 | 5.6426e-06 |  | 9.069807337652590e+001 | 4.8883e-06 |  | 90.761 | 4.0395e-06 | 15.6763 | 4.0395e-06
9.076096228348540e+001 | 2.5755e-07 | 90.761 | 9.076096228348540e+001 | 2.83e-06 |  | 9.076096228348540e+001 | 5.6426e-06 |  | 9.076096228348540e+001 | 4.8883e-06 |  | 90.8239 | 4.0394e-06 | 15.6843 | 4.0394e-06
9.082389479682452e+001 | 2.5741e-07 | 90.8239 | 9.082389479682452e+001 | 2.83e-06 |  | 9.082389479682452e+001 | 5.6426e-06 |  | 9.082389479682452e+001 | 4.8883e-06 |  | 90.8869 | 4.0394e-06 | 15.6923 | 4.0394e-06
9.088687094677938e+001 | 2.5728e-07 | 90.8869 | 9.088687094677938e+001 | 2.8299e-06 |  | 9.088687094677938e+001 | 5.6425e-06 |  | 9.088687094677938e+001 | 4.8883e-06 |  | 90.9499 | 4.0394e-06 | 15.7003 | 4.0394e-06
9.094989076360706e+001 | 2.5715e-07 | 90.9499 | 9.094989076360706e+001 | 2.8299e-06 |  | 9.094989076360706e+001 | 5.6425e-06 |  | 9.094989076360706e+001 | 4.8882e-06 |  | 91.013 | 4.0394e-06 | 15.7083 | 4.0394e-06
9.101295427758562e+001 | 2.5702e-07 | 91.013 | 9.101295427758562e+001 | 2.8299e-06 |  | 9.101295427758562e+001 | 5.6425e-06 |  | 9.101295427758562e+001 | 4.8882e-06 |  | 91.0761 | 4.0393e-06 | 15.7163 | 4.0393e-06
9.107606151901412e+001 | 2.5688e-07 | 91.0761 | 9.107606151901412e+001 | 2.8299e-06 |  | 9.107606151901412e+001 | 5.6425e-06 |  | 9.107606151901412e+001 | 4.8882e-06 |  | 91.1392 | 4.0393e-06 | 15.7243 | 4.0393e-06
9.113921251821263e+001 | 2.5675e-07 | 91.1392 | 9.113921251821263e+001 | 2.8299e-06 |  | 9.113921251821263e+001 | 5.6425e-06 |  | 9.113921251821263e+001 | 4.8882e-06 |  | 91.2024 | 4.0393e-06 | 15.7323 | 4.0393e-06
9.120240730552223e+001 | 2.5662e-07 | 91.2024 | 9.120240730552223e+001 | 2.8299e-06 |  | 9.120240730552223e+001 | 5.6424e-06 |  | 9.120240730552223e+001 | 4.8882e-06 |  | 91.2656 | 4.0393e-06 | 15.7403 | 4.0393e-06
9.126564591130506e+001 | 2.5649e-07 | 91.2656 | 9.126564591130506e+001 | 2.8298e-06 |  | 9.126564591130506e+001 | 5.6424e-06 |  | 9.126564591130506e+001 | 4.8881e-06 |  | 91.3289 | 4.0392e-06 | 15.7483 | 4.0392e-06
9.132892836594428e+001 | 2.5636e-07 | 91.3289 | 9.132892836594428e+001 | 2.8298e-06 |  | 9.132892836594428e+001 | 5.6424e-06 |  | 9.132892836594428e+001 | 4.8881e-06 |  | 91.3923 | 4.0392e-06 | 15.7563 | 4.0392e-06
9.139225469984415e+001 | 2.5622e-07 | 91.3923 | 9.139225469984415e+001 | 2.8298e-06 |  | 9.139225469984415e+001 | 5.6424e-06 |  | 9.139225469984415e+001 | 4.8881e-06 |  | 91.4556 | 4.0392e-06 | 15.7642 | 4.0392e-06
9.145562494343000e+001 | 2.5609e-07 | 91.4556 | 9.145562494343000e+001 | 2.8298e-06 |  | 9.145562494343000e+001 | 5.6424e-06 |  | 9.145562494343000e+001 | 4.8881e-06 |  | 91.519 | 4.0391e-06 | 15.7722 | 4.0391e-06
9.151903912714825e+001 | 2.5596e-07 | 91.519 | 9.151903912714825e+001 | 2.8298e-06 |  | 9.151903912714825e+001 | 5.6424e-06 |  | 9.151903912714825e+001 | 4.8881e-06 |  | 91.5825 | 4.0391e-06 | 15.7802 | 4.0391e-06
9.158249728146643e+001 | 2.5583e-07 | 91.5825 | 9.158249728146643e+001 | 2.8298e-06 |  | 9.158249728146643e+001 | 5.6423e-06 |  | 9.158249728146643e+001 | 4.8881e-06 |  | 91.646 | 4.0391e-06 | 15.7882 | 4.0391e-06
9.164599943687323e+001 | 2.557e-07 | 91.646 | 9.164599943687323e+001 | 2.8297e-06 |  | 9.164599943687323e+001 | 5.6423e-06 |  | 9.164599943687323e+001 | 4.8881e-06 |  | 91.7095 | 4.0391e-06 | 15.7962 | 4.0391e-06
9.170954562387843e+001 | 2.5557e-07 | 91.7095 | 9.170954562387843e+001 | 2.8297e-06 |  | 9.170954562387843e+001 | 5.6423e-06 |  | 9.170954562387843e+001 | 4.888e-06 |  | 91.7731 | 4.039e-06 | 15.8042 | 4.039e-06
9.177313587301299e+001 | 2.5544e-07 | 91.7731 | 9.177313587301299e+001 | 2.8297e-06 |  | 9.177313587301299e+001 | 5.6423e-06 |  | 9.177313587301299e+001 | 4.888e-06 |  | 91.8368 | 4.039e-06 | 15.8121 | 4.039e-06
9.183677021482905e+001 | 2.5531e-07 | 91.8368 | 9.183677021482905e+001 | 2.8297e-06 |  | 9.183677021482905e+001 | 5.6423e-06 |  | 9.183677021482905e+001 | 4.888e-06 |  | 91.9004 | 4.039e-06 | 15.8201 | 4.039e-06
9.190044867989991e+001 | 2.5518e-07 | 91.9004 | 9.190044867989991e+001 | 2.8297e-06 |  | 9.190044867989991e+001 | 5.6423e-06 |  | 9.190044867989991e+001 | 4.888e-06 |  | 91.9642 | 4.039e-06 | 15.8281 | 4.039e-06
9.196417129882009e+001 | 2.5505e-07 | 91.9642 | 9.196417129882009e+001 | 2.8297e-06 |  | 9.196417129882009e+001 | 5.6422e-06 |  | 9.196417129882009e+001 | 4.888e-06 |  | 92.0279 | 4.0389e-06 | 15.8361 | 4.0389e-06
9.202793810220531e+001 | 2.5492e-07 | 92.0279 | 9.202793810220531e+001 | 2.8296e-06 |  | 9.202793810220531e+001 | 5.6422e-06 |  | 9.202793810220531e+001 | 4.888e-06 |  | 92.0917 | 4.0389e-06 | 15.844 | 4.0389e-06
9.209174912069253e+001 | 2.5479e-07 | 92.0917 | 9.209174912069253e+001 | 2.8296e-06 |  | 9.209174912069253e+001 | 5.6422e-06 |  | 9.209174912069253e+001 | 4.8879e-06 |  | 92.1556 | 4.0389e-06 | 15.852 | 4.0389e-06
9.215560438493993e+001 | 2.5466e-07 | 92.1556 | 9.215560438493993e+001 | 2.8296e-06 |  | 9.215560438493993e+001 | 5.6422e-06 |  | 9.215560438493993e+001 | 4.8879e-06 |  | 92.2195 | 4.0388e-06 | 15.86 | 4.0388e-06
9.221950392562700e+001 | 2.5453e-07 | 92.2195 | 9.221950392562700e+001 | 2.8296e-06 |  | 9.221950392562700e+001 | 5.6422e-06 |  | 9.221950392562700e+001 | 4.8879e-06 |  | 92.2834 | 4.0388e-06 | 15.868 | 4.0388e-06
9.228344777345443e+001 | 2.544e-07 | 92.2834 | 9.228344777345443e+001 | 2.8296e-06 |  | 9.228344777345443e+001 | 5.6422e-06 |  | 9.228344777345443e+001 | 4.8879e-06 |  | 92.3474 | 4.0388e-06 | 15.8759 | 4.0388e-06
9.234743595914425e+001 | 2.5427e-07 | 92.3474 | 9.234743595914425e+001 | 2.8296e-06 |  | 9.234743595914425e+001 | 5.6422e-06 |  | 9.234743595914425e+001 | 4.8879e-06 |  | 92.4115 | 4.0388e-06 | 15.8839 | 4.0388e-06
9.241146851343979e+001 | 2.5414e-07 | 92.4115 | 9.241146851343979e+001 | 2.8295e-06 |  | 9.241146851343979e+001 | 5.6421e-06 |  | 9.241146851343979e+001 | 4.8879e-06 |  | 92.4755 | 4.0387e-06 | 15.8919 | 4.0387e-06
9.247554546710568e+001 | 2.5401e-07 | 92.4755 | 9.247554546710568e+001 | 2.8295e-06 |  | 9.247554546710568e+001 | 5.6421e-06 |  | 9.247554546710568e+001 | 4.8879e-06 |  | 92.5397 | 4.0387e-06 | 15.8998 | 4.0387e-06
9.253966685092787e+001 | 2.5388e-07 | 92.5397 | 9.253966685092787e+001 | 2.8295e-06 |  | 9.253966685092787e+001 | 5.6421e-06 |  | 9.253966685092787e+001 | 4.8878e-06 |  | 92.6038 | 4.0387e-06 | 15.9078 | 4.0387e-06
9.260383269571369e+001 | 2.5375e-07 | 92.6038 | 9.260383269571369e+001 | 2.8295e-06 |  | 9.260383269571369e+001 | 5.6421e-06 |  | 9.260383269571369e+001 | 4.8878e-06 |  | 92.668 | 4.0387e-06 | 15.9158 | 4.0387e-06
9.266804303229182e+001 | 2.5362e-07 | 92.668 | 9.266804303229182e+001 | 2.8295e-06 |  | 9.266804303229182e+001 | 5.6421e-06 |  | 9.266804303229182e+001 | 4.8878e-06 |  | 92.7323 | 4.0386e-06 | 15.9237 | 4.0386e-06
9.273229789151229e+001 | 2.535e-07 | 92.7323 | 9.273229789151229e+001 | 2.8295e-06 |  | 9.273229789151229e+001 | 5.6421e-06 |  | 9.273229789151229e+001 | 4.8878e-06 |  | 92.7966 | 4.0386e-06 | 15.9317 | 4.0386e-06
9.279659730424656e+001 | 2.5337e-07 | 92.7966 | 9.279659730424656e+001 | 2.8294e-06 |  | 9.279659730424656e+001 | 5.642e-06 |  | 9.279659730424656e+001 | 4.8878e-06 |  | 92.8609 | 4.0386e-06 | 15.9396 | 4.0386e-06
9.286094130138747e+001 | 2.5324e-07 | 92.8609 | 9.286094130138747e+001 | 2.8294e-06 |  | 9.286094130138747e+001 | 5.642e-06 |  | 9.286094130138747e+001 | 4.8878e-06 |  | 92.9253 | 4.0386e-06 | 15.9476 | 4.0386e-06
9.292532991384928e+001 | 2.5311e-07 | 92.9253 | 9.292532991384928e+001 | 2.8294e-06 |  | 9.292532991384928e+001 | 5.642e-06 |  | 9.292532991384928e+001 | 4.8877e-06 |  | 92.9898 | 4.0385e-06 | 15.9556 | 4.0385e-06
9.298976317256772e+001 | 2.5298e-07 | 92.9898 | 9.298976317256772e+001 | 2.8294e-06 |  | 9.298976317256772e+001 | 5.642e-06 |  | 9.298976317256772e+001 | 4.8877e-06 |  | 93.0542 | 4.0385e-06 | 15.9635 | 4.0385e-06
9.305424110849992e+001 | 2.5286e-07 | 93.0542 | 9.305424110849992e+001 | 2.8294e-06 |  | 9.305424110849992e+001 | 5.642e-06 |  | 9.305424110849992e+001 | 4.8877e-06 |  | 93.1188 | 4.0385e-06 | 15.9715 | 4.0385e-06
9.311876375262450e+001 | 2.5273e-07 | 93.1188 | 9.311876375262450e+001 | 2.8294e-06 |  | 9.311876375262450e+001 | 5.642e-06 |  | 9.311876375262450e+001 | 4.8877e-06 |  | 93.1833 | 4.0384e-06 | 15.9794 | 4.0384e-06
9.318333113594159e+001 | 2.526e-07 | 93.1833 | 9.318333113594159e+001 | 2.8293e-06 |  | 9.318333113594159e+001 | 5.642e-06 |  | 9.318333113594159e+001 | 4.8877e-06 |  | 93.2479 | 4.0384e-06 | 15.9874 | 4.0384e-06
9.324794328947274e+001 | 2.5247e-07 | 93.2479 | 9.324794328947274e+001 | 2.8293e-06 |  | 9.324794328947274e+001 | 5.6419e-06 |  | 9.324794328947274e+001 | 4.8877e-06 |  | 93.3126 | 4.0384e-06 | 15.9953 | 4.0384e-06
9.331260024426109e+001 | 2.5235e-07 | 93.3126 | 9.331260024426109e+001 | 2.8293e-06 |  | 9.331260024426109e+001 | 5.6419e-06 |  | 9.331260024426109e+001 | 4.8877e-06 |  | 93.3773 | 4.0384e-06 | 16.0033 | 4.0384e-06
9.337730203137126e+001 | 2.5222e-07 | 93.3773 | 9.337730203137126e+001 | 2.8293e-06 |  | 9.337730203137126e+001 | 5.6419e-06 |  | 9.337730203137126e+001 | 4.8876e-06 |  | 93.442 | 4.0383e-06 | 16.0112 | 4.0383e-06
9.344204868188942e+001 | 2.5209e-07 | 93.442 | 9.344204868188942e+001 | 2.8293e-06 |  | 9.344204868188942e+001 | 5.6419e-06 |  | 9.344204868188942e+001 | 4.8876e-06 |  | 93.5068 | 4.0383e-06 | 16.0192 | 4.0383e-06
9.350684022692329e+001 | 2.5197e-07 | 93.5068 | 9.350684022692329e+001 | 2.8293e-06 |  | 9.350684022692329e+001 | 5.6419e-06 |  | 9.350684022692329e+001 | 4.8876e-06 |  | 93.5717 | 4.0383e-06 | 16.0271 | 4.0383e-06
9.357167669760217e+001 | 2.5184e-07 | 93.5717 | 9.357167669760217e+001 | 2.8293e-06 |  | 9.357167669760217e+001 | 5.6419e-06 |  | 9.357167669760217e+001 | 4.8876e-06 |  | 93.6366 | 4.0383e-06 | 16.0351 | 4.0383e-06
9.363655812507693e+001 | 2.5171e-07 | 93.6366 | 9.363655812507693e+001 | 2.8292e-06 |  | 9.363655812507693e+001 | 5.6419e-06 |  | 9.363655812507693e+001 | 4.8876e-06 |  | 93.7015 | 4.0382e-06 | 16.043 | 4.0382e-06
9.370148454052007e+001 | 2.5159e-07 | 93.7015 | 9.370148454052007e+001 | 2.8292e-06 |  | 9.370148454052007e+001 | 5.6418e-06 |  | 9.370148454052007e+001 | 4.8876e-06 |  | 93.7665 | 4.0382e-06 | 16.0509 | 4.0382e-06
9.376645597512565e+001 | 2.5146e-07 | 93.7665 | 9.376645597512565e+001 | 2.8292e-06 |  | 9.376645597512565e+001 | 5.6418e-06 |  | 9.376645597512565e+001 | 4.8876e-06 |  | 93.8315 | 4.0382e-06 | 16.0589 | 4.0382e-06
9.383147246010942e+001 | 2.5134e-07 | 93.8315 | 9.383147246010942e+001 | 2.8292e-06 |  | 9.383147246010942e+001 | 5.6418e-06 |  | 9.383147246010942e+001 | 4.8876e-06 |  | 93.8965 | 4.0382e-06 | 16.0668 | 4.0382e-06
9.389653402670875e+001 | 2.5121e-07 | 93.8965 | 9.389653402670875e+001 | 2.8292e-06 |  | 9.389653402670875e+001 | 5.6418e-06 |  | 9.389653402670875e+001 | 4.8875e-06 |  | 93.9616 | 4.0381e-06 | 16.0748 | 4.0381e-06
9.396164070618265e+001 | 2.5108e-07 | 93.9616 | 9.396164070618265e+001 | 2.8292e-06 |  | 9.396164070618265e+001 | 5.6418e-06 |  | 9.396164070618265e+001 | 4.8875e-06 |  | 94.0268 | 4.0381e-06 | 16.0827 | 4.0381e-06
9.402679252981181e+001 | 2.5096e-07 | 94.0268 | 9.402679252981181e+001 | 2.8291e-06 |  | 9.402679252981181e+001 | 5.6418e-06 |  | 9.402679252981181e+001 | 4.8875e-06 |  | 94.092 | 4.0381e-06 | 16.0906 | 4.0381e-06
9.409198952889867e+001 | 2.5083e-07 | 94.092 | 9.409198952889867e+001 | 2.8291e-06 |  | 9.409198952889867e+001 | 5.6418e-06 |  | 9.409198952889867e+001 | 4.8875e-06 |  | 94.1572 | 4.0381e-06 | 16.0986 | 4.0381e-06
9.415723173476727e+001 | 2.5071e-07 | 94.1572 | 9.415723173476727e+001 | 2.8291e-06 |  | 9.415723173476727e+001 | 5.6418e-06 |  | 9.415723173476727e+001 | 4.8875e-06 |  | 94.2225 | 4.038e-06 | 16.1065 | 4.038e-06
9.422251917876345e+001 | 2.5058e-07 | 94.2225 | 9.422251917876345e+001 | 2.8291e-06 |  | 9.422251917876345e+001 | 5.6417e-06 |  | 9.422251917876345e+001 | 4.8875e-06 |  | 94.2879 | 4.038e-06 | 16.1144 | 4.038e-06
9.428785189225476e+001 | 2.5046e-07 | 94.2879 | 9.428785189225476e+001 | 2.8291e-06 |  | 9.428785189225476e+001 | 5.6417e-06 |  | 9.428785189225476e+001 | 4.8875e-06 |  | 94.3532 | 4.038e-06 | 16.1223 | 4.038e-06
9.435322990663052e+001 | 2.5033e-07 | 94.3532 | 9.435322990663052e+001 | 2.8291e-06 |  | 9.435322990663052e+001 | 5.6417e-06 |  | 9.435322990663052e+001 | 4.8875e-06 |  | 94.4187 | 4.0379e-06 | 16.1303 | 4.0379e-06
9.441865325330177e+001 | 2.5021e-07 | 94.4187 | 9.441865325330177e+001 | 2.8291e-06 |  | 9.441865325330177e+001 | 5.6417e-06 |  | 9.441865325330177e+001 | 4.8874e-06 |  | 94.4841 | 4.0379e-06 | 16.1382 | 4.0379e-06
9.448412196370136e+001 | 2.5008e-07 | 94.4841 | 9.448412196370136e+001 | 2.829e-06 |  | 9.448412196370136e+001 | 5.6417e-06 |  | 9.448412196370136e+001 | 4.8874e-06 |  | 94.5496 | 4.0379e-06 | 16.1461 | 4.0379e-06
9.454963606928392e+001 | 2.4996e-07 | 94.5496 | 9.454963606928392e+001 | 2.829e-06 |  | 9.454963606928392e+001 | 5.6417e-06 |  | 9.454963606928392e+001 | 4.8874e-06 |  | 94.6152 | 4.0379e-06 | 16.154 | 4.0379e-06
9.461519560152593e+001 | 2.4984e-07 | 94.6152 | 9.461519560152593e+001 | 2.829e-06 |  | 9.461519560152593e+001 | 5.6417e-06 |  | 9.461519560152593e+001 | 4.8874e-06 |  | 94.6808 | 4.0378e-06 | 16.162 | 4.0378e-06
9.468080059192563e+001 | 2.4971e-07 | 94.6808 | 9.468080059192563e+001 | 2.829e-06 |  | 9.468080059192563e+001 | 5.6417e-06 |  | 9.468080059192563e+001 | 4.8874e-06 |  | 94.7465 | 4.0378e-06 | 16.1699 | 4.0378e-06
9.474645107200318e+001 | 2.4959e-07 | 94.7465 | 9.474645107200318e+001 | 2.829e-06 |  | 9.474645107200318e+001 | 5.6416e-06 |  | 9.474645107200318e+001 | 4.8874e-06 |  | 94.8121 | 4.0378e-06 | 16.1778 | 4.0378e-06
9.481214707330051e+001 | 2.4946e-07 | 94.8121 | 9.481214707330051e+001 | 2.829e-06 |  | 9.481214707330051e+001 | 5.6416e-06 |  | 9.481214707330051e+001 | 4.8874e-06 |  | 94.8779 | 4.0378e-06 | 16.1857 | 4.0378e-06
9.487788862738150e+001 | 2.4934e-07 | 94.8779 | 9.487788862738150e+001 | 2.829e-06 |  | 9.487788862738150e+001 | 5.6416e-06 |  | 9.487788862738150e+001 | 4.8874e-06 |  | 94.9437 | 4.0377e-06 | 16.1936 | 4.0377e-06
9.494367576583184e+001 | 2.4922e-07 | 94.9437 | 9.494367576583184e+001 | 2.8289e-06 |  | 9.494367576583184e+001 | 5.6416e-06 |  | 9.494367576583184e+001 | 4.8873e-06 |  | 95.0095 | 4.0377e-06 | 16.2015 | 4.0377e-06
9.500950852025919e+001 | 2.4909e-07 | 95.0095 | 9.500950852025919e+001 | 2.8289e-06 |  | 9.500950852025919e+001 | 5.6416e-06 |  | 9.500950852025919e+001 | 4.8873e-06 |  | 95.0754 | 4.0377e-06 | 16.2094 | 4.0377e-06
9.507538692229308e+001 | 2.4897e-07 | 95.0754 | 9.507538692229308e+001 | 2.8289e-06 |  | 9.507538692229308e+001 | 5.6416e-06 |  | 9.507538692229308e+001 | 4.8873e-06 |  | 95.1413 | 4.0377e-06 | 16.2174 | 4.0377e-06
9.514131100358500e+001 | 2.4885e-07 | 95.1413 | 9.514131100358500e+001 | 2.8289e-06 |  | 9.514131100358500e+001 | 5.6416e-06 |  | 9.514131100358500e+001 | 4.8873e-06 |  | 95.2073 | 4.0376e-06 | 16.2253 | 4.0376e-06
9.520728079580837e+001 | 2.4873e-07 | 95.2073 | 9.520728079580837e+001 | 2.8289e-06 |  | 9.520728079580837e+001 | 5.6416e-06 |  | 9.520728079580837e+001 | 4.8873e-06 |  | 95.2733 | 4.0376e-06 | 16.2332 | 4.0376e-06
9.527329633065858e+001 | 2.486e-07 | 95.2733 | 9.527329633065858e+001 | 2.8289e-06 |  | 9.527329633065858e+001 | 5.6416e-06 |  | 9.527329633065858e+001 | 4.8873e-06 |  | 95.3394 | 4.0376e-06 | 16.2411 | 4.0376e-06
9.533935763985299e+001 | 2.4848e-07 | 95.3394 | 9.533935763985299e+001 | 2.8289e-06 |  | 9.533935763985299e+001 | 5.6415e-06 |  | 9.533935763985299e+001 | 4.8873e-06 |  | 95.4055 | 4.0376e-06 | 16.249 | 4.0376e-06
9.540546475513095e+001 | 2.4836e-07 | 95.4055 | 9.540546475513095e+001 | 2.8288e-06 |  | 9.540546475513095e+001 | 5.6415e-06 |  | 9.540546475513095e+001 | 4.8873e-06 |  | 95.4716 | 4.0375e-06 | 16.2569 | 4.0375e-06
9.547161770825385e+001 | 2.4824e-07 | 95.4716 | 9.547161770825385e+001 | 2.8288e-06 |  | 9.547161770825385e+001 | 5.6415e-06 |  | 9.547161770825385e+001 | 4.8873e-06 |  | 95.5378 | 4.0375e-06 | 16.2648 | 4.0375e-06
9.553781653100504e+001 | 2.4811e-07 | 95.5378 | 9.553781653100504e+001 | 2.8288e-06 |  | 9.553781653100504e+001 | 5.6415e-06 |  | 9.553781653100504e+001 | 4.8872e-06 |  | 95.6041 | 4.0375e-06 | 16.2727 | 4.0375e-06
9.560406125518996e+001 | 2.4799e-07 | 95.6041 | 9.560406125518996e+001 | 2.8288e-06 |  | 9.560406125518996e+001 | 5.6415e-06 |  | 9.560406125518996e+001 | 4.8872e-06 |  | 95.6704 | 4.0375e-06 | 16.2806 | 4.0375e-06
9.567035191263611e+001 | 2.4787e-07 | 95.6704 | 9.567035191263611e+001 | 2.8288e-06 |  | 9.567035191263611e+001 | 5.6415e-06 |  | 9.567035191263611e+001 | 4.8872e-06 |  | 95.7367 | 4.0374e-06 | 16.2885 | 4.0374e-06
9.573668853519300e+001 | 2.4775e-07 | 95.7367 | 9.573668853519300e+001 | 2.8288e-06 |  | 9.573668853519300e+001 | 5.6415e-06 |  | 9.573668853519300e+001 | 4.8872e-06 |  | 95.8031 | 4.0374e-06 | 16.2964 | 4.0374e-06
9.580307115473229e+001 | 2.4763e-07 | 95.8031 | 9.580307115473229e+001 | 2.8288e-06 |  | 9.580307115473229e+001 | 5.6415e-06 |  | 9.580307115473229e+001 | 4.8872e-06 |  | 95.8695 | 4.0374e-06 | 16.3043 | 4.0374e-06
9.586949980314770e+001 | 2.4751e-07 | 95.8695 | 9.586949980314770e+001 | 2.8288e-06 |  | 9.586949980314770e+001 | 5.6415e-06 |  | 9.586949980314770e+001 | 4.8872e-06 |  | 95.936 | 4.0374e-06 | 16.3121 | 4.0374e-06
9.593597451235509e+001 | 2.4738e-07 | 95.936 | 9.593597451235509e+001 | 2.8287e-06 |  | 9.593597451235509e+001 | 5.6414e-06 |  | 9.593597451235509e+001 | 4.8872e-06 |  | 96.0025 | 4.0373e-06 | 16.32 | 4.0373e-06
9.600249531429240e+001 | 2.4726e-07 | 96.0025 | 9.600249531429240e+001 | 2.8287e-06 |  | 9.600249531429240e+001 | 5.6414e-06 |  | 9.600249531429240e+001 | 4.8872e-06 |  | 96.0691 | 4.0373e-06 | 16.3279 | 4.0373e-06
9.606906224091979e+001 | 2.4714e-07 | 96.0691 | 9.606906224091979e+001 | 2.8287e-06 |  | 9.606906224091979e+001 | 5.6414e-06 |  | 9.606906224091979e+001 | 4.8872e-06 |  | 96.1357 | 4.0373e-06 | 16.3358 | 4.0373e-06
9.613567532421952e+001 | 2.4702e-07 | 96.1357 | 9.613567532421952e+001 | 2.8287e-06 |  | 9.613567532421952e+001 | 5.6414e-06 |  | 9.613567532421952e+001 | 4.8871e-06 |  | 96.2023 | 4.0372e-06 | 16.3437 | 4.0372e-06
9.620233459619605e+001 | 2.469e-07 | 96.2023 | 9.620233459619605e+001 | 2.8287e-06 |  | 9.620233459619605e+001 | 5.6414e-06 |  | 9.620233459619605e+001 | 4.8871e-06 |  | 96.269 | 4.0372e-06 | 16.3516 | 4.0372e-06
9.626904008887605e+001 | 2.4678e-07 | 96.269 | 9.626904008887605e+001 | 2.8287e-06 |  | 9.626904008887605e+001 | 5.6414e-06 |  | 9.626904008887605e+001 | 4.8871e-06 |  | 96.3358 | 4.0372e-06 | 16.3595 | 4.0372e-06
9.633579183430835e+001 | 2.4666e-07 | 96.3358 | 9.633579183430835e+001 | 2.8287e-06 |  | 9.633579183430835e+001 | 5.6414e-06 |  | 9.633579183430835e+001 | 4.8871e-06 |  | 96.4026 | 4.0372e-06 | 16.3673 | 4.0372e-06
9.640258986456404e+001 | 2.4654e-07 | 96.4026 | 9.640258986456404e+001 | 2.8287e-06 |  | 9.640258986456404e+001 | 5.6414e-06 |  | 9.640258986456404e+001 | 4.8871e-06 |  | 96.4694 | 4.0371e-06 | 16.3752 | 4.0371e-06
9.646943421173643e+001 | 2.4642e-07 | 96.4694 | 9.646943421173643e+001 | 2.8286e-06 |  | 9.646943421173643e+001 | 5.6414e-06 |  | 9.646943421173643e+001 | 4.8871e-06 |  | 96.5363 | 4.0371e-06 | 16.3831 | 4.0371e-06
9.653632490794109e+001 | 2.463e-07 | 96.5363 | 9.653632490794109e+001 | 2.8286e-06 |  | 9.653632490794109e+001 | 5.6414e-06 |  | 9.653632490794109e+001 | 4.8871e-06 |  | 96.6033 | 4.0371e-06 | 16.391 | 4.0371e-06
9.660326198531587e+001 | 2.4618e-07 | 96.6033 | 9.660326198531587e+001 | 2.8286e-06 |  | 9.660326198531587e+001 | 5.6413e-06 |  | 9.660326198531587e+001 | 4.8871e-06 |  | 96.6702 | 4.0371e-06 | 16.3988 | 4.0371e-06
9.667024547602088e+001 | 2.4606e-07 | 96.6702 | 9.667024547602088e+001 | 2.8286e-06 |  | 9.667024547602088e+001 | 5.6413e-06 |  | 9.667024547602088e+001 | 4.8871e-06 |  | 96.7373 | 4.037e-06 | 16.4067 | 4.037e-06
9.673727541223855e+001 | 2.4594e-07 | 96.7373 | 9.673727541223855e+001 | 2.8286e-06 |  | 9.673727541223855e+001 | 5.6413e-06 |  | 9.673727541223855e+001 | 4.8871e-06 |  | 96.8044 | 4.037e-06 | 16.4146 | 4.037e-06
9.680435182617360e+001 | 2.4582e-07 | 96.8044 | 9.680435182617360e+001 | 2.8286e-06 |  | 9.680435182617360e+001 | 5.6413e-06 |  | 9.680435182617360e+001 | 4.887e-06 |  | 96.8715 | 4.037e-06 | 16.4224 | 4.037e-06
9.687147475005311e+001 | 2.457e-07 | 96.8715 | 9.687147475005311e+001 | 2.8286e-06 |  | 9.687147475005311e+001 | 5.6413e-06 |  | 9.687147475005311e+001 | 4.887e-06 |  | 96.9386 | 4.037e-06 | 16.4303 | 4.037e-06
9.693864421612649e+001 | 2.4558e-07 | 96.9386 | 9.693864421612649e+001 | 2.8285e-06 |  | 9.693864421612649e+001 | 5.6413e-06 |  | 9.693864421612649e+001 | 4.887e-06 |  | 97.0059 | 4.0369e-06 | 16.4382 | 4.0369e-06
9.700586025666551e+001 | 2.4546e-07 | 97.0059 | 9.700586025666551e+001 | 2.8285e-06 |  | 9.700586025666551e+001 | 5.6413e-06 |  | 9.700586025666551e+001 | 4.887e-06 |  | 97.0731 | 4.0369e-06 | 16.446 | 4.0369e-06
9.707312290396435e+001 | 2.4535e-07 | 97.0731 | 9.707312290396435e+001 | 2.8285e-06 |  | 9.707312290396435e+001 | 5.6413e-06 |  | 9.707312290396435e+001 | 4.887e-06 |  | 97.1404 | 4.0369e-06 | 16.4539 | 4.0369e-06
9.714043219033950e+001 | 2.4523e-07 | 97.1404 | 9.714043219033950e+001 | 2.8285e-06 |  | 9.714043219033950e+001 | 5.6413e-06 |  | 9.714043219033950e+001 | 4.887e-06 |  | 97.2078 | 4.0369e-06 | 16.4618 | 4.0369e-06
9.720778814812995e+001 | 2.4511e-07 | 97.2078 | 9.720778814812995e+001 | 2.8285e-06 |  | 9.720778814812995e+001 | 5.6413e-06 |  | 9.720778814812995e+001 | 4.887e-06 |  | 97.2752 | 4.0368e-06 | 16.4696 | 4.0368e-06
9.727519080969705e+001 | 2.4499e-07 | 97.2752 | 9.727519080969705e+001 | 2.8285e-06 |  | 9.727519080969705e+001 | 5.6413e-06 |  | 9.727519080969705e+001 | 4.887e-06 |  | 97.3426 | 4.0368e-06 | 16.4775 | 4.0368e-06
9.734264020742464e+001 | 2.4487e-07 | 97.3426 | 9.734264020742464e+001 | 2.8285e-06 |  | 9.734264020742464e+001 | 5.6412e-06 |  | 9.734264020742464e+001 | 4.887e-06 |  | 97.4101 | 4.0368e-06 | 16.4853 | 4.0368e-06
9.741013637371896e+001 | 2.4475e-07 | 97.4101 | 9.741013637371896e+001 | 2.8285e-06 |  | 9.741013637371896e+001 | 5.6412e-06 |  | 9.741013637371896e+001 | 4.887e-06 |  | 97.4777 | 4.0368e-06 | 16.4932 | 4.0368e-06
9.747767934100877e+001 | 2.4464e-07 | 97.4777 | 9.747767934100877e+001 | 2.8285e-06 |  | 9.747767934100877e+001 | 5.6412e-06 |  | 9.747767934100877e+001 | 4.887e-06 |  | 97.5453 | 4.0367e-06 | 16.501 | 4.0367e-06
9.754526914174528e+001 | 2.4452e-07 | 97.5453 | 9.754526914174528e+001 | 2.8284e-06 |  | 9.754526914174528e+001 | 5.6412e-06 |  | 9.754526914174528e+001 | 4.8869e-06 |  | 97.6129 | 4.0367e-06 | 16.5089 | 4.0367e-06
9.761290580840222e+001 | 2.444e-07 | 97.6129 | 9.761290580840222e+001 | 2.8284e-06 |  | 9.761290580840222e+001 | 5.6412e-06 |  | 9.761290580840222e+001 | 4.8869e-06 |  | 97.6806 | 4.0367e-06 | 16.5167 | 4.0367e-06
9.768058937347583e+001 | 2.4428e-07 | 97.6806 | 9.768058937347583e+001 | 2.8284e-06 |  | 9.768058937347583e+001 | 5.6412e-06 |  | 9.768058937347583e+001 | 4.8869e-06 |  | 97.7483 | 4.0367e-06 | 16.5246 | 4.0367e-06
9.774831986948489e+001 | 2.4417e-07 | 97.7483 | 9.774831986948489e+001 | 2.8284e-06 |  | 9.774831986948489e+001 | 5.6412e-06 |  | 9.774831986948489e+001 | 4.8869e-06 |  | 97.8161 | 4.0366e-06 | 16.5324 | 4.0366e-06
9.781609732897070e+001 | 2.4405e-07 | 97.8161 | 9.781609732897070e+001 | 2.8284e-06 |  | 9.781609732897070e+001 | 5.6412e-06 |  | 9.781609732897070e+001 | 4.8869e-06 |  | 97.8839 | 4.0366e-06 | 16.5403 | 4.0366e-06
9.788392178449718e+001 | 2.4393e-07 | 97.8839 | 9.788392178449718e+001 | 2.8284e-06 |  | 9.788392178449718e+001 | 5.6412e-06 |  | 9.788392178449718e+001 | 4.8869e-06 |  | 97.9518 | 4.0366e-06 | 16.5481 | 4.0366e-06
9.795179326865078e+001 | 2.4381e-07 | 97.9518 | 9.795179326865078e+001 | 2.8284e-06 |  | 9.795179326865078e+001 | 5.6412e-06 |  | 9.795179326865078e+001 | 4.8869e-06 |  | 98.0197 | 4.0366e-06 | 16.5559 | 4.0366e-06
9.801971181404055e+001 | 2.437e-07 | 98.0197 | 9.801971181404055e+001 | 2.8284e-06 |  | 9.801971181404055e+001 | 5.6412e-06 |  | 9.801971181404055e+001 | 4.8869e-06 |  | 98.0877 | 4.0365e-06 | 16.5638 | 4.0365e-06
9.808767745329817e+001 | 2.4358e-07 | 98.0877 | 9.808767745329817e+001 | 2.8283e-06 |  | 9.808767745329817e+001 | 5.6412e-06 |  | 9.808767745329817e+001 | 4.8869e-06 |  | 98.1557 | 4.0365e-06 | 16.5716 | 4.0365e-06
9.815569021907794e+001 | 2.4346e-07 | 98.1557 | 9.815569021907794e+001 | 2.8283e-06 |  | 9.815569021907794e+001 | 5.6411e-06 |  | 9.815569021907794e+001 | 4.8869e-06 |  | 98.2238 | 4.0365e-06 | 16.5794 | 4.0365e-06
9.822375014405679e+001 | 2.4335e-07 | 98.2238 | 9.822375014405679e+001 | 2.8283e-06 |  | 9.822375014405679e+001 | 5.6411e-06 |  | 9.822375014405679e+001 | 4.8869e-06 |  | 98.2919 | 4.0365e-06 | 16.5873 | 4.0365e-06
9.829185726093434e+001 | 2.4323e-07 | 98.2919 | 9.829185726093434e+001 | 2.8283e-06 |  | 9.829185726093434e+001 | 5.6411e-06 |  | 9.829185726093434e+001 | 4.8869e-06 |  | 98.36 | 4.0364e-06 | 16.5951 | 4.0364e-06
9.836001160243283e+001 | 2.4311e-07 | 98.36 | 9.836001160243283e+001 | 2.8283e-06 |  | 9.836001160243283e+001 | 5.6411e-06 |  | 9.836001160243283e+001 | 4.8868e-06 |  | 98.4282 | 4.0364e-06 | 16.6029 | 4.0364e-06
9.842821320129724e+001 | 2.43e-07 | 98.4282 | 9.842821320129724e+001 | 2.8283e-06 |  | 9.842821320129724e+001 | 5.6411e-06 |  | 9.842821320129724e+001 | 4.8868e-06 |  | 98.4965 | 4.0364e-06 | 16.6107 | 4.0364e-06
9.849646209029524e+001 | 2.4288e-07 | 98.4965 | 9.849646209029524e+001 | 2.8283e-06 |  | 9.849646209029524e+001 | 5.6411e-06 |  | 9.849646209029524e+001 | 4.8868e-06 |  | 98.5648 | 4.0364e-06 | 16.6186 | 4.0364e-06
9.856475830221720e+001 | 2.4277e-07 | 98.5648 | 9.856475830221720e+001 | 2.8283e-06 |  | 9.856475830221720e+001 | 5.6411e-06 |  | 9.856475830221720e+001 | 4.8868e-06 |  | 98.6331 | 4.0363e-06 | 16.6264 | 4.0363e-06
9.863310186987624e+001 | 2.4265e-07 | 98.6331 | 9.863310186987624e+001 | 2.8283e-06 |  | 9.863310186987624e+001 | 5.6411e-06 |  | 9.863310186987624e+001 | 4.8868e-06 |  | 98.7015 | 4.0363e-06 | 16.6342 | 4.0363e-06
9.870149282610825e+001 | 2.4254e-07 | 98.7015 | 9.870149282610825e+001 | 2.8282e-06 |  | 9.870149282610825e+001 | 5.6411e-06 |  | 9.870149282610825e+001 | 4.8868e-06 |  | 98.7699 | 4.0363e-06 | 16.642 | 4.0363e-06
9.876993120377188e+001 | 2.4242e-07 | 98.7699 | 9.876993120377188e+001 | 2.8282e-06 |  | 9.876993120377188e+001 | 5.6411e-06 |  | 9.876993120377188e+001 | 4.8868e-06 |  | 98.8384 | 4.0363e-06 | 16.6498 | 4.0363e-06
9.883841703574852e+001 | 2.4231e-07 | 98.8384 | 9.883841703574852e+001 | 2.8282e-06 |  | 9.883841703574852e+001 | 5.6411e-06 |  | 9.883841703574852e+001 | 4.8868e-06 |  | 98.907 | 4.0362e-06 | 16.6577 | 4.0362e-06
9.890695035494242e+001 | 2.4219e-07 | 98.907 | 9.890695035494242e+001 | 2.8282e-06 |  | 9.890695035494242e+001 | 5.6411e-06 |  | 9.890695035494242e+001 | 4.8868e-06 |  | 98.9755 | 4.0362e-06 | 16.6655 | 4.0362e-06
9.897553119428062e+001 | 2.4207e-07 | 98.9755 | 9.897553119428062e+001 | 2.8282e-06 |  | 9.897553119428062e+001 | 5.6411e-06 |  | 9.897553119428062e+001 | 4.8868e-06 |  | 99.0442 | 4.0362e-06 | 16.6733 | 4.0362e-06
9.904415958671299e+001 | 2.4196e-07 | 99.0442 | 9.904415958671299e+001 | 2.8282e-06 |  | 9.904415958671299e+001 | 5.641e-06 |  | 9.904415958671299e+001 | 4.8868e-06 |  | 99.1128 | 4.0362e-06 | 16.6811 | 4.0362e-06
9.911283556521227e+001 | 2.4185e-07 | 99.1128 | 9.911283556521227e+001 | 2.8282e-06 |  | 9.911283556521227e+001 | 5.641e-06 |  | 9.911283556521227e+001 | 4.8868e-06 |  | 99.1816 | 4.0361e-06 | 16.6889 | 4.0361e-06
9.918155916277399e+001 | 2.4173e-07 | 99.1816 | 9.918155916277399e+001 | 2.8282e-06 |  | 9.918155916277399e+001 | 5.641e-06 |  | 9.918155916277399e+001 | 4.8868e-06 |  | 99.2503 | 4.0361e-06 | 16.6967 | 4.0361e-06
9.925033041241666e+001 | 2.4162e-07 | 99.2503 | 9.925033041241666e+001 | 2.8282e-06 |  | 9.925033041241666e+001 | 5.641e-06 |  | 9.925033041241666e+001 | 4.8867e-06 |  | 99.3191 | 4.0361e-06 | 16.7045 | 4.0361e-06
9.931914934718162e+001 | 2.415e-07 | 99.3191 | 9.931914934718162e+001 | 2.8281e-06 |  | 9.931914934718162e+001 | 5.641e-06 |  | 9.931914934718162e+001 | 4.8867e-06 |  | 99.388 | 4.0361e-06 | 16.7123 | 4.0361e-06
9.938801600013312e+001 | 2.4139e-07 | 99.388 | 9.938801600013312e+001 | 2.8281e-06 |  | 9.938801600013312e+001 | 5.641e-06 |  | 9.938801600013312e+001 | 4.8867e-06 |  | 99.4569 | 4.036e-06 | 16.7201 | 4.036e-06
9.945693040435839e+001 | 2.4127e-07 | 99.4569 | 9.945693040435839e+001 | 2.8281e-06 |  | 9.945693040435839e+001 | 5.641e-06 |  | 9.945693040435839e+001 | 4.8867e-06 |  | 99.5259 | 4.036e-06 | 16.7279 | 4.036e-06
9.952589259296752e+001 | 2.4116e-07 | 99.5259 | 9.952589259296752e+001 | 2.8281e-06 |  | 9.952589259296752e+001 | 5.641e-06 |  | 9.952589259296752e+001 | 4.8867e-06 |  | 99.5949 | 4.036e-06 | 16.7357 | 4.036e-06
9.959490259909363e+001 | 2.4105e-07 | 99.5949 | 9.959490259909363e+001 | 2.8281e-06 |  | 9.959490259909363e+001 | 5.641e-06 |  | 9.959490259909363e+001 | 4.8867e-06 |  | 99.664 | 4.036e-06 | 16.7435 | 4.036e-06
9.966396045589278e+001 | 2.4093e-07 | 99.664 | 9.966396045589278e+001 | 2.8281e-06 |  | 9.966396045589278e+001 | 5.641e-06 |  | 9.966396045589278e+001 | 4.8867e-06 |  | 99.7331 | 4.0359e-06 | 16.7513 | 4.0359e-06
9.973306619654403e+001 | 2.4082e-07 | 99.7331 | 9.973306619654403e+001 | 2.8281e-06 |  | 9.973306619654403e+001 | 5.641e-06 |  | 9.973306619654403e+001 | 4.8867e-06 |  | 99.8022 | 4.0359e-06 | 16.7591 | 4.0359e-06
9.980221985424943e+001 | 2.4071e-07 | 99.8022 | 9.980221985424943e+001 | 2.8281e-06 |  | 9.980221985424943e+001 | 5.641e-06 |  | 9.980221985424943e+001 | 4.8867e-06 |  | 99.8714 | 4.0359e-06 | 16.7669 | 4.0359e-06
9.987142146223408e+001 | 2.4059e-07 | 99.8714 | 9.987142146223408e+001 | 2.8281e-06 |  | 9.987142146223408e+001 | 5.641e-06 |  | 9.987142146223408e+001 | 4.8867e-06 |  | 99.9407 | 4.0359e-06 | 16.7746 | 4.0359e-06
9.994067105374610e+001 | 2.4048e-07 | 99.9407 | 9.994067105374610e+001 | 2.8281e-06 |  | 9.994067105374610e+001 | 5.641e-06 |  | 9.994067105374610e+001 | 4.8867e-06 |  | 100.01 | 4.0358e-06 | 16.7824 | 4.0358e-06
1.000099686620567e+002 | 2.4037e-07 | 100.01 | 1.000099686620567e+002 | 2.828e-06 |  | 1.000099686620567e+002 | 5.641e-06 |  | 1.000099686620567e+002 | 4.8867e-06 |  | 100.0793 | 4.0358e-06 | 16.7902 | 4.0358e-06
1.000793143204600e+002 | 2.4025e-07 | 100.0793 | 1.000793143204600e+002 | 2.828e-06 |  | 1.000793143204600e+002 | 5.641e-06 |  | 1.000793143204600e+002 | 4.8867e-06 |  | 100.1487 | 4.0358e-06 | 16.798 | 4.0358e-06
1.001487080622735e+002 | 2.4014e-07 | 100.1487 | 1.001487080622735e+002 | 2.828e-06 |  | 1.001487080622735e+002 | 5.6409e-06 |  | 1.001487080622735e+002 | 4.8867e-06 |  | 100.2181 | 4.0358e-06 | 16.8058 | 4.0358e-06
1.002181499208375e+002 | 2.4003e-07 | 100.2181 | 1.002181499208375e+002 | 2.828e-06 |  | 1.002181499208375e+002 | 5.6409e-06 |  | 1.002181499208375e+002 | 4.8867e-06 |  | 100.2876 | 4.0357e-06 | 16.8135 | 4.0357e-06
1.002876399295157e+002 | 2.3992e-07 | 100.2876 | 1.002876399295157e+002 | 2.828e-06 |  | 1.002876399295157e+002 | 5.6409e-06 |  | 1.002876399295157e+002 | 4.8866e-06 |  | 100.3572 | 4.0357e-06 | 16.8213 | 4.0357e-06
1.003571781216946e+002 | 2.398e-07 | 100.3572 | 1.003571781216946e+002 | 2.828e-06 |  | 1.003571781216946e+002 | 5.6409e-06 |  | 1.003571781216946e+002 | 4.8866e-06 |  | 100.4268 | 4.0357e-06 | 16.8291 | 4.0357e-06
1.004267645307841e+002 | 2.3969e-07 | 100.4268 | 1.004267645307841e+002 | 2.828e-06 |  | 1.004267645307841e+002 | 5.6409e-06 |  | 1.004267645307841e+002 | 4.8866e-06 |  | 100.4964 | 4.0357e-06 | 16.8369 | 4.0357e-06
1.004963991902173e+002 | 2.3958e-07 | 100.4964 | 1.004963991902173e+002 | 2.828e-06 |  | 1.004963991902173e+002 | 5.6409e-06 |  | 1.004963991902173e+002 | 4.8866e-06 |  | 100.5661 | 4.0356e-06 | 16.8446 | 4.0356e-06
1.005660821334503e+002 | 2.3947e-07 | 100.5661 | 1.005660821334503e+002 | 2.828e-06 |  | 1.005660821334503e+002 | 5.6409e-06 |  | 1.005660821334503e+002 | 4.8866e-06 |  | 100.6358 | 4.0356e-06 | 16.8524 | 4.0356e-06
1.006358133939625e+002 | 2.3936e-07 | 100.6358 | 1.006358133939625e+002 | 2.828e-06 |  | 1.006358133939625e+002 | 5.6409e-06 |  | 1.006358133939625e+002 | 4.8866e-06 |  | 100.7056 | 4.0356e-06 | 16.8602 | 4.0356e-06
1.007055930052565e+002 | 2.3924e-07 | 100.7056 | 1.007055930052565e+002 | 2.8279e-06 |  | 1.007055930052565e+002 | 5.6409e-06 |  | 1.007055930052565e+002 | 4.8866e-06 |  | 100.7754 | 4.0356e-06 | 16.8679 | 4.0356e-06
1.007754210008581e+002 | 2.3913e-07 | 100.7754 | 1.007754210008581e+002 | 2.8279e-06 |  | 1.007754210008581e+002 | 5.6409e-06 |  | 1.007754210008581e+002 | 4.8866e-06 |  | 100.8453 | 4.0355e-06 | 16.8757 | 4.0355e-06
1.008452974143164e+002 | 2.3902e-07 | 100.8453 | 1.008452974143164e+002 | 2.8279e-06 |  | 1.008452974143164e+002 | 5.6409e-06 |  | 1.008452974143164e+002 | 4.8866e-06 |  | 100.9152 | 4.0355e-06 | 16.8834 | 4.0355e-06
1.009152222792037e+002 | 2.3891e-07 | 100.9152 | 1.009152222792037e+002 | 2.8279e-06 |  | 1.009152222792037e+002 | 5.6409e-06 |  | 1.009152222792037e+002 | 4.8866e-06 |  | 100.9852 | 4.0355e-06 | 16.8912 | 4.0355e-06
1.009851956291156e+002 | 2.388e-07 | 100.9852 | 1.009851956291156e+002 | 2.8279e-06 |  | 1.009851956291156e+002 | 5.6409e-06 |  | 1.009851956291156e+002 | 4.8866e-06 |  | 101.0552 | 4.0355e-06 | 16.8989 | 4.0355e-06
1.010552174976711e+002 | 2.3869e-07 | 101.0552 | 1.010552174976711e+002 | 2.8279e-06 |  | 1.010552174976711e+002 | 5.6409e-06 |  | 1.010552174976711e+002 | 4.8866e-06 |  | 101.1253 | 4.0354e-06 | 16.9067 | 4.0354e-06
1.011252879185123e+002 | 2.3858e-07 | 101.1253 | 1.011252879185123e+002 | 2.8279e-06 |  | 1.011252879185123e+002 | 5.6409e-06 |  | 1.011252879185123e+002 | 4.8866e-06 |  | 101.1954 | 4.0354e-06 | 16.9144 | 4.0354e-06
1.011954069253049e+002 | 2.3847e-07 | 101.1954 | 1.011954069253049e+002 | 2.8279e-06 |  | 1.011954069253049e+002 | 5.6409e-06 |  | 1.011954069253049e+002 | 4.8866e-06 |  | 101.2656 | 4.0354e-06 | 16.9222 | 4.0354e-06
1.012655745517376e+002 | 2.3836e-07 | 101.2656 | 1.012655745517376e+002 | 2.8279e-06 |  | 1.012655745517376e+002 | 5.6409e-06 |  | 1.012655745517376e+002 | 4.8866e-06 |  | 101.3358 | 4.0354e-06 | 16.9299 | 4.0354e-06
1.013357908315228e+002 | 2.3825e-07 | 101.3358 | 1.013357908315228e+002 | 2.8279e-06 |  | 1.013357908315228e+002 | 5.6409e-06 |  | 1.013357908315228e+002 | 4.8866e-06 |  | 101.4061 | 4.0353e-06 | 16.9377 | 4.0353e-06
1.014060557983961e+002 | 2.3814e-07 | 101.4061 | 1.014060557983961e+002 | 2.8279e-06 |  | 1.014060557983961e+002 | 5.6409e-06 |  | 1.014060557983961e+002 | 4.8866e-06 |  | 101.4764 | 4.0353e-06 | 16.9454 | 4.0353e-06
1.014763694861165e+002 | 2.3803e-07 | 101.4764 | 1.014763694861165e+002 | 2.8278e-06 |  | 1.014763694861165e+002 | 5.6409e-06 |  | 1.014763694861165e+002 | 4.8865e-06 |  | 101.5467 | 4.0353e-06 | 16.9532 | 4.0353e-06
1.015467319284663e+002 | 2.3792e-07 | 101.5467 | 1.015467319284663e+002 | 2.8278e-06 |  | 1.015467319284663e+002 | 5.6408e-06 |  | 1.015467319284663e+002 | 4.8865e-06 |  | 101.6171 | 4.0353e-06 | 16.9609 | 4.0353e-06
1.016171431592516e+002 | 2.3781e-07 | 101.6171 | 1.016171431592516e+002 | 2.8278e-06 |  | 1.016171431592516e+002 | 5.6408e-06 |  | 1.016171431592516e+002 | 4.8865e-06 |  | 101.6876 | 4.0352e-06 | 16.9686 | 4.0352e-06
1.016876032123015e+002 | 2.377e-07 | 101.6876 | 1.016876032123015e+002 | 2.8278e-06 |  | 1.016876032123015e+002 | 5.6408e-06 |  | 1.016876032123015e+002 | 4.8865e-06 |  | 101.7581 | 4.0352e-06 | 16.9764 | 4.0352e-06
1.017581121214687e+002 | 2.3759e-07 | 101.7581 | 1.017581121214687e+002 | 2.8278e-06 |  | 1.017581121214687e+002 | 5.6408e-06 |  | 1.017581121214687e+002 | 4.8865e-06 |  | 101.8287 | 4.0352e-06 | 16.9841 | 4.0352e-06
1.018286699206296e+002 | 2.3748e-07 | 101.8287 | 1.018286699206296e+002 | 2.8278e-06 |  | 1.018286699206296e+002 | 5.6408e-06 |  | 1.018286699206296e+002 | 4.8865e-06 |  | 101.8993 | 4.0352e-06 | 16.9918 | 4.0352e-06
1.018992766436839e+002 | 2.3737e-07 | 101.8993 | 1.018992766436839e+002 | 2.8278e-06 |  | 1.018992766436839e+002 | 5.6408e-06 |  | 1.018992766436839e+002 | 4.8865e-06 |  | 101.9699 | 4.0351e-06 | 16.9996 | 4.0351e-06
1.019699323245546e+002 | 2.3726e-07 | 101.9699 | 1.019699323245546e+002 | 2.8278e-06 |  | 1.019699323245546e+002 | 5.6408e-06 |  | 1.019699323245546e+002 | 4.8865e-06 |  | 102.0406 | 4.0351e-06 | 17.0073 | 4.0351e-06
1.020406369971887e+002 | 2.3715e-07 | 102.0406 | 1.020406369971887e+002 | 2.8278e-06 |  | 1.020406369971887e+002 | 5.6408e-06 |  | 1.020406369971887e+002 | 4.8865e-06 |  | 102.1114 | 4.0351e-06 | 17.015 | 4.0351e-06
1.021113906955563e+002 | 2.3704e-07 | 102.1114 | 1.021113906955563e+002 | 2.8278e-06 |  | 1.021113906955563e+002 | 5.6408e-06 |  | 1.021113906955563e+002 | 4.8865e-06 |  | 102.1822 | 4.0351e-06 | 17.0227 | 4.0351e-06
1.021821934536512e+002 | 2.3693e-07 | 102.1822 | 1.021821934536512e+002 | 2.8278e-06 |  | 1.021821934536512e+002 | 5.6408e-06 |  | 1.021821934536512e+002 | 4.8865e-06 |  | 102.253 | 4.0351e-06 | 17.0304 | 4.0351e-06
1.022530453054910e+002 | 2.3682e-07 | 102.253 | 1.022530453054910e+002 | 2.8277e-06 |  | 1.022530453054910e+002 | 5.6408e-06 |  | 1.022530453054910e+002 | 4.8865e-06 |  | 102.3239 | 4.035e-06 | 17.0382 | 4.035e-06
1.023239462851165e+002 | 2.3671e-07 | 102.3239 | 1.023239462851165e+002 | 2.8277e-06 |  | 1.023239462851165e+002 | 5.6408e-06 |  | 1.023239462851165e+002 | 4.8865e-06 |  | 102.3949 | 4.035e-06 | 17.0459 | 4.035e-06
1.023948964265924e+002 | 2.3661e-07 | 102.3949 | 1.023948964265924e+002 | 2.8277e-06 |  | 1.023948964265924e+002 | 5.6408e-06 |  | 1.023948964265924e+002 | 4.8865e-06 |  | 102.4659 | 4.035e-06 | 17.0536 | 4.035e-06
1.024658957640068e+002 | 2.365e-07 | 102.4659 | 1.024658957640068e+002 | 2.8277e-06 |  | 1.024658957640068e+002 | 5.6408e-06 |  | 1.024658957640068e+002 | 4.8865e-06 |  | 102.5369 | 4.035e-06 | 17.0613 | 4.035e-06
1.025369443314717e+002 | 2.3639e-07 | 102.5369 | 1.025369443314717e+002 | 2.8277e-06 |  | 1.025369443314717e+002 | 5.6408e-06 |  | 1.025369443314717e+002 | 4.8865e-06 |  | 102.608 | 4.0349e-06 | 17.069 | 4.0349e-06
1.026080421631225e+002 | 2.3628e-07 | 102.608 | 1.026080421631225e+002 | 2.8277e-06 |  | 1.026080421631225e+002 | 5.6408e-06 |  | 1.026080421631225e+002 | 4.8865e-06 |  | 102.6792 | 4.0349e-06 | 17.0767 | 4.0349e-06
1.026791892931183e+002 | 2.3617e-07 | 102.6792 | 1.026791892931183e+002 | 2.8277e-06 |  | 1.026791892931183e+002 | 5.6408e-06 |  | 1.026791892931183e+002 | 4.8865e-06 |  | 102.7504 | 4.0349e-06 | 17.0844 | 4.0349e-06
1.027503857556421e+002 | 2.3607e-07 | 102.7504 | 1.027503857556421e+002 | 2.8277e-06 |  | 1.027503857556421e+002 | 5.6408e-06 |  | 1.027503857556421e+002 | 4.8865e-06 |  | 102.8216 | 4.0349e-06 | 17.0921 | 4.0349e-06
1.028216315849004e+002 | 2.3596e-07 | 102.8216 | 1.028216315849004e+002 | 2.8277e-06 |  | 1.028216315849004e+002 | 5.6408e-06 |  | 1.028216315849004e+002 | 4.8865e-06 |  | 102.8929 | 4.0348e-06 | 17.0998 | 4.0348e-06
1.028929268151234e+002 | 2.3585e-07 | 102.8929 | 1.028929268151234e+002 | 2.8277e-06 |  | 1.028929268151234e+002 | 5.6408e-06 |  | 1.028929268151234e+002 | 4.8865e-06 |  | 102.9643 | 4.0348e-06 | 17.1075 | 4.0348e-06
1.029642714805653e+002 | 2.3574e-07 | 102.9643 | 1.029642714805653e+002 | 2.8277e-06 |  | 1.029642714805653e+002 | 5.6408e-06 |  | 1.029642714805653e+002 | 4.8865e-06 |  | 103.0357 | 4.0348e-06 | 17.1152 | 4.0348e-06
1.030356656155036e+002 | 2.3564e-07 | 103.0357 | 1.030356656155036e+002 | 2.8277e-06 |  | 1.030356656155036e+002 | 5.6408e-06 |  | 1.030356656155036e+002 | 4.8864e-06 |  | 103.1071 | 4.0348e-06 | 17.1229 | 4.0348e-06
1.031071092542401e+002 | 2.3553e-07 | 103.1071 | 1.031071092542401e+002 | 2.8276e-06 |  | 1.031071092542401e+002 | 5.6408e-06 |  | 1.031071092542401e+002 | 4.8864e-06 |  | 103.1786 | 4.0347e-06 | 17.1306 | 4.0347e-06
1.031786024310999e+002 | 2.3542e-07 | 103.1786 | 1.031786024310999e+002 | 2.8276e-06 |  | 1.031786024310999e+002 | 5.6408e-06 |  | 1.031786024310999e+002 | 4.8864e-06 |  | 103.2501 | 4.0347e-06 | 17.1383 | 4.0347e-06
1.032501451804322e+002 | 2.3531e-07 | 103.2501 | 1.032501451804322e+002 | 2.8276e-06 |  | 1.032501451804322e+002 | 5.6408e-06 |  | 1.032501451804322e+002 | 4.8864e-06 |  | 103.3217 | 4.0347e-06 | 17.146 | 4.0347e-06
1.033217375366100e+002 | 2.3521e-07 | 103.3217 | 1.033217375366100e+002 | 2.8276e-06 |  | 1.033217375366100e+002 | 5.6408e-06 |  | 1.033217375366100e+002 | 4.8864e-06 |  | 103.3934 | 4.0347e-06 | 17.1536 | 4.0347e-06
1.033933795340299e+002 | 2.351e-07 | 103.3934 | 1.033933795340299e+002 | 2.8276e-06 |  | 1.033933795340299e+002 | 5.6408e-06 |  | 1.033933795340299e+002 | 4.8864e-06 |  | 103.4651 | 4.0346e-06 | 17.1613 | 4.0346e-06
1.034650712071126e+002 | 2.3499e-07 | 103.4651 | 1.034650712071126e+002 | 2.8276e-06 |  | 1.034650712071126e+002 | 5.6407e-06 |  | 1.034650712071126e+002 | 4.8864e-06 |  | 103.5368 | 4.0346e-06 | 17.169 | 4.0346e-06
1.035368125903027e+002 | 2.3489e-07 | 103.5368 | 1.035368125903027e+002 | 2.8276e-06 |  | 1.035368125903027e+002 | 5.6407e-06 |  | 1.035368125903027e+002 | 4.8864e-06 |  | 103.6086 | 4.0346e-06 | 17.1767 | 4.0346e-06
1.036086037180683e+002 | 2.3478e-07 | 103.6086 | 1.036086037180683e+002 | 2.8276e-06 |  | 1.036086037180683e+002 | 5.6407e-06 |  | 1.036086037180683e+002 | 4.8864e-06 |  | 103.6804 | 4.0346e-06 | 17.1843 | 4.0346e-06
1.036804446249019e+002 | 2.3468e-07 | 103.6804 | 1.036804446249019e+002 | 2.8276e-06 |  | 1.036804446249019e+002 | 5.6407e-06 |  | 1.036804446249019e+002 | 4.8864e-06 |  | 103.7523 | 4.0345e-06 | 17.192 | 4.0345e-06
1.037523353453196e+002 | 2.3457e-07 | 103.7523 | 1.037523353453196e+002 | 2.8276e-06 |  | 1.037523353453196e+002 | 5.6407e-06 |  | 1.037523353453196e+002 | 4.8864e-06 |  | 103.8243 | 4.0345e-06 | 17.1997 | 4.0345e-06
1.038242759138615e+002 | 2.3446e-07 | 103.8243 | 1.038242759138615e+002 | 2.8276e-06 |  | 1.038242759138615e+002 | 5.6407e-06 |  | 1.038242759138615e+002 | 4.8864e-06 |  | 103.8963 | 4.0345e-06 | 17.2074 | 4.0345e-06
1.038962663650917e+002 | 2.3436e-07 | 103.8963 | 1.038962663650917e+002 | 2.8276e-06 |  | 1.038962663650917e+002 | 5.6407e-06 |  | 1.038962663650917e+002 | 4.8864e-06 |  | 103.9683 | 4.0345e-06 | 17.215 | 4.0345e-06
1.039683067335982e+002 | 2.3425e-07 | 103.9683 | 1.039683067335982e+002 | 2.8275e-06 |  | 1.039683067335982e+002 | 5.6407e-06 |  | 1.039683067335982e+002 | 4.8864e-06 |  | 104.0404 | 4.0345e-06 | 17.2227 | 4.0345e-06
1.040403970539930e+002 | 2.3415e-07 | 104.0404 | 1.040403970539930e+002 | 2.8275e-06 |  | 1.040403970539930e+002 | 5.6407e-06 |  | 1.040403970539930e+002 | 4.8864e-06 |  | 104.1125 | 4.0344e-06 | 17.2303 | 4.0344e-06
1.041125373609122e+002 | 2.3404e-07 | 104.1125 | 1.041125373609122e+002 | 2.8275e-06 |  | 1.041125373609122e+002 | 5.6407e-06 |  | 1.041125373609122e+002 | 4.8864e-06 |  | 104.1847 | 4.0344e-06 | 17.238 | 4.0344e-06
1.041847276890157e+002 | 2.3394e-07 | 104.1847 | 1.041847276890157e+002 | 2.8275e-06 |  | 1.041847276890157e+002 | 5.6407e-06 |  | 1.041847276890157e+002 | 4.8864e-06 |  | 104.257 | 4.0344e-06 | 17.2457 | 4.0344e-06
1.042569680729876e+002 | 2.3383e-07 | 104.257 | 1.042569680729876e+002 | 2.8275e-06 |  | 1.042569680729876e+002 | 5.6407e-06 |  | 1.042569680729876e+002 | 4.8864e-06 |  | 104.3293 | 4.0344e-06 | 17.2533 | 4.0344e-06
1.043292585475361e+002 | 2.3373e-07 | 104.3293 | 1.043292585475361e+002 | 2.8275e-06 |  | 1.043292585475361e+002 | 5.6407e-06 |  | 1.043292585475361e+002 | 4.8864e-06 |  | 104.4016 | 4.0343e-06 | 17.261 | 4.0343e-06
1.044015991473933e+002 | 2.3362e-07 | 104.4016 | 1.044015991473933e+002 | 2.8275e-06 |  | 1.044015991473933e+002 | 5.6407e-06 |  | 1.044015991473933e+002 | 4.8864e-06 |  | 104.474 | 4.0343e-06 | 17.2686 | 4.0343e-06
1.044739899073155e+002 | 2.3352e-07 | 104.474 | 1.044739899073155e+002 | 2.8275e-06 |  | 1.044739899073155e+002 | 5.6407e-06 |  | 1.044739899073155e+002 | 4.8864e-06 |  | 104.5464 | 4.0343e-06 | 17.2763 | 4.0343e-06
1.045464308620830e+002 | 2.3341e-07 | 104.5464 | 1.045464308620830e+002 | 2.8275e-06 |  | 1.045464308620830e+002 | 5.6407e-06 |  | 1.045464308620830e+002 | 4.8864e-06 |  | 104.6189 | 4.0343e-06 | 17.2839 | 4.0343e-06
1.046189220465003e+002 | 2.3331e-07 | 104.6189 | 1.046189220465003e+002 | 2.8275e-06 |  | 1.046189220465003e+002 | 5.6407e-06 |  | 1.046189220465003e+002 | 4.8864e-06 |  | 104.6915 | 4.0342e-06 | 17.2915 | 4.0342e-06
1.046914634953960e+002 | 2.332e-07 | 104.6915 | 1.046914634953960e+002 | 2.8275e-06 |  | 1.046914634953960e+002 | 5.6407e-06 |  | 1.046914634953960e+002 | 4.8864e-06 |  | 104.7641 | 4.0342e-06 | 17.2992 | 4.0342e-06
1.047640552436230e+002 | 2.331e-07 | 104.7641 | 1.047640552436230e+002 | 2.8275e-06 |  | 1.047640552436230e+002 | 5.6407e-06 |  | 1.047640552436230e+002 | 4.8864e-06 |  | 104.8367 | 4.0342e-06 | 17.3068 | 4.0342e-06
1.048366973260580e+002 | 2.3299e-07 | 104.8367 | 1.048366973260580e+002 | 2.8275e-06 |  | 1.048366973260580e+002 | 5.6407e-06 |  | 1.048366973260580e+002 | 4.8864e-06 |  | 104.9094 | 4.0342e-06 | 17.3145 | 4.0342e-06
1.049093897776022e+002 | 2.3289e-07 | 104.9094 | 1.049093897776022e+002 | 2.8274e-06 |  | 1.049093897776022e+002 | 5.6407e-06 |  | 1.049093897776022e+002 | 4.8864e-06 |  | 104.9821 | 4.0341e-06 | 17.3221 | 4.0341e-06
1.049821326331810e+002 | 2.3279e-07 | 104.9821 | 1.049821326331810e+002 | 2.8274e-06 |  | 1.049821326331810e+002 | 5.6407e-06 |  | 1.049821326331810e+002 | 4.8864e-06 |  | 105.0549 | 4.0341e-06 | 17.3297 | 4.0341e-06
1.050549259277438e+002 | 2.3268e-07 | 105.0549 | 1.050549259277438e+002 | 2.8274e-06 |  | 1.050549259277438e+002 | 5.6407e-06 |  | 1.050549259277438e+002 | 4.8864e-06 |  | 105.1278 | 4.0341e-06 | 17.3374 | 4.0341e-06
1.051277696962645e+002 | 2.3258e-07 | 105.1278 | 1.051277696962645e+002 | 2.8274e-06 |  | 1.051277696962645e+002 | 5.6407e-06 |  | 1.051277696962645e+002 | 4.8864e-06 |  | 105.2007 | 4.0341e-06 | 17.345 | 4.0341e-06
1.052006639737409e+002 | 2.3248e-07 | 105.2007 | 1.052006639737409e+002 | 2.8274e-06 |  | 1.052006639737409e+002 | 5.6407e-06 |  | 1.052006639737409e+002 | 4.8863e-06 |  | 105.2736 | 4.0341e-06 | 17.3526 | 4.0341e-06
1.052736087951955e+002 | 2.3237e-07 | 105.2736 | 1.052736087951955e+002 | 2.8274e-06 |  | 1.052736087951955e+002 | 5.6407e-06 |  | 1.052736087951955e+002 | 4.8863e-06 |  | 105.3466 | 4.034e-06 | 17.3602 | 4.034e-06
1.053466041956747e+002 | 2.3227e-07 | 105.3466 | 1.053466041956747e+002 | 2.8274e-06 |  | 1.053466041956747e+002 | 5.6407e-06 |  | 1.053466041956747e+002 | 4.8863e-06 |  | 105.4197 | 4.034e-06 | 17.3678 | 4.034e-06
1.054196502102494e+002 | 2.3217e-07 | 105.4197 | 1.054196502102494e+002 | 2.8274e-06 |  | 1.054196502102494e+002 | 5.6407e-06 |  | 1.054196502102494e+002 | 4.8863e-06 |  | 105.4927 | 4.034e-06 | 17.3755 | 4.034e-06
1.054927468740148e+002 | 2.3206e-07 | 105.4927 | 1.054927468740148e+002 | 2.8274e-06 |  | 1.054927468740148e+002 | 5.6407e-06 |  | 1.054927468740148e+002 | 4.8863e-06 |  | 105.5659 | 4.034e-06 | 17.3831 | 4.034e-06
1.055658942220905e+002 | 2.3196e-07 | 105.5659 | 1.055658942220905e+002 | 2.8274e-06 |  | 1.055658942220905e+002 | 5.6407e-06 |  | 1.055658942220905e+002 | 4.8863e-06 |  | 105.6391 | 4.0339e-06 | 17.3907 | 4.0339e-06
1.056390922896202e+002 | 2.3186e-07 | 105.6391 | 1.056390922896202e+002 | 2.8274e-06 |  | 1.056390922896202e+002 | 5.6407e-06 |  | 1.056390922896202e+002 | 4.8863e-06 |  | 105.7123 | 4.0339e-06 | 17.3983 | 4.0339e-06
1.057123411117722e+002 | 2.3175e-07 | 105.7123 | 1.057123411117722e+002 | 2.8274e-06 |  | 1.057123411117722e+002 | 5.6407e-06 |  | 1.057123411117722e+002 | 4.8863e-06 |  | 105.7856 | 4.0339e-06 | 17.4059 | 4.0339e-06
1.057856407237392e+002 | 2.3165e-07 | 105.7856 | 1.057856407237392e+002 | 2.8274e-06 |  | 1.057856407237392e+002 | 5.6407e-06 |  | 1.057856407237392e+002 | 4.8863e-06 |  | 105.859 | 4.0339e-06 | 17.4135 | 4.0339e-06
1.058589911607380e+002 | 2.3155e-07 | 105.859 | 1.058589911607380e+002 | 2.8274e-06 |  | 1.058589911607380e+002 | 5.6407e-06 |  | 1.058589911607380e+002 | 4.8863e-06 |  | 105.9324 | 4.0338e-06 | 17.4211 | 4.0338e-06
1.059323924580103e+002 | 2.3145e-07 | 105.9324 | 1.059323924580103e+002 | 2.8273e-06 |  | 1.059323924580103e+002 | 5.6407e-06 |  | 1.059323924580103e+002 | 4.8863e-06 |  | 106.0058 | 4.0338e-06 | 17.4287 | 4.0338e-06
1.060058446508219e+002 | 2.3134e-07 | 106.0058 | 1.060058446508219e+002 | 2.8273e-06 |  | 1.060058446508219e+002 | 5.6407e-06 |  | 1.060058446508219e+002 | 4.8863e-06 |  | 106.0793 | 4.0338e-06 | 17.4363 | 4.0338e-06
1.060793477744631e+002 | 2.3124e-07 | 106.0793 | 1.060793477744631e+002 | 2.8273e-06 |  | 1.060793477744631e+002 | 5.6407e-06 |  | 1.060793477744631e+002 | 4.8863e-06 |  | 106.1529 | 4.0338e-06 | 17.4439 | 4.0338e-06
1.061529018642486e+002 | 2.3114e-07 | 106.1529 | 1.061529018642486e+002 | 2.8273e-06 |  | 1.061529018642486e+002 | 5.6407e-06 |  | 1.061529018642486e+002 | 4.8863e-06 |  | 106.2265 | 4.0337e-06 | 17.4515 | 4.0337e-06
1.062265069555178e+002 | 2.3104e-07 | 106.2265 | 1.062265069555178e+002 | 2.8273e-06 |  | 1.062265069555178e+002 | 5.6407e-06 |  | 1.062265069555178e+002 | 4.8863e-06 |  | 106.3002 | 4.0337e-06 | 17.4591 | 4.0337e-06
1.063001630836345e+002 | 2.3094e-07 | 106.3002 | 1.063001630836345e+002 | 2.8273e-06 |  | 1.063001630836345e+002 | 5.6407e-06 |  | 1.063001630836345e+002 | 4.8863e-06 |  | 106.3739 | 4.0337e-06 | 17.4667 | 4.0337e-06
1.063738702839870e+002 | 2.3084e-07 | 106.3739 | 1.063738702839870e+002 | 2.8273e-06 |  | 1.063738702839870e+002 | 5.6407e-06 |  | 1.063738702839870e+002 | 4.8863e-06 |  | 106.4476 | 4.0337e-06 | 17.4743 | 4.0337e-06
1.064476285919881e+002 | 2.3073e-07 | 106.4476 | 1.064476285919881e+002 | 2.8273e-06 |  | 1.064476285919881e+002 | 5.6407e-06 |  | 1.064476285919881e+002 | 4.8863e-06 |  | 106.5214 | 4.0337e-06 | 17.4818 | 4.0337e-06
1.065214380430752e+002 | 2.3063e-07 | 106.5214 | 1.065214380430752e+002 | 2.8273e-06 |  | 1.065214380430752e+002 | 5.6407e-06 |  | 1.065214380430752e+002 | 4.8863e-06 |  | 106.5953 | 4.0336e-06 | 17.4894 | 4.0336e-06
1.065952986727103e+002 | 2.3053e-07 | 106.5953 | 1.065952986727103e+002 | 2.8273e-06 |  | 1.065952986727103e+002 | 5.6407e-06 |  | 1.065952986727103e+002 | 4.8863e-06 |  | 106.6692 | 4.0336e-06 | 17.497 | 4.0336e-06
1.066692105163800e+002 | 2.3043e-07 | 106.6692 | 1.066692105163800e+002 | 2.8273e-06 |  | 1.066692105163800e+002 | 5.6407e-06 |  | 1.066692105163800e+002 | 4.8863e-06 |  | 106.7432 | 4.0336e-06 | 17.5046 | 4.0336e-06
1.067431736095954e+002 | 2.3033e-07 | 106.7432 | 1.067431736095954e+002 | 2.8273e-06 |  | 1.067431736095954e+002 | 5.6407e-06 |  | 1.067431736095954e+002 | 4.8863e-06 |  | 106.8172 | 4.0336e-06 | 17.5121 | 4.0336e-06
1.068171879878924e+002 | 2.3023e-07 | 106.8172 | 1.068171879878924e+002 | 2.8273e-06 |  | 1.068171879878924e+002 | 5.6407e-06 |  | 1.068171879878924e+002 | 4.8863e-06 |  | 106.8913 | 4.0335e-06 | 17.5197 | 4.0335e-06
1.068912536868313e+002 | 2.3013e-07 | 106.8913 | 1.068912536868313e+002 | 2.8273e-06 |  | 1.068912536868313e+002 | 5.6407e-06 |  | 1.068912536868313e+002 | 4.8863e-06 |  | 106.9654 | 4.0335e-06 | 17.5273 | 4.0335e-06
1.069653707419973e+002 | 2.3003e-07 | 106.9654 | 1.069653707419973e+002 | 2.8273e-06 |  | 1.069653707419973e+002 | 5.6407e-06 |  | 1.069653707419973e+002 | 4.8863e-06 |  | 107.0395 | 4.0335e-06 | 17.5348 | 4.0335e-06
1.070395391890001e+002 | 2.2993e-07 | 107.0395 | 1.070395391890001e+002 | 2.8273e-06 |  | 1.070395391890001e+002 | 5.6407e-06 |  | 1.070395391890001e+002 | 4.8863e-06 |  | 107.1138 | 4.0335e-06 | 17.5424 | 4.0335e-06
1.071137590634742e+002 | 2.2983e-07 | 107.1138 | 1.071137590634742e+002 | 2.8272e-06 |  | 1.071137590634742e+002 | 5.6407e-06 |  | 1.071137590634742e+002 | 4.8863e-06 |  | 107.188 | 4.0334e-06 | 17.55 | 4.0334e-06
1.071880304010787e+002 | 2.2973e-07 | 107.188 | 1.071880304010787e+002 | 2.8272e-06 |  | 1.071880304010787e+002 | 5.6407e-06 |  | 1.071880304010787e+002 | 4.8863e-06 |  | 107.2624 | 4.0334e-06 | 17.5575 | 4.0334e-06
1.072623532374975e+002 | 2.2963e-07 | 107.2624 | 1.072623532374975e+002 | 2.8272e-06 |  | 1.072623532374975e+002 | 5.6407e-06 |  | 1.072623532374975e+002 | 4.8863e-06 |  | 107.3367 | 4.0334e-06 | 17.5651 | 4.0334e-06
1.073367276084393e+002 | 2.2953e-07 | 107.3367 | 1.073367276084393e+002 | 2.8272e-06 |  | 1.073367276084393e+002 | 5.6407e-06 |  | 1.073367276084393e+002 | 4.8863e-06 |  | 107.4112 | 4.0334e-06 | 17.5726 | 4.0334e-06
1.074111535496374e+002 | 2.2943e-07 | 107.4112 | 1.074111535496374e+002 | 2.8272e-06 |  | 1.074111535496374e+002 | 5.6407e-06 |  | 1.074111535496374e+002 | 4.8863e-06 |  | 107.4856 | 4.0334e-06 | 17.5802 | 4.0334e-06
1.074856310968500e+002 | 2.2933e-07 | 107.4856 | 1.074856310968500e+002 | 2.8272e-06 |  | 1.074856310968500e+002 | 5.6407e-06 |  | 1.074856310968500e+002 | 4.8863e-06 |  | 107.5602 | 4.0333e-06 | 17.5877 | 4.0333e-06
1.075601602858601e+002 | 2.2923e-07 | 107.5602 | 1.075601602858601e+002 | 2.8272e-06 |  | 1.075601602858601e+002 | 5.6407e-06 |  | 1.075601602858601e+002 | 4.8863e-06 |  | 107.6347 | 4.0333e-06 | 17.5953 | 4.0333e-06
1.076347411524755e+002 | 2.2913e-07 | 107.6347 | 1.076347411524755e+002 | 2.8272e-06 |  | 1.076347411524755e+002 | 5.6407e-06 |  | 1.076347411524755e+002 | 4.8863e-06 |  | 107.7094 | 4.0333e-06 | 17.6028 | 4.0333e-06
1.077093737325288e+002 | 2.2903e-07 | 107.7094 | 1.077093737325288e+002 | 2.8272e-06 |  | 1.077093737325288e+002 | 5.6407e-06 |  | 1.077093737325288e+002 | 4.8863e-06 |  | 107.7841 | 4.0333e-06 | 17.6104 | 4.0333e-06
1.077840580618773e+002 | 2.2893e-07 | 107.7841 | 1.077840580618773e+002 | 2.8272e-06 |  | 1.077840580618773e+002 | 5.6407e-06 |  | 1.077840580618773e+002 | 4.8863e-06 |  | 107.8588 | 4.0332e-06 | 17.6179 | 4.0332e-06
1.078587941764035e+002 | 2.2883e-07 | 107.8588 | 1.078587941764035e+002 | 2.8272e-06 |  | 1.078587941764035e+002 | 5.6407e-06 |  | 1.078587941764035e+002 | 4.8863e-06 |  | 107.9336 | 4.0332e-06 | 17.6254 | 4.0332e-06
1.079335821120145e+002 | 2.2873e-07 | 107.9336 | 1.079335821120145e+002 | 2.8272e-06 |  | 1.079335821120145e+002 | 5.6407e-06 |  | 1.079335821120145e+002 | 4.8863e-06 |  | 108.0084 | 4.0332e-06 | 17.633 | 4.0332e-06
1.080084219046423e+002 | 2.2863e-07 | 108.0084 | 1.080084219046423e+002 | 2.8272e-06 |  | 1.080084219046423e+002 | 5.6407e-06 |  | 1.080084219046423e+002 | 4.8863e-06 |  | 108.0833 | 4.0332e-06 | 17.6405 | 4.0332e-06
1.080833135902441e+002 | 2.2853e-07 | 108.0833 | 1.080833135902441e+002 | 2.8272e-06 |  | 1.080833135902441e+002 | 5.6407e-06 |  | 1.080833135902441e+002 | 4.8863e-06 |  | 108.1583 | 4.0331e-06 | 17.648 | 4.0331e-06
1.081582572048018e+002 | 2.2843e-07 | 108.1583 | 1.081582572048018e+002 | 2.8272e-06 |  | 1.081582572048018e+002 | 5.6407e-06 |  | 1.081582572048018e+002 | 4.8863e-06 |  | 108.2333 | 4.0331e-06 | 17.6555 | 4.0331e-06
1.082332527843222e+002 | 2.2834e-07 | 108.2333 | 1.082332527843222e+002 | 2.8272e-06 |  | 1.082332527843222e+002 | 5.6407e-06 |  | 1.082332527843222e+002 | 4.8863e-06 |  | 108.3083 | 4.0331e-06 | 17.6631 | 4.0331e-06
1.083083003648371e+002 | 2.2824e-07 | 108.3083 | 1.083083003648371e+002 | 2.8271e-06 |  | 1.083083003648371e+002 | 5.6407e-06 |  | 1.083083003648371e+002 | 4.8863e-06 |  | 108.3834 | 4.0331e-06 | 17.6706 | 4.0331e-06
1.083833999824035e+002 | 2.2814e-07 | 108.3834 | 1.083833999824035e+002 | 2.8271e-06 |  | 1.083833999824035e+002 | 5.6407e-06 |  | 1.083833999824035e+002 | 4.8863e-06 |  | 108.4586 | 4.0331e-06 | 17.6781 | 4.0331e-06
1.084585516731032e+002 | 2.2804e-07 | 108.4586 | 1.084585516731032e+002 | 2.8271e-06 |  | 1.084585516731032e+002 | 5.6407e-06 |  | 1.084585516731032e+002 | 4.8863e-06 |  | 108.5338 | 4.033e-06 | 17.6856 | 4.033e-06
1.085337554730430e+002 | 2.2794e-07 | 108.5338 | 1.085337554730430e+002 | 2.8271e-06 |  | 1.085337554730430e+002 | 5.6407e-06 |  | 1.085337554730430e+002 | 4.8863e-06 |  | 108.609 | 4.033e-06 | 17.6931 | 4.033e-06
1.086090114183548e+002 | 2.2784e-07 | 108.609 | 1.086090114183548e+002 | 2.8271e-06 |  | 1.086090114183548e+002 | 5.6407e-06 |  | 1.086090114183548e+002 | 4.8863e-06 |  | 108.6843 | 4.033e-06 | 17.7006 | 4.033e-06
1.086843195451955e+002 | 2.2775e-07 | 108.6843 | 1.086843195451955e+002 | 2.8271e-06 |  | 1.086843195451955e+002 | 5.6407e-06 |  | 1.086843195451955e+002 | 4.8863e-06 |  | 108.7597 | 4.033e-06 | 17.7082 | 4.033e-06
1.087596798897473e+002 | 2.2765e-07 | 108.7597 | 1.087596798897473e+002 | 2.8271e-06 |  | 1.087596798897473e+002 | 5.6407e-06 |  | 1.087596798897473e+002 | 4.8863e-06 |  | 108.8351 | 4.0329e-06 | 17.7156 | 4.0329e-06
1.088350924882171e+002 | 2.2755e-07 | 108.8351 | 1.088350924882171e+002 | 2.8271e-06 |  | 1.088350924882171e+002 | 5.6407e-06 |  | 1.088350924882171e+002 | 4.8863e-06 |  | 108.9106 | 4.0329e-06 | 17.7231 | 4.0329e-06
1.089105573768373e+002 | 2.2745e-07 | 108.9106 | 1.089105573768373e+002 | 2.8271e-06 |  | 1.089105573768373e+002 | 5.6407e-06 |  | 1.089105573768373e+002 | 4.8863e-06 |  | 108.9861 | 4.0329e-06 | 17.7307 | 4.0329e-06
1.089860745918650e+002 | 2.2736e-07 | 108.9861 | 1.089860745918650e+002 | 2.8271e-06 |  | 1.089860745918650e+002 | 5.6407e-06 |  | 1.089860745918650e+002 | 4.8863e-06 |  | 109.0616 | 4.0329e-06 | 17.7381 | 4.0329e-06
1.090616441695829e+002 | 2.2726e-07 | 109.0616 | 1.090616441695829e+002 | 2.8271e-06 |  | 1.090616441695829e+002 | 5.6407e-06 |  | 1.090616441695829e+002 | 4.8863e-06 |  | 109.1373 | 4.0328e-06 | 17.7456 | 4.0328e-06
1.091372661462985e+002 | 2.2716e-07 | 109.1373 | 1.091372661462985e+002 | 2.8271e-06 |  | 1.091372661462985e+002 | 5.6407e-06 |  | 1.091372661462985e+002 | 4.8863e-06 |  | 109.2129 | 4.0328e-06 | 17.7531 | 4.0328e-06
1.092129405583447e+002 | 2.2706e-07 | 109.2129 | 1.092129405583447e+002 | 2.8271e-06 |  | 1.092129405583447e+002 | 5.6407e-06 |  | 1.092129405583447e+002 | 4.8863e-06 |  | 109.2887 | 4.0328e-06 | 17.7606 | 4.0328e-06
1.092886674420794e+002 | 2.2697e-07 | 109.2887 | 1.092886674420794e+002 | 2.8271e-06 |  | 1.092886674420794e+002 | 5.6407e-06 |  | 1.092886674420794e+002 | 4.8863e-06 |  | 109.3644 | 4.0328e-06 | 17.7681 | 4.0328e-06
1.093644468338859e+002 | 2.2687e-07 | 109.3644 | 1.093644468338859e+002 | 2.8271e-06 |  | 1.093644468338859e+002 | 5.6407e-06 |  | 1.093644468338859e+002 | 4.8863e-06 |  | 109.4403 | 4.0328e-06 | 17.7756 | 4.0328e-06
1.094402787701726e+002 | 2.2677e-07 | 109.4403 | 1.094402787701726e+002 | 2.8271e-06 |  | 1.094402787701726e+002 | 5.6407e-06 |  | 1.094402787701726e+002 | 4.8863e-06 |  | 109.5162 | 4.0327e-06 | 17.7831 | 4.0327e-06
1.095161632873731e+002 | 2.2668e-07 | 109.5162 | 1.095161632873731e+002 | 2.8271e-06 |  | 1.095161632873731e+002 | 5.6407e-06 |  | 1.095161632873731e+002 | 4.8863e-06 |  | 109.5921 | 4.0327e-06 | 17.7905 | 4.0327e-06
1.095921004219465e+002 | 2.2658e-07 | 109.5921 | 1.095921004219465e+002 | 2.8271e-06 |  | 1.095921004219465e+002 | 5.6407e-06 |  | 1.095921004219465e+002 | 4.8863e-06 |  | 109.6681 | 4.0327e-06 | 17.798 | 4.0327e-06
1.096680902103770e+002 | 2.2648e-07 | 109.6681 | 1.096680902103770e+002 | 2.827e-06 |  | 1.096680902103770e+002 | 5.6407e-06 |  | 1.096680902103770e+002 | 4.8863e-06 |  | 109.7441 | 4.0327e-06 | 17.8055 | 4.0327e-06
1.097441326891740e+002 | 2.2639e-07 | 109.7441 | 1.097441326891740e+002 | 2.827e-06 |  | 1.097441326891740e+002 | 5.6407e-06 |  | 1.097441326891740e+002 | 4.8863e-06 |  | 109.8202 | 4.0326e-06 | 17.813 | 4.0326e-06
1.098202278948725e+002 | 2.2629e-07 | 109.8202 | 1.098202278948725e+002 | 2.827e-06 |  | 1.098202278948725e+002 | 5.6407e-06 |  | 1.098202278948725e+002 | 4.8863e-06 |  | 109.8964 | 4.0326e-06 | 17.8204 | 4.0326e-06
1.098963758640325e+002 | 2.262e-07 | 109.8964 | 1.098963758640325e+002 | 2.827e-06 |  | 1.098963758640325e+002 | 5.6407e-06 |  | 1.098963758640325e+002 | 4.8863e-06 |  | 109.9726 | 4.0326e-06 | 17.8279 | 4.0326e-06
1.099725766332397e+002 | 2.261e-07 | 109.9726 | 1.099725766332397e+002 | 2.827e-06 |  | 1.099725766332397e+002 | 5.6407e-06 |  | 1.099725766332397e+002 | 4.8863e-06 |  | 110.0488 | 4.0326e-06 | 17.8353 | 4.0326e-06
1.100488302391049e+002 | 2.26e-07 | 110.0488 | 1.100488302391049e+002 | 2.827e-06 |  | 1.100488302391049e+002 | 5.6407e-06 |  | 1.100488302391049e+002 | 4.8863e-06 |  | 110.1251 | 4.0326e-06 | 17.8428 | 4.0326e-06
1.101251367182643e+002 | 2.2591e-07 | 110.1251 | 1.101251367182643e+002 | 2.827e-06 |  | 1.101251367182643e+002 | 5.6407e-06 |  | 1.101251367182643e+002 | 4.8863e-06 |  | 110.2015 | 4.0325e-06 | 17.8503 | 4.0325e-06
1.102014961073798e+002 | 2.2581e-07 | 110.2015 | 1.102014961073798e+002 | 2.827e-06 |  | 1.102014961073798e+002 | 5.6407e-06 |  | 1.102014961073798e+002 | 4.8863e-06 |  | 110.2779 | 4.0325e-06 | 17.8577 | 4.0325e-06
1.102779084431382e+002 | 2.2572e-07 | 110.2779 | 1.102779084431382e+002 | 2.827e-06 |  | 1.102779084431382e+002 | 5.6407e-06 |  | 1.102779084431382e+002 | 4.8863e-06 |  | 110.3544 | 4.0325e-06 | 17.8652 | 4.0325e-06
1.103543737622523e+002 | 2.2562e-07 | 110.3544 | 1.103543737622523e+002 | 2.827e-06 |  | 1.103543737622523e+002 | 5.6407e-06 |  | 1.103543737622523e+002 | 4.8863e-06 |  | 110.4309 | 4.0325e-06 | 17.8726 | 4.0325e-06
1.104308921014600e+002 | 2.2553e-07 | 110.4309 | 1.104308921014600e+002 | 2.827e-06 |  | 1.104308921014600e+002 | 5.6407e-06 |  | 1.104308921014600e+002 | 4.8863e-06 |  | 110.5075 | 4.0324e-06 | 17.8801 | 4.0324e-06
1.105074634975248e+002 | 2.2543e-07 | 110.5075 | 1.105074634975248e+002 | 2.827e-06 |  | 1.105074634975248e+002 | 5.6407e-06 |  | 1.105074634975248e+002 | 4.8863e-06 |  | 110.5841 | 4.0324e-06 | 17.8875 | 4.0324e-06
1.105840879872355e+002 | 2.2534e-07 | 110.5841 | 1.105840879872355e+002 | 2.827e-06 |  | 1.105840879872355e+002 | 5.6407e-06 |  | 1.105840879872355e+002 | 4.8863e-06 |  | 110.6608 | 4.0324e-06 | 17.8949 | 4.0324e-06
1.106607656074068e+002 | 2.2524e-07 | 110.6608 | 1.106607656074068e+002 | 2.827e-06 |  | 1.106607656074068e+002 | 5.6407e-06 |  | 1.106607656074068e+002 | 4.8863e-06 |  | 110.7375 | 4.0324e-06 | 17.9024 | 4.0324e-06
1.107374963948786e+002 | 2.2515e-07 | 110.7375 | 1.107374963948786e+002 | 2.827e-06 |  | 1.107374963948786e+002 | 5.6407e-06 |  | 1.107374963948786e+002 | 4.8863e-06 |  | 110.8143 | 4.0324e-06 | 17.9098 | 4.0324e-06
1.108142803865163e+002 | 2.2505e-07 | 110.8143 | 1.108142803865163e+002 | 2.827e-06 |  | 1.108142803865163e+002 | 5.6407e-06 |  | 1.108142803865163e+002 | 4.8863e-06 |  | 110.8911 | 4.0323e-06 | 17.9172 | 4.0323e-06
1.108911176192112e+002 | 2.2496e-07 | 110.8911 | 1.108911176192112e+002 | 2.827e-06 |  | 1.108911176192112e+002 | 5.6407e-06 |  | 1.108911176192112e+002 | 4.8863e-06 |  | 110.968 | 4.0323e-06 | 17.9247 | 4.0323e-06
1.109680081298800e+002 | 2.2486e-07 | 110.968 | 1.109680081298800e+002 | 2.827e-06 |  | 1.109680081298800e+002 | 5.6407e-06 |  | 1.109680081298800e+002 | 4.8863e-06 |  | 111.045 | 4.0323e-06 | 17.9321 | 4.0323e-06
1.110449519554648e+002 | 2.2477e-07 | 111.045 | 1.110449519554648e+002 | 2.827e-06 |  | 1.110449519554648e+002 | 5.6407e-06 |  | 1.110449519554648e+002 | 4.8863e-06 |  | 111.1219 | 4.0323e-06 | 17.9395 | 4.0323e-06
1.111219491329335e+002 | 2.2468e-07 | 111.1219 | 1.111219491329335e+002 | 2.827e-06 |  | 1.111219491329335e+002 | 5.6407e-06 |  | 1.111219491329335e+002 | 4.8863e-06 |  | 111.199 | 4.0322e-06 | 17.9469 | 4.0322e-06
1.111989996992798e+002 | 2.2458e-07 | 111.199 | 1.111989996992798e+002 | 2.827e-06 |  | 1.111989996992798e+002 | 5.6407e-06 |  | 1.111989996992798e+002 | 4.8863e-06 |  | 111.2761 | 4.0322e-06 | 17.9544 | 4.0322e-06
1.112761036915228e+002 | 2.2449e-07 | 111.2761 | 1.112761036915228e+002 | 2.8269e-06 |  | 1.112761036915228e+002 | 5.6407e-06 |  | 1.112761036915228e+002 | 4.8863e-06 |  | 111.3533 | 4.0322e-06 | 17.9618 | 4.0322e-06
1.113532611467074e+002 | 2.2439e-07 | 111.3533 | 1.113532611467074e+002 | 2.8269e-06 |  | 1.113532611467074e+002 | 5.6407e-06 |  | 1.113532611467074e+002 | 4.8863e-06 |  | 111.4305 | 4.0322e-06 | 17.9692 | 4.0322e-06
1.114304721019039e+002 | 2.243e-07 | 111.4305 | 1.114304721019039e+002 | 2.8269e-06 |  | 1.114304721019039e+002 | 5.6407e-06 |  | 1.114304721019039e+002 | 4.8863e-06 |  | 111.5077 | 4.0322e-06 | 17.9766 | 4.0322e-06
1.115077365942088e+002 | 2.2421e-07 | 111.5077 | 1.115077365942088e+002 | 2.8269e-06 |  | 1.115077365942088e+002 | 5.6407e-06 |  | 1.115077365942088e+002 | 4.8863e-06 |  | 111.5851 | 4.0321e-06 | 17.984 | 4.0321e-06
1.115850546607440e+002 | 2.2411e-07 | 111.5851 | 1.115850546607440e+002 | 2.8269e-06 |  | 1.115850546607440e+002 | 5.6407e-06 |  | 1.115850546607440e+002 | 4.8863e-06 |  | 111.6624 | 4.0321e-06 | 17.9914 | 4.0321e-06
1.116624263386571e+002 | 2.2402e-07 | 111.6624 | 1.116624263386571e+002 | 2.8269e-06 |  | 1.116624263386571e+002 | 5.6407e-06 |  | 1.116624263386571e+002 | 4.8863e-06 |  | 111.7399 | 4.0321e-06 | 17.9988 | 4.0321e-06
1.117398516651217e+002 | 2.2393e-07 | 111.7399 | 1.117398516651217e+002 | 2.8269e-06 |  | 1.117398516651217e+002 | 5.6407e-06 |  | 1.117398516651217e+002 | 4.8863e-06 |  | 111.8173 | 4.0321e-06 | 18.0062 | 4.0321e-06
1.118173306773369e+002 | 2.2383e-07 | 111.8173 | 1.118173306773369e+002 | 2.8269e-06 |  | 1.118173306773369e+002 | 5.6407e-06 |  | 1.118173306773369e+002 | 4.8863e-06 |  | 111.8949 | 4.032e-06 | 18.0136 | 4.032e-06
1.118948634125278e+002 | 2.2374e-07 | 111.8949 | 1.118948634125278e+002 | 2.8269e-06 |  | 1.118948634125278e+002 | 5.6407e-06 |  | 1.118948634125278e+002 | 4.8863e-06 |  | 111.9724 | 4.032e-06 | 18.021 | 4.032e-06
1.119724499079452e+002 | 2.2365e-07 | 111.9724 | 1.119724499079452e+002 | 2.8269e-06 |  | 1.119724499079452e+002 | 5.6407e-06 |  | 1.119724499079452e+002 | 4.8863e-06 |  | 112.0501 | 4.032e-06 | 18.0284 | 4.032e-06
1.120500902008658e+002 | 2.2355e-07 | 112.0501 | 1.120500902008658e+002 | 2.8269e-06 |  | 1.120500902008658e+002 | 5.6407e-06 |  | 1.120500902008658e+002 | 4.8863e-06 |  | 112.1278 | 4.032e-06 | 18.0358 | 4.032e-06
1.121277843285922e+002 | 2.2346e-07 | 112.1278 | 1.121277843285922e+002 | 2.8269e-06 |  | 1.121277843285922e+002 | 5.6407e-06 |  | 1.121277843285922e+002 | 4.8863e-06 |  | 112.2055 | 4.032e-06 | 18.0431 | 4.032e-06
1.122055323284526e+002 | 2.2337e-07 | 112.2055 | 1.122055323284526e+002 | 2.8269e-06 |  | 1.122055323284526e+002 | 5.6407e-06 |  | 1.122055323284526e+002 | 4.8863e-06 |  | 112.2833 | 4.0319e-06 | 18.0505 | 4.0319e-06
1.122833342378013e+002 | 2.2328e-07 | 112.2833 | 1.122833342378013e+002 | 2.8269e-06 |  | 1.122833342378013e+002 | 5.6407e-06 |  | 1.122833342378013e+002 | 4.8863e-06 |  | 112.3612 | 4.0319e-06 | 18.0579 | 4.0319e-06
1.123611900940185e+002 | 2.2318e-07 | 112.3612 | 1.123611900940185e+002 | 2.8269e-06 |  | 1.123611900940185e+002 | 5.6407e-06 |  | 1.123611900940185e+002 | 4.8863e-06 |  | 112.4391 | 4.0319e-06 | 18.0653 | 4.0319e-06
1.124390999345104e+002 | 2.2309e-07 | 112.4391 | 1.124390999345104e+002 | 2.8269e-06 |  | 1.124390999345104e+002 | 5.6407e-06 |  | 1.124390999345104e+002 | 4.8863e-06 |  | 112.5171 | 4.0319e-06 | 18.0726 | 4.0319e-06
1.125170637967088e+002 | 2.23e-07 | 112.5171 | 1.125170637967088e+002 | 2.8269e-06 |  | 1.125170637967088e+002 | 5.6408e-06 |  | 1.125170637967088e+002 | 4.8863e-06 |  | 112.5951 | 4.0318e-06 | 18.08 | 4.0318e-06
1.125950817180718e+002 | 2.2291e-07 | 112.5951 | 1.125950817180718e+002 | 2.8269e-06 |  | 1.125950817180718e+002 | 5.6408e-06 |  | 1.125950817180718e+002 | 4.8863e-06 |  | 112.6732 | 4.0318e-06 | 18.0874 | 4.0318e-06
1.126731537360834e+002 | 2.2282e-07 | 112.6732 | 1.126731537360834e+002 | 2.8269e-06 |  | 1.126731537360834e+002 | 5.6408e-06 |  | 1.126731537360834e+002 | 4.8863e-06 |  | 112.7513 | 4.0318e-06 | 18.0947 | 4.0318e-06
1.127512798882534e+002 | 2.2272e-07 | 112.7513 | 1.127512798882534e+002 | 2.8269e-06 |  | 1.127512798882534e+002 | 5.6408e-06 |  | 1.127512798882534e+002 | 4.8863e-06 |  | 112.8295 | 4.0318e-06 | 18.1021 | 4.0318e-06
1.128294602121178e+002 | 2.2263e-07 | 112.8295 | 1.128294602121178e+002 | 2.8269e-06 |  | 1.128294602121178e+002 | 5.6408e-06 |  | 1.128294602121178e+002 | 4.8863e-06 |  | 112.9077 | 4.0318e-06 | 18.1095 | 4.0318e-06
1.129076947452386e+002 | 2.2254e-07 | 112.9077 | 1.129076947452386e+002 | 2.8269e-06 |  | 1.129076947452386e+002 | 5.6408e-06 |  | 1.129076947452386e+002 | 4.8863e-06 |  | 112.986 | 4.0317e-06 | 18.1168 | 4.0317e-06
1.129859835252039e+002 | 2.2245e-07 | 112.986 | 1.129859835252039e+002 | 2.8268e-06 |  | 1.129859835252039e+002 | 5.6408e-06 |  | 1.129859835252039e+002 | 4.8863e-06 |  | 113.0643 | 4.0317e-06 | 18.1242 | 4.0317e-06
1.130643265896276e+002 | 2.2236e-07 | 113.0643 | 1.130643265896276e+002 | 2.8268e-06 |  | 1.130643265896276e+002 | 5.6408e-06 |  | 1.130643265896276e+002 | 4.8863e-06 |  | 113.1427 | 4.0317e-06 | 18.1315 | 4.0317e-06
1.131427239761500e+002 | 2.2227e-07 | 113.1427 | 1.131427239761500e+002 | 2.8268e-06 |  | 1.131427239761500e+002 | 5.6408e-06 |  | 1.131427239761500e+002 | 4.8863e-06 |  | 113.2212 | 4.0317e-06 | 18.1389 | 4.0317e-06
1.132211757224373e+002 | 2.2218e-07 | 113.2212 | 1.132211757224373e+002 | 2.8268e-06 |  | 1.132211757224373e+002 | 5.6408e-06 |  | 1.132211757224373e+002 | 4.8863e-06 |  | 113.2997 | 4.0316e-06 | 18.1462 | 4.0316e-06
1.132996818661818e+002 | 2.2208e-07 | 113.2997 | 1.132996818661818e+002 | 2.8268e-06 |  | 1.132996818661818e+002 | 5.6408e-06 |  | 1.132996818661818e+002 | 4.8863e-06 |  | 113.3782 | 4.0316e-06 | 18.1535 | 4.0316e-06
1.133782424451022e+002 | 2.2199e-07 | 113.3782 | 1.133782424451022e+002 | 2.8268e-06 |  | 1.133782424451022e+002 | 5.6408e-06 |  | 1.133782424451022e+002 | 4.8863e-06 |  | 113.4569 | 4.0316e-06 | 18.1609 | 4.0316e-06
1.134568574969431e+002 | 2.219e-07 | 113.4569 | 1.134568574969431e+002 | 2.8268e-06 |  | 1.134568574969431e+002 | 5.6408e-06 |  | 1.134568574969431e+002 | 4.8863e-06 |  | 113.5355 | 4.0316e-06 | 18.1682 | 4.0316e-06
1.135355270594752e+002 | 2.2181e-07 | 113.5355 | 1.135355270594752e+002 | 2.8268e-06 |  | 1.135355270594752e+002 | 5.6408e-06 |  | 1.135355270594752e+002 | 4.8863e-06 |  | 113.6143 | 4.0316e-06 | 18.1756 | 4.0316e-06
1.136142511704958e+002 | 2.2172e-07 | 113.6143 | 1.136142511704958e+002 | 2.8268e-06 |  | 1.136142511704958e+002 | 5.6408e-06 |  | 1.136142511704958e+002 | 4.8863e-06 |  | 113.693 | 4.0315e-06 | 18.1829 | 4.0315e-06
1.136930298678279e+002 | 2.2163e-07 | 113.693 | 1.136930298678279e+002 | 2.8268e-06 |  | 1.136930298678279e+002 | 5.6408e-06 |  | 1.136930298678279e+002 | 4.8863e-06 |  | 113.7719 | 4.0315e-06 | 18.1902 | 4.0315e-06
1.137718631893210e+002 | 2.2154e-07 | 113.7719 | 1.137718631893210e+002 | 2.8268e-06 |  | 1.137718631893210e+002 | 5.6408e-06 |  | 1.137718631893210e+002 | 4.8863e-06 |  | 113.8508 | 4.0315e-06 | 18.1975 | 4.0315e-06
1.138507511728510e+002 | 2.2145e-07 | 113.8508 | 1.138507511728510e+002 | 2.8268e-06 |  | 1.138507511728510e+002 | 5.6408e-06 |  | 1.138507511728510e+002 | 4.8863e-06 |  | 113.9297 | 4.0315e-06 | 18.2048 | 4.0315e-06
1.139296938563196e+002 | 2.2136e-07 | 113.9297 | 1.139296938563196e+002 | 2.8268e-06 |  | 1.139296938563196e+002 | 5.6408e-06 |  | 1.139296938563196e+002 | 4.8863e-06 |  | 114.0087 | 4.0315e-06 | 18.2122 | 4.0315e-06
1.140086912776552e+002 | 2.2127e-07 | 114.0087 | 1.140086912776552e+002 | 2.8268e-06 |  | 1.140086912776552e+002 | 5.6408e-06 |  | 1.140086912776552e+002 | 4.8863e-06 |  | 114.0877 | 4.0314e-06 | 18.2195 | 4.0314e-06
1.140877434748124e+002 | 2.2118e-07 | 114.0877 | 1.140877434748124e+002 | 2.8268e-06 |  | 1.140877434748124e+002 | 5.6408e-06 |  | 1.140877434748124e+002 | 4.8863e-06 |  | 114.1669 | 4.0314e-06 | 18.2268 | 4.0314e-06
1.141668504857719e+002 | 2.2109e-07 | 114.1669 | 1.141668504857719e+002 | 2.8268e-06 |  | 1.141668504857719e+002 | 5.6408e-06 |  | 1.141668504857719e+002 | 4.8863e-06 |  | 114.246 | 4.0314e-06 | 18.2341 | 4.0314e-06
1.142460123485411e+002 | 2.21e-07 | 114.246 | 1.142460123485411e+002 | 2.8268e-06 |  | 1.142460123485411e+002 | 5.6408e-06 |  | 1.142460123485411e+002 | 4.8863e-06 |  | 114.3252 | 4.0314e-06 | 18.2414 | 4.0314e-06
1.143252291011534e+002 | 2.2091e-07 | 114.3252 | 1.143252291011534e+002 | 2.8268e-06 |  | 1.143252291011534e+002 | 5.6408e-06 |  | 1.143252291011534e+002 | 4.8863e-06 |  | 114.4045 | 4.0313e-06 | 18.2487 | 4.0313e-06
1.144045007816688e+002 | 2.2082e-07 | 114.4045 | 1.144045007816688e+002 | 2.8268e-06 |  | 1.144045007816688e+002 | 5.6408e-06 |  | 1.144045007816688e+002 | 4.8863e-06 |  | 114.4838 | 4.0313e-06 | 18.256 | 4.0313e-06
1.144838274281736e+002 | 2.2073e-07 | 114.4838 | 1.144838274281736e+002 | 2.8268e-06 |  | 1.144838274281736e+002 | 5.6408e-06 |  | 1.144838274281736e+002 | 4.8863e-06 |  | 114.5632 | 4.0313e-06 | 18.2633 | 4.0313e-06
1.145632090787805e+002 | 2.2064e-07 | 114.5632 | 1.145632090787805e+002 | 2.8268e-06 |  | 1.145632090787805e+002 | 5.6408e-06 |  | 1.145632090787805e+002 | 4.8863e-06 |  | 114.6426 | 4.0313e-06 | 18.2706 | 4.0313e-06
1.146426457716288e+002 | 2.2055e-07 | 114.6426 | 1.146426457716288e+002 | 2.8268e-06 |  | 1.146426457716288e+002 | 5.6408e-06 |  | 1.146426457716288e+002 | 4.8863e-06 |  | 114.7221 | 4.0313e-06 | 18.2779 | 4.0313e-06
1.147221375448839e+002 | 2.2046e-07 | 114.7221 | 1.147221375448839e+002 | 2.8268e-06 |  | 1.147221375448839e+002 | 5.6408e-06 |  | 1.147221375448839e+002 | 4.8863e-06 |  | 114.8017 | 4.0312e-06 | 18.2852 | 4.0312e-06
1.148016844367379e+002 | 2.2038e-07 | 114.8017 | 1.148016844367379e+002 | 2.8268e-06 |  | 1.148016844367379e+002 | 5.6408e-06 |  | 1.148016844367379e+002 | 4.8863e-06 |  | 114.8813 | 4.0312e-06 | 18.2924 | 4.0312e-06
1.148812864854095e+002 | 2.2029e-07 | 114.8813 | 1.148812864854095e+002 | 2.8268e-06 |  | 1.148812864854095e+002 | 5.6408e-06 |  | 1.148812864854095e+002 | 4.8863e-06 |  | 114.9609 | 4.0312e-06 | 18.2997 | 4.0312e-06
1.149609437291436e+002 | 2.202e-07 | 114.9609 | 1.149609437291436e+002 | 2.8268e-06 |  | 1.149609437291436e+002 | 5.6408e-06 |  | 1.149609437291436e+002 | 4.8863e-06 |  | 115.0407 | 4.0312e-06 | 18.307 | 4.0312e-06
1.150406562062119e+002 | 2.2011e-07 | 115.0407 | 1.150406562062119e+002 | 2.8268e-06 |  | 1.150406562062119e+002 | 5.6408e-06 |  | 1.150406562062119e+002 | 4.8863e-06 |  | 115.1204 | 4.0312e-06 | 18.3143 | 4.0312e-06
1.151204239549123e+002 | 2.2002e-07 | 115.1204 | 1.151204239549123e+002 | 2.8267e-06 |  | 1.151204239549123e+002 | 5.6409e-06 |  | 1.151204239549123e+002 | 4.8863e-06 |  | 115.2002 | 4.0311e-06 | 18.3216 | 4.0311e-06
1.152002470135696e+002 | 2.1993e-07 | 115.2002 | 1.152002470135696e+002 | 2.8267e-06 |  | 1.152002470135696e+002 | 5.6409e-06 |  | 1.152002470135696e+002 | 4.8863e-06 |  | 115.2801 | 4.0311e-06 | 18.3288 | 4.0311e-06
1.152801254205350e+002 | 2.1984e-07 | 115.2801 | 1.152801254205350e+002 | 2.8267e-06 |  | 1.152801254205350e+002 | 5.6409e-06 |  | 1.152801254205350e+002 | 4.8863e-06 |  | 115.3601 | 4.0311e-06 | 18.3361 | 4.0311e-06
1.153600592141863e+002 | 2.1976e-07 | 115.3601 | 1.153600592141863e+002 | 2.8267e-06 |  | 1.153600592141863e+002 | 5.6409e-06 |  | 1.153600592141863e+002 | 4.8863e-06 |  | 115.44 | 4.0311e-06 | 18.3434 | 4.0311e-06
1.154400484329280e+002 | 2.1967e-07 | 115.44 | 1.154400484329280e+002 | 2.8267e-06 |  | 1.154400484329280e+002 | 5.6409e-06 |  | 1.154400484329280e+002 | 4.8863e-06 |  | 115.5201 | 4.031e-06 | 18.3506 | 4.031e-06
1.155200931151911e+002 | 2.1958e-07 | 115.5201 | 1.155200931151911e+002 | 2.8267e-06 |  | 1.155200931151911e+002 | 5.6409e-06 |  | 1.155200931151911e+002 | 4.8863e-06 |  | 115.6002 | 4.031e-06 | 18.3579 | 4.031e-06
1.156001932994333e+002 | 2.1949e-07 | 115.6002 | 1.156001932994333e+002 | 2.8267e-06 |  | 1.156001932994333e+002 | 5.6409e-06 |  | 1.156001932994333e+002 | 4.8864e-06 |  | 115.6803 | 4.031e-06 | 18.3651 | 4.031e-06
1.156803490241390e+002 | 2.194e-07 | 115.6803 | 1.156803490241390e+002 | 2.8267e-06 |  | 1.156803490241390e+002 | 5.6409e-06 |  | 1.156803490241390e+002 | 4.8864e-06 |  | 115.7606 | 4.031e-06 | 18.3724 | 4.031e-06
1.157605603278193e+002 | 2.1932e-07 | 115.7606 | 1.157605603278193e+002 | 2.8267e-06 |  | 1.157605603278193e+002 | 5.6409e-06 |  | 1.157605603278193e+002 | 4.8864e-06 |  | 115.8408 | 4.031e-06 | 18.3796 | 4.031e-06
1.158408272490120e+002 | 2.1923e-07 | 115.8408 | 1.158408272490120e+002 | 2.8267e-06 |  | 1.158408272490120e+002 | 5.6409e-06 |  | 1.158408272490120e+002 | 4.8864e-06 |  | 115.9211 | 4.0309e-06 | 18.3869 | 4.0309e-06
1.159211498262814e+002 | 2.1914e-07 | 115.9211 | 1.159211498262814e+002 | 2.8267e-06 |  | 1.159211498262814e+002 | 5.6409e-06 |  | 1.159211498262814e+002 | 4.8864e-06 |  | 116.0015 | 4.0309e-06 | 18.3941 | 4.0309e-06
1.160015280982189e+002 | 2.1905e-07 | 116.0015 | 1.160015280982189e+002 | 2.8267e-06 |  | 1.160015280982189e+002 | 5.6409e-06 |  | 1.160015280982189e+002 | 4.8864e-06 |  | 116.082 | 4.0309e-06 | 18.4013 | 4.0309e-06
1.160819621034424e+002 | 2.1897e-07 | 116.082 | 1.160819621034424e+002 | 2.8267e-06 |  | 1.160819621034424e+002 | 5.6409e-06 |  | 1.160819621034424e+002 | 4.8864e-06 |  | 116.1625 | 4.0309e-06 | 18.4086 | 4.0309e-06
1.161624518805967e+002 | 2.1888e-07 | 116.1625 | 1.161624518805967e+002 | 2.8267e-06 |  | 1.161624518805967e+002 | 5.6409e-06 |  | 1.161624518805967e+002 | 4.8864e-06 |  | 116.243 | 4.0308e-06 | 18.4158 | 4.0309e-06
1.162429974683533e+002 | 2.1879e-07 | 116.243 | 1.162429974683533e+002 | 2.8267e-06 |  | 1.162429974683533e+002 | 5.6409e-06 |  | 1.162429974683533e+002 | 4.8864e-06 |  | 116.3236 | 4.0308e-06 | 18.423 | 4.0308e-06
1.163235989054106e+002 | 2.1871e-07 | 116.3236 | 1.163235989054106e+002 | 2.8267e-06 |  | 1.163235989054106e+002 | 5.6409e-06 |  | 1.163235989054106e+002 | 4.8864e-06 |  | 116.4043 | 4.0308e-06 | 18.4303 | 4.0308e-06
1.164042562304939e+002 | 2.1862e-07 | 116.4043 | 1.164042562304939e+002 | 2.8267e-06 |  | 1.164042562304939e+002 | 5.6409e-06 |  | 1.164042562304939e+002 | 4.8864e-06 |  | 116.485 | 4.0308e-06 | 18.4375 | 4.0308e-06
1.164849694823551e+002 | 2.1853e-07 | 116.485 | 1.164849694823551e+002 | 2.8267e-06 |  | 1.164849694823551e+002 | 5.6409e-06 |  | 1.164849694823551e+002 | 4.8864e-06 |  | 116.5657 | 4.0308e-06 | 18.4447 | 4.0308e-06
1.165657386997733e+002 | 2.1845e-07 | 116.5657 | 1.165657386997733e+002 | 2.8267e-06 |  | 1.165657386997733e+002 | 5.6409e-06 |  | 1.165657386997733e+002 | 4.8864e-06 |  | 116.6466 | 4.0307e-06 | 18.4519 | 4.0307e-06
1.166465639215542e+002 | 2.1836e-07 | 116.6466 | 1.166465639215542e+002 | 2.8267e-06 |  | 1.166465639215542e+002 | 5.6409e-06 |  | 1.166465639215542e+002 | 4.8864e-06 |  | 116.7274 | 4.0307e-06 | 18.4591 | 4.0307e-06
1.167274451865305e+002 | 2.1827e-07 | 116.7274 | 1.167274451865305e+002 | 2.8267e-06 |  | 1.167274451865305e+002 | 5.6409e-06 |  | 1.167274451865305e+002 | 4.8864e-06 |  | 116.8084 | 4.0307e-06 | 18.4663 | 4.0307e-06
1.168083825335619e+002 | 2.1819e-07 | 116.8084 | 1.168083825335619e+002 | 2.8267e-06 |  | 1.168083825335619e+002 | 5.6409e-06 |  | 1.168083825335619e+002 | 4.8864e-06 |  | 116.8894 | 4.0307e-06 | 18.4736 | 4.0307e-06
1.168893760015350e+002 | 2.181e-07 | 116.8894 | 1.168893760015350e+002 | 2.8267e-06 |  | 1.168893760015350e+002 | 5.6409e-06 |  | 1.168893760015350e+002 | 4.8864e-06 |  | 116.9704 | 4.0307e-06 | 18.4808 | 4.0307e-06
1.169704256293633e+002 | 2.1801e-07 | 116.9704 | 1.169704256293633e+002 | 2.8267e-06 |  | 1.169704256293633e+002 | 5.6409e-06 |  | 1.169704256293633e+002 | 4.8864e-06 |  | 117.0515 | 4.0306e-06 | 18.488 | 4.0306e-06
1.170515314559874e+002 | 2.1793e-07 | 117.0515 | 1.170515314559874e+002 | 2.8267e-06 |  | 1.170515314559874e+002 | 5.6409e-06 |  | 1.170515314559874e+002 | 4.8864e-06 |  | 117.1327 | 4.0306e-06 | 18.4952 | 4.0306e-06
1.171326935203749e+002 | 2.1784e-07 | 117.1327 | 1.171326935203749e+002 | 2.8267e-06 |  | 1.171326935203749e+002 | 5.6409e-06 |  | 1.171326935203749e+002 | 4.8864e-06 |  | 117.2139 | 4.0306e-06 | 18.5024 | 4.0306e-06
1.172139118615202e+002 | 2.1776e-07 | 117.2139 | 1.172139118615202e+002 | 2.8267e-06 |  | 1.172139118615202e+002 | 5.641e-06 |  | 1.172139118615202e+002 | 4.8864e-06 |  | 117.2952 | 4.0306e-06 | 18.5095 | 4.0306e-06
1.172951865184450e+002 | 2.1767e-07 | 117.2952 | 1.172951865184450e+002 | 2.8267e-06 |  | 1.172951865184450e+002 | 5.641e-06 |  | 1.172951865184450e+002 | 4.8864e-06 |  | 117.3765 | 4.0306e-06 | 18.5167 | 4.0306e-06
1.173765175301980e+002 | 2.1759e-07 | 117.3765 | 1.173765175301980e+002 | 2.8267e-06 |  | 1.173765175301980e+002 | 5.641e-06 |  | 1.173765175301980e+002 | 4.8864e-06 |  | 117.4579 | 4.0305e-06 | 18.5239 | 4.0305e-06
1.174579049358548e+002 | 2.175e-07 | 117.4579 | 1.174579049358548e+002 | 2.8267e-06 |  | 1.174579049358548e+002 | 5.641e-06 |  | 1.174579049358548e+002 | 4.8864e-06 |  | 117.5393 | 4.0305e-06 | 18.5311 | 4.0305e-06
1.175393487745183e+002 | 2.1741e-07 | 117.5393 | 1.175393487745183e+002 | 2.8267e-06 |  | 1.175393487745183e+002 | 5.641e-06 |  | 1.175393487745183e+002 | 4.8864e-06 |  | 117.6208 | 4.0305e-06 | 18.5383 | 4.0305e-06
1.176208490853184e+002 | 2.1733e-07 | 117.6208 | 1.176208490853184e+002 | 2.8267e-06 |  | 1.176208490853184e+002 | 5.641e-06 |  | 1.176208490853184e+002 | 4.8864e-06 |  | 117.7024 | 4.0305e-06 | 18.5455 | 4.0305e-06
1.177024059074123e+002 | 2.1724e-07 | 117.7024 | 1.177024059074123e+002 | 2.8267e-06 |  | 1.177024059074123e+002 | 5.641e-06 |  | 1.177024059074123e+002 | 4.8864e-06 |  | 117.784 | 4.0304e-06 | 18.5526 | 4.0304e-06
1.177840192799841e+002 | 2.1716e-07 | 117.784 | 1.177840192799841e+002 | 2.8266e-06 |  | 1.177840192799841e+002 | 5.641e-06 |  | 1.177840192799841e+002 | 4.8864e-06 |  | 117.8657 | 4.0304e-06 | 18.5598 | 4.0304e-06
1.178656892422452e+002 | 2.1707e-07 | 117.8657 | 1.178656892422452e+002 | 2.8266e-06 |  | 1.178656892422452e+002 | 5.641e-06 |  | 1.178656892422452e+002 | 4.8864e-06 |  | 117.9474 | 4.0304e-06 | 18.567 | 4.0304e-06
1.179474158334342e+002 | 2.1699e-07 | 117.9474 | 1.179474158334342e+002 | 2.8266e-06 |  | 1.179474158334342e+002 | 5.641e-06 |  | 1.179474158334342e+002 | 4.8864e-06 |  | 118.0292 | 4.0304e-06 | 18.5741 | 4.0304e-06
1.180291990928169e+002 | 2.169e-07 | 118.0292 | 1.180291990928169e+002 | 2.8266e-06 |  | 1.180291990928169e+002 | 5.641e-06 |  | 1.180291990928169e+002 | 4.8864e-06 |  | 118.111 | 4.0304e-06 | 18.5813 | 4.0304e-06
1.181110390596862e+002 | 2.1682e-07 | 118.111 | 1.181110390596862e+002 | 2.8266e-06 |  | 1.181110390596862e+002 | 5.641e-06 |  | 1.181110390596862e+002 | 4.8864e-06 |  | 118.1929 | 4.0303e-06 | 18.5884 | 4.0303e-06
1.181929357733626e+002 | 2.1674e-07 | 118.1929 | 1.181929357733626e+002 | 2.8266e-06 |  | 1.181929357733626e+002 | 5.641e-06 |  | 1.181929357733626e+002 | 4.8864e-06 |  | 118.2749 | 4.0303e-06 | 18.5956 | 4.0303e-06
1.182748892731935e+002 | 2.1665e-07 | 118.2749 | 1.182748892731935e+002 | 2.8266e-06 |  | 1.182748892731935e+002 | 5.641e-06 |  | 1.182748892731935e+002 | 4.8864e-06 |  | 118.3569 | 4.0303e-06 | 18.6027 | 4.0303e-06
1.183568995985536e+002 | 2.1657e-07 | 118.3569 | 1.183568995985536e+002 | 2.8266e-06 |  | 1.183568995985536e+002 | 5.641e-06 |  | 1.183568995985536e+002 | 4.8864e-06 |  | 118.439 | 4.0303e-06 | 18.6099 | 4.0303e-06
1.184389667888451e+002 | 2.1648e-07 | 118.439 | 1.184389667888451e+002 | 2.8266e-06 |  | 1.184389667888451e+002 | 5.641e-06 |  | 1.184389667888451e+002 | 4.8864e-06 |  | 118.5211 | 4.0303e-06 | 18.617 | 4.0303e-06
1.185210908834975e+002 | 2.164e-07 | 118.5211 | 1.185210908834975e+002 | 2.8266e-06 |  | 1.185210908834975e+002 | 5.641e-06 |  | 1.185210908834975e+002 | 4.8864e-06 |  | 118.6033 | 4.0302e-06 | 18.6242 | 4.0302e-06
1.186032719219675e+002 | 2.1631e-07 | 118.6033 | 1.186032719219675e+002 | 2.8266e-06 |  | 1.186032719219675e+002 | 5.641e-06 |  | 1.186032719219675e+002 | 4.8864e-06 |  | 118.6855 | 4.0302e-06 | 18.6313 | 4.0302e-06
1.186855099437393e+002 | 2.1623e-07 | 118.6855 | 1.186855099437393e+002 | 2.8266e-06 |  | 1.186855099437393e+002 | 5.641e-06 |  | 1.186855099437393e+002 | 4.8865e-06 |  | 118.7678 | 4.0302e-06 | 18.6384 | 4.0302e-06
1.187678049883242e+002 | 2.1615e-07 | 118.7678 | 1.187678049883242e+002 | 2.8266e-06 |  | 1.187678049883242e+002 | 5.641e-06 |  | 1.187678049883242e+002 | 4.8865e-06 |  | 118.8502 | 4.0302e-06 | 18.6456 | 4.0302e-06
1.188501570952614e+002 | 2.1606e-07 | 118.8502 | 1.188501570952614e+002 | 2.8266e-06 |  | 1.188501570952614e+002 | 5.641e-06 |  | 1.188501570952614e+002 | 4.8865e-06 |  | 118.9326 | 4.0302e-06 | 18.6527 | 4.0302e-06
1.189325663041170e+002 | 2.1598e-07 | 118.9326 | 1.189325663041170e+002 | 2.8266e-06 |  | 1.189325663041170e+002 | 5.641e-06 |  | 1.189325663041170e+002 | 4.8865e-06 |  | 119.015 | 4.0301e-06 | 18.6598 | 4.0301e-06
1.190150326544848e+002 | 2.159e-07 | 119.015 | 1.190150326544848e+002 | 2.8266e-06 |  | 1.190150326544848e+002 | 5.641e-06 |  | 1.190150326544848e+002 | 4.8865e-06 |  | 119.0976 | 4.0301e-06 | 18.667 | 4.0301e-06
1.190975561859860e+002 | 2.1581e-07 | 119.0976 | 1.190975561859860e+002 | 2.8266e-06 |  | 1.190975561859860e+002 | 5.6411e-06 |  | 1.190975561859860e+002 | 4.8865e-06 |  | 119.1801 | 4.0301e-06 | 18.6741 | 4.0301e-06
1.191801369382694e+002 | 2.1573e-07 | 119.1801 | 1.191801369382694e+002 | 2.8266e-06 |  | 1.191801369382694e+002 | 5.6411e-06 |  | 1.191801369382694e+002 | 4.8865e-06 |  | 119.2628 | 4.0301e-06 | 18.6812 | 4.0301e-06
1.192627749510110e+002 | 2.1565e-07 | 119.2628 | 1.192627749510110e+002 | 2.8266e-06 |  | 1.192627749510110e+002 | 5.6411e-06 |  | 1.192627749510110e+002 | 4.8865e-06 |  | 119.3455 | 4.0301e-06 | 18.6883 | 4.0301e-06
1.193454702639146e+002 | 2.1556e-07 | 119.3455 | 1.193454702639146e+002 | 2.8266e-06 |  | 1.193454702639146e+002 | 5.6411e-06 |  | 1.193454702639146e+002 | 4.8865e-06 |  | 119.4282 | 4.03e-06 | 18.6954 | 4.03e-06
1.194282229167114e+002 | 2.1548e-07 | 119.4282 | 1.194282229167114e+002 | 2.8266e-06 |  | 1.194282229167114e+002 | 5.6411e-06 |  | 1.194282229167114e+002 | 4.8865e-06 |  | 119.511 | 4.03e-06 | 18.7025 | 4.03e-06
1.195110329491601e+002 | 2.154e-07 | 119.511 | 1.195110329491601e+002 | 2.8266e-06 |  | 1.195110329491601e+002 | 5.6411e-06 |  | 1.195110329491601e+002 | 4.8865e-06 |  | 119.5939 | 4.03e-06 | 18.7096 | 4.03e-06
1.195939004010472e+002 | 2.1531e-07 | 119.5939 | 1.195939004010472e+002 | 2.8266e-06 |  | 1.195939004010472e+002 | 5.6411e-06 |  | 1.195939004010472e+002 | 4.8865e-06 |  | 119.6768 | 4.03e-06 | 18.7167 | 4.03e-06
1.196768253121864e+002 | 2.1523e-07 | 119.6768 | 1.196768253121864e+002 | 2.8266e-06 |  | 1.196768253121864e+002 | 5.6411e-06 |  | 1.196768253121864e+002 | 4.8865e-06 |  | 119.7598 | 4.0299e-06 | 18.7238 | 4.0299e-06
1.197598077224193e+002 | 2.1515e-07 | 119.7598 | 1.197598077224193e+002 | 2.8266e-06 |  | 1.197598077224193e+002 | 5.6411e-06 |  | 1.197598077224193e+002 | 4.8865e-06 |  | 119.8428 | 4.0299e-06 | 18.7309 | 4.0299e-06
1.198428476716151e+002 | 2.1507e-07 | 119.8428 | 1.198428476716151e+002 | 2.8266e-06 |  | 1.198428476716151e+002 | 5.6411e-06 |  | 1.198428476716151e+002 | 4.8865e-06 |  | 119.9259 | 4.0299e-06 | 18.738 | 4.0299e-06
1.199259451996705e+002 | 2.1498e-07 | 119.9259 | 1.199259451996705e+002 | 2.8266e-06 |  | 1.199259451996705e+002 | 5.6411e-06 |  | 1.199259451996705e+002 | 4.8865e-06 |  | 120.0091 | 4.0299e-06 | 18.7451 | 4.0299e-06
1.200091003465101e+002 | 2.149e-07 | 120.0091 | 1.200091003465101e+002 | 2.8266e-06 |  | 1.200091003465101e+002 | 5.6411e-06 |  | 1.200091003465101e+002 | 4.8865e-06 |  | 120.0923 | 4.0299e-06 | 18.7521 | 4.0299e-06
1.200923131520860e+002 | 2.1482e-07 | 120.0923 | 1.200923131520860e+002 | 2.8266e-06 |  | 1.200923131520860e+002 | 5.6411e-06 |  | 1.200923131520860e+002 | 4.8865e-06 |  | 120.1756 | 4.0298e-06 | 18.7592 | 4.0298e-06
1.201755836563779e+002 | 2.1474e-07 | 120.1756 | 1.201755836563779e+002 | 2.8266e-06 |  | 1.201755836563779e+002 | 5.6411e-06 |  | 1.201755836563779e+002 | 4.8865e-06 |  | 120.2589 | 4.0298e-06 | 18.7663 | 4.0298e-06
1.202589118993936e+002 | 2.1466e-07 | 120.2589 | 1.202589118993936e+002 | 2.8266e-06 |  | 1.202589118993936e+002 | 5.6411e-06 |  | 1.202589118993936e+002 | 4.8865e-06 |  | 120.3423 | 4.0298e-06 | 18.7734 | 4.0298e-06
1.203422979211682e+002 | 2.1457e-07 | 120.3423 | 1.203422979211682e+002 | 2.8266e-06 |  | 1.203422979211682e+002 | 5.6411e-06 |  | 1.203422979211682e+002 | 4.8865e-06 |  | 120.4257 | 4.0298e-06 | 18.7804 | 4.0298e-06
1.204257417617649e+002 | 2.1449e-07 | 120.4257 | 1.204257417617649e+002 | 2.8266e-06 |  | 1.204257417617649e+002 | 5.6411e-06 |  | 1.204257417617649e+002 | 4.8865e-06 |  | 120.5092 | 4.0298e-06 | 18.7875 | 4.0298e-06
1.205092434612745e+002 | 2.1441e-07 | 120.5092 | 1.205092434612745e+002 | 2.8266e-06 |  | 1.205092434612745e+002 | 5.6411e-06 |  | 1.205092434612745e+002 | 4.8865e-06 |  | 120.5928 | 4.0297e-06 | 18.7946 | 4.0297e-06
1.205928030598156e+002 | 2.1433e-07 | 120.5928 | 1.205928030598156e+002 | 2.8266e-06 |  | 1.205928030598156e+002 | 5.6411e-06 |  | 1.205928030598156e+002 | 4.8865e-06 |  | 120.6764 | 4.0297e-06 | 18.8016 | 4.0297e-06
1.206764205975347e+002 | 2.1425e-07 | 120.6764 | 1.206764205975347e+002 | 2.8266e-06 |  | 1.206764205975347e+002 | 5.6411e-06 |  | 1.206764205975347e+002 | 4.8865e-06 |  | 120.7601 | 4.0297e-06 | 18.8087 | 4.0297e-06
1.207600961146061e+002 | 2.1417e-07 | 120.7601 | 1.207600961146061e+002 | 2.8266e-06 |  | 1.207600961146061e+002 | 5.6412e-06 |  | 1.207600961146061e+002 | 4.8865e-06 |  | 120.8438 | 4.0297e-06 | 18.8157 | 4.0297e-06
1.208438296512320e+002 | 2.1408e-07 | 120.8438 | 1.208438296512320e+002 | 2.8266e-06 |  | 1.208438296512320e+002 | 5.6412e-06 |  | 1.208438296512320e+002 | 4.8865e-06 |  | 120.9276 | 4.0297e-06 | 18.8228 | 4.0297e-06
1.209276212476425e+002 | 2.14e-07 | 120.9276 | 1.209276212476425e+002 | 2.8266e-06 |  | 1.209276212476425e+002 | 5.6412e-06 |  | 1.209276212476425e+002 | 4.8865e-06 |  | 121.0115 | 4.0296e-06 | 18.8298 | 4.0296e-06
1.210114709440953e+002 | 2.1392e-07 | 121.0115 | 1.210114709440953e+002 | 2.8266e-06 |  | 1.210114709440953e+002 | 5.6412e-06 |  | 1.210114709440953e+002 | 4.8865e-06 |  | 121.0954 | 4.0296e-06 | 18.8369 | 4.0296e-06
1.210953787808763e+002 | 2.1384e-07 | 121.0954 | 1.210953787808763e+002 | 2.8266e-06 |  | 1.210953787808763e+002 | 5.6412e-06 |  | 1.210953787808763e+002 | 4.8865e-06 |  | 121.1793 | 4.0296e-06 | 18.8439 | 4.0296e-06
1.211793447982994e+002 | 2.1376e-07 | 121.1793 | 1.211793447982994e+002 | 2.8266e-06 |  | 1.211793447982994e+002 | 5.6412e-06 |  | 1.211793447982994e+002 | 4.8866e-06 |  | 121.2634 | 4.0296e-06 | 18.8509 | 4.0296e-06
1.212633690367063e+002 | 2.1368e-07 | 121.2634 | 1.212633690367063e+002 | 2.8266e-06 |  | 1.212633690367063e+002 | 5.6412e-06 |  | 1.212633690367063e+002 | 4.8866e-06 |  | 121.3475 | 4.0296e-06 | 18.858 | 4.0296e-06
1.213474515364667e+002 | 2.136e-07 | 121.3475 | 1.213474515364667e+002 | 2.8265e-06 |  | 1.213474515364667e+002 | 5.6412e-06 |  | 1.213474515364667e+002 | 4.8866e-06 |  | 121.4316 | 4.0295e-06 | 18.865 | 4.0295e-06
1.214315923379782e+002 | 2.1352e-07 | 121.4316 | 1.214315923379782e+002 | 2.8265e-06 |  | 1.214315923379782e+002 | 5.6412e-06 |  | 1.214315923379782e+002 | 4.8866e-06 |  | 121.5158 | 4.0295e-06 | 18.872 | 4.0295e-06
1.215157914816665e+002 | 2.1344e-07 | 121.5158 | 1.215157914816665e+002 | 2.8265e-06 |  | 1.215157914816665e+002 | 5.6412e-06 |  | 1.215157914816665e+002 | 4.8866e-06 |  | 121.6 | 4.0295e-06 | 18.8791 | 4.0295e-06
1.216000490079855e+002 | 2.1336e-07 | 121.6 | 1.216000490079855e+002 | 2.8265e-06 |  | 1.216000490079855e+002 | 5.6412e-06 |  | 1.216000490079855e+002 | 4.8866e-06 |  | 121.6844 | 4.0295e-06 | 18.8861 | 4.0295e-06
1.216843649574168e+002 | 2.1328e-07 | 121.6844 | 1.216843649574168e+002 | 2.8265e-06 |  | 1.216843649574168e+002 | 5.6412e-06 |  | 1.216843649574168e+002 | 4.8866e-06 |  | 121.7687 | 4.0295e-06 | 18.8931 | 4.0295e-06
1.217687393704704e+002 | 2.132e-07 | 121.7687 | 1.217687393704704e+002 | 2.8265e-06 |  | 1.217687393704704e+002 | 5.6412e-06 |  | 1.217687393704704e+002 | 4.8866e-06 |  | 121.8532 | 4.0294e-06 | 18.9001 | 4.0294e-06
1.218531722876841e+002 | 2.1312e-07 | 121.8532 | 1.218531722876841e+002 | 2.8265e-06 |  | 1.218531722876841e+002 | 5.6412e-06 |  | 1.218531722876841e+002 | 4.8866e-06 |  | 121.9377 | 4.0294e-06 | 18.9071 | 4.0294e-06
1.219376637496241e+002 | 2.1304e-07 | 121.9377 | 1.219376637496241e+002 | 2.8265e-06 |  | 1.219376637496241e+002 | 5.6412e-06 |  | 1.219376637496241e+002 | 4.8866e-06 |  | 122.0222 | 4.0294e-06 | 18.9141 | 4.0294e-06
1.220222137968844e+002 | 2.1296e-07 | 122.0222 | 1.220222137968844e+002 | 2.8265e-06 |  | 1.220222137968844e+002 | 5.6412e-06 |  | 1.220222137968844e+002 | 4.8866e-06 |  | 122.1068 | 4.0294e-06 | 18.9211 | 4.0294e-06
1.221068224700875e+002 | 2.1288e-07 | 122.1068 | 1.221068224700875e+002 | 2.8265e-06 |  | 1.221068224700875e+002 | 5.6412e-06 |  | 1.221068224700875e+002 | 4.8866e-06 |  | 122.1915 | 4.0294e-06 | 18.9281 | 4.0294e-06
1.221914898098838e+002 | 2.128e-07 | 122.1915 | 1.221914898098838e+002 | 2.8265e-06 |  | 1.221914898098838e+002 | 5.6412e-06 |  | 1.221914898098838e+002 | 4.8866e-06 |  | 122.2762 | 4.0293e-06 | 18.9351 | 4.0293e-06
1.222762158569520e+002 | 2.1272e-07 | 122.2762 | 1.222762158569520e+002 | 2.8265e-06 |  | 1.222762158569520e+002 | 5.6413e-06 |  | 1.222762158569520e+002 | 4.8866e-06 |  | 122.361 | 4.0293e-06 | 18.9421 | 4.0293e-06
1.223610006519991e+002 | 2.1264e-07 | 122.361 | 1.223610006519991e+002 | 2.8265e-06 |  | 1.223610006519991e+002 | 5.6413e-06 |  | 1.223610006519991e+002 | 4.8866e-06 |  | 122.4458 | 4.0293e-06 | 18.9491 | 4.0293e-06
1.224458442357600e+002 | 2.1256e-07 | 122.4458 | 1.224458442357600e+002 | 2.8265e-06 |  | 1.224458442357600e+002 | 5.6413e-06 |  | 1.224458442357600e+002 | 4.8866e-06 |  | 122.5307 | 4.0293e-06 | 18.9561 | 4.0293e-06
1.225307466489982e+002 | 2.1248e-07 | 122.5307 | 1.225307466489982e+002 | 2.8265e-06 |  | 1.225307466489982e+002 | 5.6413e-06 |  | 1.225307466489982e+002 | 4.8866e-06 |  | 122.6157 | 4.0293e-06 | 18.9631 | 4.0293e-06
1.226157079325052e+002 | 2.124e-07 | 122.6157 | 1.226157079325052e+002 | 2.8265e-06 |  | 1.226157079325052e+002 | 5.6413e-06 |  | 1.226157079325052e+002 | 4.8866e-06 |  | 122.7007 | 4.0292e-06 | 18.97 | 4.0292e-06
1.227007281271011e+002 | 2.1232e-07 | 122.7007 | 1.227007281271011e+002 | 2.8265e-06 |  | 1.227007281271011e+002 | 5.6413e-06 |  | 1.227007281271011e+002 | 4.8866e-06 |  | 122.7858 | 4.0292e-06 | 18.977 | 4.0292e-06
1.227858072736339e+002 | 2.1224e-07 | 122.7858 | 1.227858072736339e+002 | 2.8265e-06 |  | 1.227858072736339e+002 | 5.6413e-06 |  | 1.227858072736339e+002 | 4.8866e-06 |  | 122.8709 | 4.0292e-06 | 18.984 | 4.0292e-06
1.228709454129803e+002 | 2.1216e-07 | 122.8709 | 1.228709454129803e+002 | 2.8265e-06 |  | 1.228709454129803e+002 | 5.6413e-06 |  | 1.228709454129803e+002 | 4.8866e-06 |  | 122.9561 | 4.0292e-06 | 18.991 | 4.0292e-06
1.229561425860451e+002 | 2.1208e-07 | 122.9561 | 1.229561425860451e+002 | 2.8265e-06 |  | 1.229561425860451e+002 | 5.6413e-06 |  | 1.229561425860451e+002 | 4.8866e-06 |  | 123.0414 | 4.0292e-06 | 18.9979 | 4.0292e-06
1.230413988337615e+002 | 2.1201e-07 | 123.0414 | 1.230413988337615e+002 | 2.8265e-06 |  | 1.230413988337615e+002 | 5.6413e-06 |  | 1.230413988337615e+002 | 4.8866e-06 |  | 123.1267 | 4.0291e-06 | 19.0049 | 4.0291e-06
1.231267141970912e+002 | 2.1193e-07 | 123.1267 | 1.231267141970912e+002 | 2.8265e-06 |  | 1.231267141970912e+002 | 5.6413e-06 |  | 1.231267141970912e+002 | 4.8866e-06 |  | 123.2121 | 4.0291e-06 | 19.0118 | 4.0291e-06
1.232120887170242e+002 | 2.1185e-07 | 123.2121 | 1.232120887170242e+002 | 2.8265e-06 |  | 1.232120887170242e+002 | 5.6413e-06 |  | 1.232120887170242e+002 | 4.8866e-06 |  | 123.2975 | 4.0291e-06 | 19.0188 | 4.0291e-06
1.232975224345790e+002 | 2.1177e-07 | 123.2975 | 1.232975224345790e+002 | 2.8265e-06 |  | 1.232975224345790e+002 | 5.6413e-06 |  | 1.232975224345790e+002 | 4.8867e-06 |  | 123.383 | 4.0291e-06 | 19.0257 | 4.0291e-06
1.233830153908024e+002 | 2.1169e-07 | 123.383 | 1.233830153908024e+002 | 2.8265e-06 |  | 1.233830153908024e+002 | 5.6413e-06 |  | 1.233830153908024e+002 | 4.8867e-06 |  | 123.4686 | 4.0291e-06 | 19.0327 | 4.0291e-06
1.234685676267698e+002 | 2.1161e-07 | 123.4686 | 1.234685676267698e+002 | 2.8265e-06 |  | 1.234685676267698e+002 | 5.6413e-06 |  | 1.234685676267698e+002 | 4.8867e-06 |  | 123.5542 | 4.029e-06 | 19.0396 | 4.029e-06
1.235541791835850e+002 | 2.1153e-07 | 123.5542 | 1.235541791835850e+002 | 2.8265e-06 |  | 1.235541791835850e+002 | 5.6413e-06 |  | 1.235541791835850e+002 | 4.8867e-06 |  | 123.6399 | 4.029e-06 | 19.0466 | 4.029e-06
1.236398501023803e+002 | 2.1146e-07 | 123.6399 | 1.236398501023803e+002 | 2.8265e-06 |  | 1.236398501023803e+002 | 5.6413e-06 |  | 1.236398501023803e+002 | 4.8867e-06 |  | 123.7256 | 4.029e-06 | 19.0535 | 4.029e-06
1.237255804243166e+002 | 2.1138e-07 | 123.7256 | 1.237255804243166e+002 | 2.8265e-06 |  | 1.237255804243166e+002 | 5.6413e-06 |  | 1.237255804243166e+002 | 4.8867e-06 |  | 123.8114 | 4.029e-06 | 19.0604 | 4.029e-06
1.238113701905834e+002 | 2.113e-07 | 123.8114 | 1.238113701905834e+002 | 2.8265e-06 |  | 1.238113701905834e+002 | 5.6414e-06 |  | 1.238113701905834e+002 | 4.8867e-06 |  | 123.8972 | 4.029e-06 | 19.0674 | 4.029e-06
1.238972194423984e+002 | 2.1122e-07 | 123.8972 | 1.238972194423984e+002 | 2.8265e-06 |  | 1.238972194423984e+002 | 5.6414e-06 |  | 1.238972194423984e+002 | 4.8867e-06 |  | 123.9831 | 4.0289e-06 | 19.0743 | 4.0289e-06
1.239831282210084e+002 | 2.1115e-07 | 123.9831 | 1.239831282210084e+002 | 2.8265e-06 |  | 1.239831282210084e+002 | 5.6414e-06 |  | 1.239831282210084e+002 | 4.8867e-06 |  | 124.0691 | 4.0289e-06 | 19.0812 | 4.0289e-06
1.240690965676884e+002 | 2.1107e-07 | 124.0691 | 1.240690965676884e+002 | 2.8265e-06 |  | 1.240690965676884e+002 | 5.6414e-06 |  | 1.240690965676884e+002 | 4.8867e-06 |  | 124.1551 | 4.0289e-06 | 19.0881 | 4.0289e-06
1.241551245237421e+002 | 2.1099e-07 | 124.1551 | 1.241551245237421e+002 | 2.8265e-06 |  | 1.241551245237421e+002 | 5.6414e-06 |  | 1.241551245237421e+002 | 4.8867e-06 |  | 124.2412 | 4.0289e-06 | 19.095 | 4.0289e-06
1.242412121305020e+002 | 2.1091e-07 | 124.2412 | 1.242412121305020e+002 | 2.8265e-06 |  | 1.242412121305020e+002 | 5.6414e-06 |  | 1.242412121305020e+002 | 4.8867e-06 |  | 124.3274 | 4.0289e-06 | 19.102 | 4.0289e-06
1.243273594293291e+002 | 2.1084e-07 | 124.3274 | 1.243273594293291e+002 | 2.8265e-06 |  | 1.243273594293291e+002 | 5.6414e-06 |  | 1.243273594293291e+002 | 4.8867e-06 |  | 124.4136 | 4.0288e-06 | 19.1089 | 4.0288e-06
1.244135664616132e+002 | 2.1076e-07 | 124.4136 | 1.244135664616132e+002 | 2.8265e-06 |  | 1.244135664616132e+002 | 5.6414e-06 |  | 1.244135664616132e+002 | 4.8867e-06 |  | 124.4998 | 4.0288e-06 | 19.1158 | 4.0288e-06
1.244998332687726e+002 | 2.1068e-07 | 124.4998 | 1.244998332687726e+002 | 2.8265e-06 |  | 1.244998332687726e+002 | 5.6414e-06 |  | 1.244998332687726e+002 | 4.8867e-06 |  | 124.5862 | 4.0288e-06 | 19.1227 | 4.0288e-06
1.245861598922546e+002 | 2.106e-07 | 124.5862 | 1.245861598922546e+002 | 2.8265e-06 |  | 1.245861598922546e+002 | 5.6414e-06 |  | 1.245861598922546e+002 | 4.8867e-06 |  | 124.6725 | 4.0288e-06 | 19.1296 | 4.0288e-06
1.246725463735349e+002 | 2.1053e-07 | 124.6725 | 1.246725463735349e+002 | 2.8265e-06 |  | 1.246725463735349e+002 | 5.6414e-06 |  | 1.246725463735349e+002 | 4.8867e-06 |  | 124.759 | 4.0288e-06 | 19.1365 | 4.0288e-06
1.247589927541183e+002 | 2.1045e-07 | 124.759 | 1.247589927541183e+002 | 2.8265e-06 |  | 1.247589927541183e+002 | 5.6414e-06 |  | 1.247589927541183e+002 | 4.8867e-06 |  | 124.8455 | 4.0287e-06 | 19.1434 | 4.0287e-06
1.248454990755382e+002 | 2.1037e-07 | 124.8455 | 1.248454990755382e+002 | 2.8265e-06 |  | 1.248454990755382e+002 | 5.6414e-06 |  | 1.248454990755382e+002 | 4.8867e-06 |  | 124.9321 | 4.0287e-06 | 19.1502 | 4.0287e-06
1.249320653793568e+002 | 2.103e-07 | 124.9321 | 1.249320653793568e+002 | 2.8265e-06 |  | 1.249320653793568e+002 | 5.6414e-06 |  | 1.249320653793568e+002 | 4.8867e-06 |  | 125.0187 | 4.0287e-06 | 19.1571 | 4.0287e-06
1.250186917071652e+002 | 2.1022e-07 | 125.0187 | 1.250186917071652e+002 | 2.8265e-06 |  | 1.250186917071652e+002 | 5.6414e-06 |  | 1.250186917071652e+002 | 4.8867e-06 |  | 125.1054 | 4.0287e-06 | 19.164 | 4.0287e-06
1.251053781005831e+002 | 2.1014e-07 | 125.1054 | 1.251053781005831e+002 | 2.8265e-06 |  | 1.251053781005831e+002 | 5.6414e-06 |  | 1.251053781005831e+002 | 4.8867e-06 |  | 125.1921 | 4.0287e-06 | 19.1709 | 4.0287e-06
1.251921246012595e+002 | 2.1007e-07 | 125.1921 | 1.251921246012595e+002 | 2.8265e-06 |  | 1.251921246012595e+002 | 5.6414e-06 |  | 1.251921246012595e+002 | 4.8867e-06 |  | 125.2789 | 4.0286e-06 | 19.1778 | 4.0286e-06
1.252789312508719e+002 | 2.0999e-07 | 125.2789 | 1.252789312508719e+002 | 2.8265e-06 |  | 1.252789312508719e+002 | 5.6415e-06 |  | 1.252789312508719e+002 | 4.8868e-06 |  | 125.3658 | 4.0286e-06 | 19.1846 | 4.0286e-06
1.253657980911267e+002 | 2.0992e-07 | 125.3658 | 1.253657980911267e+002 | 2.8265e-06 |  | 1.253657980911267e+002 | 5.6415e-06 |  | 1.253657980911267e+002 | 4.8868e-06 |  | 125.4527 | 4.0286e-06 | 19.1915 | 4.0286e-06
1.254527251637595e+002 | 2.0984e-07 | 125.4527 | 1.254527251637595e+002 | 2.8265e-06 |  | 1.254527251637595e+002 | 5.6415e-06 |  | 1.254527251637595e+002 | 4.8868e-06 |  | 125.5397 | 4.0286e-06 | 19.1984 | 4.0286e-06
1.255397125105346e+002 | 2.0976e-07 | 125.5397 | 1.255397125105346e+002 | 2.8265e-06 |  | 1.255397125105346e+002 | 5.6415e-06 |  | 1.255397125105346e+002 | 4.8868e-06 |  | 125.6268 | 4.0286e-06 | 19.2052 | 4.0286e-06
1.256267601732454e+002 | 2.0969e-07 | 125.6268 | 1.256267601732454e+002 | 2.8265e-06 |  | 1.256267601732454e+002 | 5.6415e-06 |  | 1.256267601732454e+002 | 4.8868e-06 |  | 125.7139 | 4.0285e-06 | 19.2121 | 4.0285e-06
1.257138681937142e+002 | 2.0961e-07 | 125.7139 | 1.257138681937142e+002 | 2.8265e-06 |  | 1.257138681937142e+002 | 5.6415e-06 |  | 1.257138681937142e+002 | 4.8868e-06 |  | 125.801 | 4.0285e-06 | 19.2189 | 4.0285e-06
1.258010366137922e+002 | 2.0954e-07 | 125.801 | 1.258010366137922e+002 | 2.8265e-06 |  | 1.258010366137922e+002 | 5.6415e-06 |  | 1.258010366137922e+002 | 4.8868e-06 |  | 125.8883 | 4.0285e-06 | 19.2258 | 4.0285e-06
1.258882654753598e+002 | 2.0946e-07 | 125.8883 | 1.258882654753598e+002 | 2.8265e-06 |  | 1.258882654753598e+002 | 5.6415e-06 |  | 1.258882654753598e+002 | 4.8868e-06 |  | 125.9756 | 4.0285e-06 | 19.2326 | 4.0285e-06
1.259755548203265e+002 | 2.0938e-07 | 125.9756 | 1.259755548203265e+002 | 2.8265e-06 |  | 1.259755548203265e+002 | 5.6415e-06 |  | 1.259755548203265e+002 | 4.8868e-06 |  | 126.0629 | 4.0285e-06 | 19.2395 | 4.0285e-06
1.260629046906305e+002 | 2.0931e-07 | 126.0629 | 1.260629046906305e+002 | 2.8265e-06 |  | 1.260629046906305e+002 | 5.6415e-06 |  | 1.260629046906305e+002 | 4.8868e-06 |  | 126.1503 | 4.0284e-06 | 19.2463 | 4.0284e-06
1.261503151282395e+002 | 2.0923e-07 | 126.1503 | 1.261503151282395e+002 | 2.8265e-06 |  | 1.261503151282395e+002 | 5.6415e-06 |  | 1.261503151282395e+002 | 4.8868e-06 |  | 126.2378 | 4.0284e-06 | 19.2531 | 4.0284e-06
1.262377861751500e+002 | 2.0916e-07 | 126.2378 | 1.262377861751500e+002 | 2.8265e-06 |  | 1.262377861751500e+002 | 5.6415e-06 |  | 1.262377861751500e+002 | 4.8868e-06 |  | 126.3253 | 4.0284e-06 | 19.26 | 4.0284e-06
1.263253178733878e+002 | 2.0908e-07 | 126.3253 | 1.263253178733878e+002 | 2.8265e-06 |  | 1.263253178733878e+002 | 5.6415e-06 |  | 1.263253178733878e+002 | 4.8868e-06 |  | 126.4129 | 4.0284e-06 | 19.2668 | 4.0284e-06
1.264129102650077e+002 | 2.0901e-07 | 126.4129 | 1.264129102650077e+002 | 2.8265e-06 |  | 1.264129102650077e+002 | 5.6415e-06 |  | 1.264129102650077e+002 | 4.8868e-06 |  | 126.5006 | 4.0284e-06 | 19.2736 | 4.0284e-06
1.265005633920938e+002 | 2.0893e-07 | 126.5006 | 1.265005633920938e+002 | 2.8265e-06 |  | 1.265005633920938e+002 | 5.6415e-06 |  | 1.265005633920938e+002 | 4.8868e-06 |  | 126.5883 | 4.0283e-06 | 19.2804 | 4.0283e-06
1.265882772967593e+002 | 2.0886e-07 | 126.5883 | 1.265882772967593e+002 | 2.8265e-06 |  | 1.265882772967593e+002 | 5.6415e-06 |  | 1.265882772967593e+002 | 4.8868e-06 |  | 126.6761 | 4.0283e-06 | 19.2873 | 4.0283e-06
1.266760520211466e+002 | 2.0878e-07 | 126.6761 | 1.266760520211466e+002 | 2.8265e-06 |  | 1.266760520211466e+002 | 5.6416e-06 |  | 1.266760520211466e+002 | 4.8868e-06 |  | 126.7639 | 4.0283e-06 | 19.2941 | 4.0283e-06
1.267638876074272e+002 | 2.0871e-07 | 126.7639 | 1.267638876074272e+002 | 2.8265e-06 |  | 1.267638876074272e+002 | 5.6416e-06 |  | 1.267638876074272e+002 | 4.8868e-06 |  | 126.8518 | 4.0283e-06 | 19.3009 | 4.0283e-06
1.268517840978022e+002 | 2.0863e-07 | 126.8518 | 1.268517840978022e+002 | 2.8265e-06 |  | 1.268517840978022e+002 | 5.6416e-06 |  | 1.268517840978022e+002 | 4.8868e-06 |  | 126.9397 | 4.0283e-06 | 19.3077 | 4.0283e-06
1.269397415345016e+002 | 2.0856e-07 | 126.9397 | 1.269397415345016e+002 | 2.8265e-06 |  | 1.269397415345016e+002 | 5.6416e-06 |  | 1.269397415345016e+002 | 4.8868e-06 |  | 127.0278 | 4.0282e-06 | 19.3145 | 4.0282e-06
1.270277599597849e+002 | 2.0849e-07 | 127.0278 | 1.270277599597849e+002 | 2.8265e-06 |  | 1.270277599597849e+002 | 5.6416e-06 |  | 1.270277599597849e+002 | 4.8868e-06 |  | 127.1158 | 4.0282e-06 | 19.3213 | 4.0282e-06
1.271158394159407e+002 | 2.0841e-07 | 127.1158 | 1.271158394159407e+002 | 2.8265e-06 |  | 1.271158394159407e+002 | 5.6416e-06 |  | 1.271158394159407e+002 | 4.8868e-06 |  | 127.204 | 4.0282e-06 | 19.3281 | 4.0282e-06
1.272039799452871e+002 | 2.0834e-07 | 127.204 | 1.272039799452871e+002 | 2.8265e-06 |  | 1.272039799452871e+002 | 5.6416e-06 |  | 1.272039799452871e+002 | 4.8869e-06 |  | 127.2922 | 4.0282e-06 | 19.3349 | 4.0282e-06
1.272921815901715e+002 | 2.0826e-07 | 127.2922 | 1.272921815901715e+002 | 2.8265e-06 |  | 1.272921815901715e+002 | 5.6416e-06 |  | 1.272921815901715e+002 | 4.8869e-06 |  | 127.3804 | 4.0282e-06 | 19.3417 | 4.0282e-06
1.273804443929707e+002 | 2.0819e-07 | 127.3804 | 1.273804443929707e+002 | 2.8265e-06 |  | 1.273804443929707e+002 | 5.6416e-06 |  | 1.273804443929707e+002 | 4.8869e-06 |  | 127.4688 | 4.0281e-06 | 19.3484 | 4.0281e-06
1.274687683960907e+002 | 2.0812e-07 | 127.4688 | 1.274687683960907e+002 | 2.8265e-06 |  | 1.274687683960907e+002 | 5.6416e-06 |  | 1.274687683960907e+002 | 4.8869e-06 |  | 127.5572 | 4.0281e-06 | 19.3552 | 4.0281e-06
1.275571536419672e+002 | 2.0804e-07 | 127.5572 | 1.275571536419672e+002 | 2.8265e-06 |  | 1.275571536419672e+002 | 5.6416e-06 |  | 1.275571536419672e+002 | 4.8869e-06 |  | 127.6456 | 4.0281e-06 | 19.362 | 4.0281e-06
1.276456001730650e+002 | 2.0797e-07 | 127.6456 | 1.276456001730650e+002 | 2.8265e-06 |  | 1.276456001730650e+002 | 5.6416e-06 |  | 1.276456001730650e+002 | 4.8869e-06 |  | 127.7341 | 4.0281e-06 | 19.3688 | 4.0281e-06
1.277341080318785e+002 | 2.0789e-07 | 127.7341 | 1.277341080318785e+002 | 2.8264e-06 |  | 1.277341080318785e+002 | 5.6416e-06 |  | 1.277341080318785e+002 | 4.8869e-06 |  | 127.8227 | 4.0281e-06 | 19.3755 | 4.0281e-06
1.278226772609318e+002 | 2.0782e-07 | 127.8227 | 1.278226772609318e+002 | 2.8264e-06 |  | 1.278226772609318e+002 | 5.6416e-06 |  | 1.278226772609318e+002 | 4.8869e-06 |  | 127.9113 | 4.028e-06 | 19.3823 | 4.028e-06
1.279113079027780e+002 | 2.0775e-07 | 127.9113 | 1.279113079027780e+002 | 2.8264e-06 |  | 1.279113079027780e+002 | 5.6416e-06 |  | 1.279113079027780e+002 | 4.8869e-06 |  | 128 | 4.028e-06 | 19.3891 | 4.028e-06
1.280000000000001e+002 | 2.0767e-07 | 128 | 1.280000000000001e+002 | 2.8264e-06 |  | 1.280000000000001e+002 | 5.6416e-06 |  | 1.280000000000001e+002 | 4.8869e-06 |  | 128.0888 | 4.028e-06 | 19.3958 | 4.028e-06
1.280887535952104e+002 | 2.076e-07 | 128.0888 | 1.280887535952104e+002 | 2.8264e-06 |  | 1.280887535952104e+002 | 5.6417e-06 |  | 1.280887535952104e+002 | 4.8869e-06 |  | 128.1776 | 4.028e-06 | 19.4026 | 4.028e-06
1.281775687310509e+002 | 2.0753e-07 | 128.1776 | 1.281775687310509e+002 | 2.8264e-06 |  | 1.281775687310509e+002 | 5.6417e-06 |  | 1.281775687310509e+002 | 4.8869e-06 |  | 128.2664 | 4.028e-06 | 19.4093 | 4.028e-06
1.282664454501931e+002 | 2.0745e-07 | 128.2664 | 1.282664454501931e+002 | 2.8264e-06 |  | 1.282664454501931e+002 | 5.6417e-06 |  | 1.282664454501931e+002 | 4.8869e-06 |  | 128.3554 | 4.0279e-06 | 19.4161 | 4.0279e-06
1.283553837953380e+002 | 2.0738e-07 | 128.3554 | 1.283553837953380e+002 | 2.8264e-06 |  | 1.283553837953380e+002 | 5.6417e-06 |  | 1.283553837953380e+002 | 4.8869e-06 |  | 128.4444 | 4.0279e-06 | 19.4228 | 4.0279e-06
1.284443838092164e+002 | 2.0731e-07 | 128.4444 | 1.284443838092164e+002 | 2.8264e-06 |  | 1.284443838092164e+002 | 5.6417e-06 |  | 1.284443838092164e+002 | 4.8869e-06 |  | 128.5334 | 4.0279e-06 | 19.4296 | 4.0279e-06
1.285334455345886e+002 | 2.0724e-07 | 128.5334 | 1.285334455345886e+002 | 2.8264e-06 |  | 1.285334455345886e+002 | 5.6417e-06 |  | 1.285334455345886e+002 | 4.8869e-06 |  | 128.6226 | 4.0279e-06 | 19.4363 | 4.0279e-06
1.286225690142446e+002 | 2.0716e-07 | 128.6226 | 1.286225690142446e+002 | 2.8264e-06 |  | 1.286225690142446e+002 | 5.6417e-06 |  | 1.286225690142446e+002 | 4.8869e-06 |  | 128.7118 | 4.0279e-06 | 19.443 | 4.0279e-06
1.287117542910040e+002 | 2.0709e-07 | 128.7118 | 1.287117542910040e+002 | 2.8264e-06 |  | 1.287117542910040e+002 | 5.6417e-06 |  | 1.287117542910040e+002 | 4.8869e-06 |  | 128.801 | 4.0279e-06 | 19.4498 | 4.0279e-06
1.288010014077161e+002 | 2.0702e-07 | 128.801 | 1.288010014077161e+002 | 2.8264e-06 |  | 1.288010014077161e+002 | 5.6417e-06 |  | 1.288010014077161e+002 | 4.8869e-06 |  | 128.8903 | 4.0278e-06 | 19.4565 | 4.0278e-06
1.288903104072601e+002 | 2.0694e-07 | 128.8903 | 1.288903104072601e+002 | 2.8264e-06 |  | 1.288903104072601e+002 | 5.6417e-06 |  | 1.288903104072601e+002 | 4.8869e-06 |  | 128.9797 | 4.0278e-06 | 19.4632 | 4.0278e-06
1.289796813325446e+002 | 2.0687e-07 | 128.9797 | 1.289796813325446e+002 | 2.8264e-06 |  | 1.289796813325446e+002 | 5.6417e-06 |  | 1.289796813325446e+002 | 4.8869e-06 |  | 129.0691 | 4.0278e-06 | 19.4699 | 4.0278e-06
1.290691142265082e+002 | 2.068e-07 | 129.0691 | 1.290691142265082e+002 | 2.8264e-06 |  | 1.290691142265082e+002 | 5.6417e-06 |  | 1.290691142265082e+002 | 4.887e-06 |  | 129.1586 | 4.0278e-06 | 19.4767 | 4.0278e-06
1.291586091321193e+002 | 2.0673e-07 | 129.1586 | 1.291586091321193e+002 | 2.8264e-06 |  | 1.291586091321193e+002 | 5.6417e-06 |  | 1.291586091321193e+002 | 4.887e-06 |  | 129.2482 | 4.0278e-06 | 19.4834 | 4.0278e-06
1.292481660923758e+002 | 2.0666e-07 | 129.2482 | 1.292481660923758e+002 | 2.8264e-06 |  | 1.292481660923758e+002 | 5.6417e-06 |  | 1.292481660923758e+002 | 4.887e-06 |  | 129.3378 | 4.0277e-06 | 19.4901 | 4.0277e-06
1.293377851503058e+002 | 2.0658e-07 | 129.3378 | 1.293377851503058e+002 | 2.8264e-06 |  | 1.293377851503058e+002 | 5.6417e-06 |  | 1.293377851503058e+002 | 4.887e-06 |  | 129.4275 | 4.0277e-06 | 19.4968 | 4.0277e-06
1.294274663489670e+002 | 2.0651e-07 | 129.4275 | 1.294274663489670e+002 | 2.8264e-06 |  | 1.294274663489670e+002 | 5.6418e-06 |  | 1.294274663489670e+002 | 4.887e-06 |  | 129.5172 | 4.0277e-06 | 19.5035 | 4.0277e-06
1.295172097314469e+002 | 2.0644e-07 | 129.5172 | 1.295172097314469e+002 | 2.8264e-06 |  | 1.295172097314469e+002 | 5.6418e-06 |  | 1.295172097314469e+002 | 4.887e-06 |  | 129.607 | 4.0277e-06 | 19.5102 | 4.0277e-06
1.296070153408632e+002 | 2.0637e-07 | 129.607 | 1.296070153408632e+002 | 2.8264e-06 |  | 1.296070153408632e+002 | 5.6418e-06 |  | 1.296070153408632e+002 | 4.887e-06 |  | 129.6969 | 4.0277e-06 | 19.5169 | 4.0277e-06
1.296968832203630e+002 | 2.063e-07 | 129.6969 | 1.296968832203630e+002 | 2.8264e-06 |  | 1.296968832203630e+002 | 5.6418e-06 |  | 1.296968832203630e+002 | 4.887e-06 |  | 129.7868 | 4.0276e-06 | 19.5235 | 4.0276e-06
1.297868134131238e+002 | 2.0623e-07 | 129.7868 | 1.297868134131238e+002 | 2.8264e-06 |  | 1.297868134131238e+002 | 5.6418e-06 |  | 1.297868134131238e+002 | 4.887e-06 |  | 129.8768 | 4.0276e-06 | 19.5302 | 4.0276e-06
1.298768059623527e+002 | 2.0615e-07 | 129.8768 | 1.298768059623527e+002 | 2.8264e-06 |  | 1.298768059623527e+002 | 5.6418e-06 |  | 1.298768059623527e+002 | 4.887e-06 |  | 129.9669 | 4.0276e-06 | 19.5369 | 4.0276e-06
1.299668609112871e+002 | 2.0608e-07 | 129.9669 | 1.299668609112871e+002 | 2.8264e-06 |  | 1.299668609112871e+002 | 5.6418e-06 |  | 1.299668609112871e+002 | 4.887e-06 |  | 130.057 | 4.0276e-06 | 19.5436 | 4.0276e-06
1.300569783031939e+002 | 2.0601e-07 | 130.057 | 1.300569783031939e+002 | 2.8264e-06 |  | 1.300569783031939e+002 | 5.6418e-06 |  | 1.300569783031939e+002 | 4.887e-06 |  | 130.1472 | 4.0276e-06 | 19.5503 | 4.0276e-06
1.301471581813705e+002 | 2.0594e-07 | 130.1472 | 1.301471581813705e+002 | 2.8264e-06 |  | 1.301471581813705e+002 | 5.6418e-06 |  | 1.301471581813705e+002 | 4.887e-06 |  | 130.2374 | 4.0275e-06 | 19.5569 | 4.0275e-06
1.302374005891439e+002 | 2.0587e-07 | 130.2374 | 1.302374005891439e+002 | 2.8264e-06 |  | 1.302374005891439e+002 | 5.6418e-06 |  | 1.302374005891439e+002 | 4.887e-06 |  | 130.3277 | 4.0275e-06 | 19.5636 | 4.0275e-06
1.303277055698715e+002 | 2.058e-07 | 130.3277 | 1.303277055698715e+002 | 2.8264e-06 |  | 1.303277055698715e+002 | 5.6418e-06 |  | 1.303277055698715e+002 | 4.887e-06 |  | 130.4181 | 4.0275e-06 | 19.5703 | 4.0275e-06
1.304180731669406e+002 | 2.0573e-07 | 130.4181 | 1.304180731669406e+002 | 2.8264e-06 |  | 1.304180731669406e+002 | 5.6418e-06 |  | 1.304180731669406e+002 | 4.887e-06 |  | 130.5085 | 4.0275e-06 | 19.5769 | 4.0275e-06
1.305085034237685e+002 | 2.0566e-07 | 130.5085 | 1.305085034237685e+002 | 2.8264e-06 |  | 1.305085034237685e+002 | 5.6418e-06 |  | 1.305085034237685e+002 | 4.887e-06 |  | 130.599 | 4.0275e-06 | 19.5836 | 4.0275e-06
1.305989963838026e+002 | 2.0558e-07 | 130.599 | 1.305989963838026e+002 | 2.8264e-06 |  | 1.305989963838026e+002 | 5.6418e-06 |  | 1.305989963838026e+002 | 4.887e-06 |  | 130.6896 | 4.0275e-06 | 19.5902 | 4.0275e-06
1.306895520905208e+002 | 2.0551e-07 | 130.6896 | 1.306895520905208e+002 | 2.8264e-06 |  | 1.306895520905208e+002 | 5.6419e-06 |  | 1.306895520905208e+002 | 4.887e-06 |  | 130.7802 | 4.0274e-06 | 19.5969 | 4.0274e-06
1.307801705874306e+002 | 2.0544e-07 | 130.7802 | 1.307801705874306e+002 | 2.8264e-06 |  | 1.307801705874306e+002 | 5.6419e-06 |  | 1.307801705874306e+002 | 4.8871e-06 |  | 130.8709 | 4.0274e-06 | 19.6035 | 4.0274e-06
1.308708519180701e+002 | 2.0537e-07 | 130.8709 | 1.308708519180701e+002 | 2.8264e-06 |  | 1.308708519180701e+002 | 5.6419e-06 |  | 1.308708519180701e+002 | 4.8871e-06 |  | 130.9616 | 4.0274e-06 | 19.6102 | 4.0274e-06
1.309615961260074e+002 | 2.053e-07 | 130.9616 | 1.309615961260074e+002 | 2.8264e-06 |  | 1.309615961260074e+002 | 5.6419e-06 |  | 1.309615961260074e+002 | 4.8871e-06 |  | 131.0524 | 4.0274e-06 | 19.6168 | 4.0274e-06
1.310524032548407e+002 | 2.0523e-07 | 131.0524 | 1.310524032548407e+002 | 2.8264e-06 |  | 1.310524032548407e+002 | 5.6419e-06 |  | 1.310524032548407e+002 | 4.8871e-06 |  | 131.1433 | 4.0274e-06 | 19.6234 | 4.0274e-06
1.311432733481987e+002 | 2.0516e-07 | 131.1433 | 1.311432733481987e+002 | 2.8264e-06 |  | 1.311432733481987e+002 | 5.6419e-06 |  | 1.311432733481987e+002 | 4.8871e-06 |  | 131.2342 | 4.0273e-06 | 19.6301 | 4.0273e-06
1.312342064497401e+002 | 2.0509e-07 | 131.2342 | 1.312342064497401e+002 | 2.8264e-06 |  | 1.312342064497401e+002 | 5.6419e-06 |  | 1.312342064497401e+002 | 4.8871e-06 |  | 131.3252 | 4.0273e-06 | 19.6367 | 4.0273e-06
1.313252026031541e+002 | 2.0502e-07 | 131.3252 | 1.313252026031541e+002 | 2.8264e-06 |  | 1.313252026031541e+002 | 5.6419e-06 |  | 1.313252026031541e+002 | 4.8871e-06 |  | 131.4163 | 4.0273e-06 | 19.6433 | 4.0273e-06
1.314162618521599e+002 | 2.0495e-07 | 131.4163 | 1.314162618521599e+002 | 2.8264e-06 |  | 1.314162618521599e+002 | 5.6419e-06 |  | 1.314162618521599e+002 | 4.8871e-06 |  | 131.5074 | 4.0273e-06 | 19.6499 | 4.0273e-06
1.315073842405074e+002 | 2.0488e-07 | 131.5074 | 1.315073842405074e+002 | 2.8264e-06 |  | 1.315073842405074e+002 | 5.6419e-06 |  | 1.315073842405074e+002 | 4.8871e-06 |  | 131.5986 | 4.0273e-06 | 19.6565 | 4.0273e-06
1.315985698119766e+002 | 2.0481e-07 | 131.5986 | 1.315985698119766e+002 | 2.8264e-06 |  | 1.315985698119766e+002 | 5.6419e-06 |  | 1.315985698119766e+002 | 4.8871e-06 |  | 131.6898 | 4.0272e-06 | 19.6631 | 4.0272e-06
1.316898186103778e+002 | 2.0474e-07 | 131.6898 | 1.316898186103778e+002 | 2.8264e-06 |  | 1.316898186103778e+002 | 5.6419e-06 |  | 1.316898186103778e+002 | 4.8871e-06 |  | 131.7811 | 4.0272e-06 | 19.6698 | 4.0272e-06
1.317811306795517e+002 | 2.0467e-07 | 131.7811 | 1.317811306795517e+002 | 2.8264e-06 |  | 1.317811306795517e+002 | 5.6419e-06 |  | 1.317811306795517e+002 | 4.8871e-06 |  | 131.8725 | 4.0272e-06 | 19.6764 | 4.0272e-06
1.318725060633696e+002 | 2.046e-07 | 131.8725 | 1.318725060633696e+002 | 2.8264e-06 |  | 1.318725060633696e+002 | 5.6419e-06 |  | 1.318725060633696e+002 | 4.8871e-06 |  | 131.9639 | 4.0272e-06 | 19.683 | 4.0272e-06
1.319639448057330e+002 | 2.0453e-07 | 131.9639 | 1.319639448057330e+002 | 2.8264e-06 |  | 1.319639448057330e+002 | 5.6419e-06 |  | 1.319639448057330e+002 | 4.8871e-06 |  | 132.0554 | 4.0272e-06 | 19.6896 | 4.0272e-06
1.320554469505740e+002 | 2.0446e-07 | 132.0554 | 1.320554469505740e+002 | 2.8264e-06 |  | 1.320554469505740e+002 | 5.642e-06 |  | 1.320554469505740e+002 | 4.8871e-06 |  | 132.147 | 4.0271e-06 | 19.6961 | 4.0271e-06
1.321470125418550e+002 | 2.0439e-07 | 132.147 | 1.321470125418550e+002 | 2.8264e-06 |  | 1.321470125418550e+002 | 5.642e-06 |  | 1.321470125418550e+002 | 4.8871e-06 |  | 132.2386 | 4.0271e-06 | 19.7027 | 4.0271e-06
1.322386416235690e+002 | 2.0433e-07 | 132.2386 | 1.322386416235690e+002 | 2.8264e-06 |  | 1.322386416235690e+002 | 5.642e-06 |  | 1.322386416235690e+002 | 4.8871e-06 |  | 132.3303 | 4.0271e-06 | 19.7093 | 4.0271e-06
1.323303342397395e+002 | 2.0426e-07 | 132.3303 | 1.323303342397395e+002 | 2.8264e-06 |  | 1.323303342397395e+002 | 5.642e-06 |  | 1.323303342397395e+002 | 4.8871e-06 |  | 132.4221 | 4.0271e-06 | 19.7159 | 4.0271e-06
1.324220904344204e+002 | 2.0419e-07 | 132.4221 | 1.324220904344204e+002 | 2.8264e-06 |  | 1.324220904344204e+002 | 5.642e-06 |  | 1.324220904344204e+002 | 4.8871e-06 |  | 132.5139 | 4.0271e-06 | 19.7225 | 4.0271e-06
1.325139102516964e+002 | 2.0412e-07 | 132.5139 | 1.325139102516964e+002 | 2.8264e-06 |  | 1.325139102516964e+002 | 5.642e-06 |  | 1.325139102516964e+002 | 4.8872e-06 |  | 132.6058 | 4.0271e-06 | 19.729 | 4.0271e-06
1.326057937356825e+002 | 2.0405e-07 | 132.6058 | 1.326057937356825e+002 | 2.8264e-06 |  | 1.326057937356825e+002 | 5.642e-06 |  | 1.326057937356825e+002 | 4.8872e-06 |  | 132.6977 | 4.027e-06 | 19.7356 | 4.027e-06
1.326977409305243e+002 | 2.0398e-07 | 132.6977 | 1.326977409305243e+002 | 2.8264e-06 |  | 1.326977409305243e+002 | 5.642e-06 |  | 1.326977409305243e+002 | 4.8872e-06 |  | 132.7898 | 4.027e-06 | 19.7422 | 4.027e-06
1.327897518803983e+002 | 2.0391e-07 | 132.7898 | 1.327897518803983e+002 | 2.8264e-06 |  | 1.327897518803983e+002 | 5.642e-06 |  | 1.327897518803983e+002 | 4.8872e-06 |  | 132.8818 | 4.027e-06 | 19.7487 | 4.027e-06
1.328818266295114e+002 | 2.0384e-07 | 132.8818 | 1.328818266295114e+002 | 2.8264e-06 |  | 1.328818266295114e+002 | 5.642e-06 |  | 1.328818266295114e+002 | 4.8872e-06 |  | 132.974 | 4.027e-06 | 19.7553 | 4.027e-06
1.329739652221011e+002 | 2.0377e-07 | 132.974 | 1.329739652221011e+002 | 2.8264e-06 |  | 1.329739652221011e+002 | 5.642e-06 |  | 1.329739652221011e+002 | 4.8872e-06 |  | 133.0662 | 4.027e-06 | 19.7618 | 4.027e-06
1.330661677024357e+002 | 2.0371e-07 | 133.0662 | 1.330661677024357e+002 | 2.8264e-06 |  | 1.330661677024357e+002 | 5.642e-06 |  | 1.330661677024357e+002 | 4.8872e-06 |  | 133.1584 | 4.0269e-06 | 19.7684 | 4.0269e-06
1.331584341148143e+002 | 2.0364e-07 | 133.1584 | 1.331584341148143e+002 | 2.8264e-06 |  | 1.331584341148143e+002 | 5.642e-06 |  | 1.331584341148143e+002 | 4.8872e-06 |  | 133.2508 | 4.0269e-06 | 19.7749 | 4.0269e-06
1.332507645035663e+002 | 2.0357e-07 | 133.2508 | 1.332507645035663e+002 | 2.8264e-06 |  | 1.332507645035663e+002 | 5.642e-06 |  | 1.332507645035663e+002 | 4.8872e-06 |  | 133.3432 | 4.0269e-06 | 19.7815 | 4.0269e-06
1.333431589130524e+002 | 2.035e-07 | 133.3432 | 1.333431589130524e+002 | 2.8264e-06 |  | 1.333431589130524e+002 | 5.6421e-06 |  | 1.333431589130524e+002 | 4.8872e-06 |  | 133.4356 | 4.0269e-06 | 19.788 | 4.0269e-06
1.334356173876636e+002 | 2.0343e-07 | 133.4356 | 1.334356173876636e+002 | 2.8264e-06 |  | 1.334356173876636e+002 | 5.6421e-06 |  | 1.334356173876636e+002 | 4.8872e-06 |  | 133.5281 | 4.0269e-06 | 19.7946 | 4.0269e-06
1.335281399718219e+002 | 2.0337e-07 | 133.5281 | 1.335281399718219e+002 | 2.8264e-06 |  | 1.335281399718219e+002 | 5.6421e-06 |  | 1.335281399718219e+002 | 4.8872e-06 |  | 133.6207 | 4.0269e-06 | 19.8011 | 4.0269e-06
1.336207267099801e+002 | 2.033e-07 | 133.6207 | 1.336207267099801e+002 | 2.8264e-06 |  | 1.336207267099801e+002 | 5.6421e-06 |  | 1.336207267099801e+002 | 4.8872e-06 |  | 133.7134 | 4.0268e-06 | 19.8076 | 4.0268e-06
1.337133776466217e+002 | 2.0323e-07 | 133.7134 | 1.337133776466217e+002 | 2.8264e-06 |  | 1.337133776466217e+002 | 5.6421e-06 |  | 1.337133776466217e+002 | 4.8872e-06 |  | 133.8061 | 4.0268e-06 | 19.8141 | 4.0268e-06
1.338060928262612e+002 | 2.0316e-07 | 133.8061 | 1.338060928262612e+002 | 2.8264e-06 |  | 1.338060928262612e+002 | 5.6421e-06 |  | 1.338060928262612e+002 | 4.8872e-06 |  | 133.8989 | 4.0268e-06 | 19.8207 | 4.0268e-06
1.338988722934438e+002 | 2.0309e-07 | 133.8989 | 1.338988722934438e+002 | 2.8264e-06 |  | 1.338988722934438e+002 | 5.6421e-06 |  | 1.338988722934438e+002 | 4.8872e-06 |  | 133.9917 | 4.0268e-06 | 19.8272 | 4.0268e-06
1.339917160927458e+002 | 2.0303e-07 | 133.9917 | 1.339917160927458e+002 | 2.8264e-06 |  | 1.339917160927458e+002 | 5.6421e-06 |  | 1.339917160927458e+002 | 4.8872e-06 |  | 134.0846 | 4.0268e-06 | 19.8337 | 4.0268e-06
1.340846242687742e+002 | 2.0296e-07 | 134.0846 | 1.340846242687742e+002 | 2.8264e-06 |  | 1.340846242687742e+002 | 5.6421e-06 |  | 1.340846242687742e+002 | 4.8872e-06 |  | 134.1776 | 4.0267e-06 | 19.8402 | 4.0267e-06
1.341775968661669e+002 | 2.0289e-07 | 134.1776 | 1.341775968661669e+002 | 2.8264e-06 |  | 1.341775968661669e+002 | 5.6421e-06 |  | 1.341775968661669e+002 | 4.8872e-06 |  | 134.2706 | 4.0267e-06 | 19.8467 | 4.0267e-06
1.342706339295932e+002 | 2.0282e-07 | 134.2706 | 1.342706339295932e+002 | 2.8264e-06 |  | 1.342706339295932e+002 | 5.6421e-06 |  | 1.342706339295932e+002 | 4.8873e-06 |  | 134.3637 | 4.0267e-06 | 19.8532 | 4.0267e-06
1.343637355037527e+002 | 2.0276e-07 | 134.3637 | 1.343637355037527e+002 | 2.8264e-06 |  | 1.343637355037527e+002 | 5.6421e-06 |  | 1.343637355037527e+002 | 4.8873e-06 |  | 134.4569 | 4.0267e-06 | 19.8597 | 4.0267e-06
1.344569016333765e+002 | 2.0269e-07 | 134.4569 | 1.344569016333765e+002 | 2.8264e-06 |  | 1.344569016333765e+002 | 5.6421e-06 |  | 1.344569016333765e+002 | 4.8873e-06 |  | 134.5501 | 4.0267e-06 | 19.8662 | 4.0267e-06
1.345501323632265e+002 | 2.0262e-07 | 134.5501 | 1.345501323632265e+002 | 2.8264e-06 |  | 1.345501323632265e+002 | 5.6421e-06 |  | 1.345501323632265e+002 | 4.8873e-06 |  | 134.6434 | 4.0266e-06 | 19.8727 | 4.0266e-06
1.346434277380957e+002 | 2.0256e-07 | 134.6434 | 1.346434277380957e+002 | 2.8264e-06 |  | 1.346434277380957e+002 | 5.6422e-06 |  | 1.346434277380957e+002 | 4.8873e-06 |  | 134.7368 | 4.0266e-06 | 19.8791 | 4.0266e-06
1.347367878028082e+002 | 2.0249e-07 | 134.7368 | 1.347367878028082e+002 | 2.8264e-06 |  | 1.347367878028082e+002 | 5.6422e-06 |  | 1.347367878028082e+002 | 4.8873e-06 |  | 134.8302 | 4.0266e-06 | 19.8856 | 4.0266e-06
1.348302126022191e+002 | 2.0242e-07 | 134.8302 | 1.348302126022191e+002 | 2.8264e-06 |  | 1.348302126022191e+002 | 5.6422e-06 |  | 1.348302126022191e+002 | 4.8873e-06 |  | 134.9237 | 4.0266e-06 | 19.8921 | 4.0266e-06
1.349237021812145e+002 | 2.0235e-07 | 134.9237 | 1.349237021812145e+002 | 2.8264e-06 |  | 1.349237021812145e+002 | 5.6422e-06 |  | 1.349237021812145e+002 | 4.8873e-06 |  | 135.0173 | 4.0266e-06 | 19.8986 | 4.0266e-06
1.350172565847119e+002 | 2.0229e-07 | 135.0173 | 1.350172565847119e+002 | 2.8264e-06 |  | 1.350172565847119e+002 | 5.6422e-06 |  | 1.350172565847119e+002 | 4.8873e-06 |  | 135.1109 | 4.0266e-06 | 19.9051 | 4.0266e-06
1.351108758576598e+002 | 2.0222e-07 | 135.1109 | 1.351108758576598e+002 | 2.8264e-06 |  | 1.351108758576598e+002 | 5.6422e-06 |  | 1.351108758576598e+002 | 4.8873e-06 |  | 135.2046 | 4.0265e-06 | 19.9115 | 4.0265e-06
1.352045600450378e+002 | 2.0215e-07 | 135.2046 | 1.352045600450378e+002 | 2.8264e-06 |  | 1.352045600450378e+002 | 5.6422e-06 |  | 1.352045600450378e+002 | 4.8873e-06 |  | 135.2983 | 4.0265e-06 | 19.918 | 4.0265e-06
1.352983091918568e+002 | 2.0209e-07 | 135.2983 | 1.352983091918568e+002 | 2.8264e-06 |  | 1.352983091918568e+002 | 5.6422e-06 |  | 1.352983091918568e+002 | 4.8873e-06 |  | 135.3921 | 4.0265e-06 | 19.9244 | 4.0265e-06
1.353921233431587e+002 | 2.0202e-07 | 135.3921 | 1.353921233431587e+002 | 2.8264e-06 |  | 1.353921233431587e+002 | 5.6422e-06 |  | 1.353921233431587e+002 | 4.8873e-06 |  | 135.486 | 4.0265e-06 | 19.9309 | 4.0265e-06
1.354860025440171e+002 | 2.0196e-07 | 135.486 | 1.354860025440171e+002 | 2.8264e-06 |  | 1.354860025440171e+002 | 5.6422e-06 |  | 1.354860025440171e+002 | 4.8873e-06 |  | 135.5799 | 4.0265e-06 | 19.9373 | 4.0265e-06
1.355799468395363e+002 | 2.0189e-07 | 135.5799 | 1.355799468395363e+002 | 2.8264e-06 |  | 1.355799468395363e+002 | 5.6422e-06 |  | 1.355799468395363e+002 | 4.8873e-06 |  | 135.674 | 4.0264e-06 | 19.9438 | 4.0264e-06
1.356739562748522e+002 | 2.0182e-07 | 135.674 | 1.356739562748522e+002 | 2.8264e-06 |  | 1.356739562748522e+002 | 5.6422e-06 |  | 1.356739562748522e+002 | 4.8873e-06 |  | 135.768 | 4.0264e-06 | 19.9502 | 4.0264e-06
1.357680308951318e+002 | 2.0176e-07 | 135.768 | 1.357680308951318e+002 | 2.8264e-06 |  | 1.357680308951318e+002 | 5.6422e-06 |  | 1.357680308951318e+002 | 4.8873e-06 |  | 135.8622 | 4.0264e-06 | 19.9567 | 4.0264e-06
1.358621707455738e+002 | 2.0169e-07 | 135.8622 | 1.358621707455738e+002 | 2.8264e-06 |  | 1.358621707455738e+002 | 5.6422e-06 |  | 1.358621707455738e+002 | 4.8873e-06 |  | 135.9564 | 4.0264e-06 | 19.9631 | 4.0264e-06
1.359563758714077e+002 | 2.0163e-07 | 135.9564 | 1.359563758714077e+002 | 2.8264e-06 |  | 1.359563758714077e+002 | 5.6423e-06 |  | 1.359563758714077e+002 | 4.8874e-06 |  | 136.0506 | 4.0264e-06 | 19.9695 | 4.0264e-06
1.360506463178949e+002 | 2.0156e-07 | 136.0506 | 1.360506463178949e+002 | 2.8264e-06 |  | 1.360506463178949e+002 | 5.6423e-06 |  | 1.360506463178949e+002 | 4.8874e-06 |  | 136.145 | 4.0264e-06 | 19.976 | 4.0264e-06
1.361449821303277e+002 | 2.0149e-07 | 136.145 | 1.361449821303277e+002 | 2.8264e-06 |  | 1.361449821303277e+002 | 5.6423e-06 |  | 1.361449821303277e+002 | 4.8874e-06 |  | 136.2394 | 4.0263e-06 | 19.9824 | 4.0263e-06
1.362393833540301e+002 | 2.0143e-07 | 136.2394 | 1.362393833540301e+002 | 2.8264e-06 |  | 1.362393833540301e+002 | 5.6423e-06 |  | 1.362393833540301e+002 | 4.8874e-06 |  | 136.3339 | 4.0263e-06 | 19.9888 | 4.0263e-06
1.363338500343575e+002 | 2.0136e-07 | 136.3339 | 1.363338500343575e+002 | 2.8264e-06 |  | 1.363338500343575e+002 | 5.6423e-06 |  | 1.363338500343575e+002 | 4.8874e-06 |  | 136.4284 | 4.0263e-06 | 19.9952 | 4.0263e-06
1.364283822166967e+002 | 2.013e-07 | 136.4284 | 1.364283822166967e+002 | 2.8264e-06 |  | 1.364283822166967e+002 | 5.6423e-06 |  | 1.364283822166967e+002 | 4.8874e-06 |  | 136.523 | 4.0263e-06 | 20.0016 | 4.0263e-06
1.365229799464659e+002 | 2.0123e-07 | 136.523 | 1.365229799464659e+002 | 2.8264e-06 |  | 1.365229799464659e+002 | 5.6423e-06 |  | 1.365229799464659e+002 | 4.8874e-06 |  | 136.6176 | 4.0263e-06 | 20.008 | 4.0263e-06
1.366176432691150e+002 | 2.0117e-07 | 136.6176 | 1.366176432691150e+002 | 2.8264e-06 |  | 1.366176432691150e+002 | 5.6423e-06 |  | 1.366176432691150e+002 | 4.8874e-06 |  | 136.7124 | 4.0262e-06 | 20.0144 | 4.0262e-06
1.367123722301251e+002 | 2.011e-07 | 136.7124 | 1.367123722301251e+002 | 2.8264e-06 |  | 1.367123722301251e+002 | 5.6423e-06 |  | 1.367123722301251e+002 | 4.8874e-06 |  | 136.8072 | 4.0262e-06 | 20.0208 | 4.0262e-06
1.368071668750091e+002 | 2.0104e-07 | 136.8072 | 1.368071668750091e+002 | 2.8264e-06 |  | 1.368071668750091e+002 | 5.6423e-06 |  | 1.368071668750091e+002 | 4.8874e-06 |  | 136.902 | 4.0262e-06 | 20.0272 | 4.0262e-06
1.369020272493114e+002 | 2.0097e-07 | 136.902 | 1.369020272493114e+002 | 2.8264e-06 |  | 1.369020272493114e+002 | 5.6423e-06 |  | 1.369020272493114e+002 | 4.8874e-06 |  | 136.997 | 4.0262e-06 | 20.0336 | 4.0262e-06
1.369969533986079e+002 | 2.0091e-07 | 136.997 | 1.369969533986079e+002 | 2.8264e-06 |  | 1.369969533986079e+002 | 5.6423e-06 |  | 1.369969533986079e+002 | 4.8874e-06 |  | 137.0919 | 4.0262e-06 | 20.04 | 4.0262e-06
1.370919453685063e+002 | 2.0084e-07 | 137.0919 | 1.370919453685063e+002 | 2.8264e-06 |  | 1.370919453685063e+002 | 5.6423e-06 |  | 1.370919453685063e+002 | 4.8874e-06 |  | 137.187 | 4.0262e-06 | 20.0464 | 4.0262e-06
1.371870032046456e+002 | 2.0078e-07 | 137.187 | 1.371870032046456e+002 | 2.8264e-06 |  | 1.371870032046456e+002 | 5.6423e-06 |  | 1.371870032046456e+002 | 4.8874e-06 |  | 137.2821 | 4.0261e-06 | 20.0527 | 4.0261e-06
1.372821269526967e+002 | 2.0071e-07 | 137.2821 | 1.372821269526967e+002 | 2.8264e-06 |  | 1.372821269526967e+002 | 5.6424e-06 |  | 1.372821269526967e+002 | 4.8874e-06 |  | 137.3773 | 4.0261e-06 | 20.0591 | 4.0261e-06
1.373773166583621e+002 | 2.0065e-07 | 137.3773 | 1.373773166583621e+002 | 2.8264e-06 |  | 1.373773166583621e+002 | 5.6424e-06 |  | 1.373773166583621e+002 | 4.8874e-06 |  | 137.4726 | 4.0261e-06 | 20.0655 | 4.0261e-06
1.374725723673760e+002 | 2.0058e-07 | 137.4726 | 1.374725723673760e+002 | 2.8264e-06 |  | 1.374725723673760e+002 | 5.6424e-06 |  | 1.374725723673760e+002 | 4.8874e-06 |  | 137.5679 | 4.0261e-06 | 20.0719 | 4.0261e-06
1.375678941255042e+002 | 2.0052e-07 | 137.5679 | 1.375678941255042e+002 | 2.8264e-06 |  | 1.375678941255042e+002 | 5.6424e-06 |  | 1.375678941255042e+002 | 4.8875e-06 |  | 137.6633 | 4.0261e-06 | 20.0782 | 4.0261e-06
1.376632819785445e+002 | 2.0045e-07 | 137.6633 | 1.376632819785445e+002 | 2.8264e-06 |  | 1.376632819785445e+002 | 5.6424e-06 |  | 1.376632819785445e+002 | 4.8875e-06 |  | 137.7587 | 4.026e-06 | 20.0846 | 4.026e-06
1.377587359723261e+002 | 2.0039e-07 | 137.7587 | 1.377587359723261e+002 | 2.8264e-06 |  | 1.377587359723261e+002 | 5.6424e-06 |  | 1.377587359723261e+002 | 4.8875e-06 |  | 137.8543 | 4.026e-06 | 20.0909 | 4.026e-06
1.378542561527103e+002 | 2.0033e-07 | 137.8543 | 1.378542561527103e+002 | 2.8264e-06 |  | 1.378542561527103e+002 | 5.6424e-06 |  | 1.378542561527103e+002 | 4.8875e-06 |  | 137.9498 | 4.026e-06 | 20.0973 | 4.026e-06
1.379498425655899e+002 | 2.0026e-07 | 137.9498 | 1.379498425655899e+002 | 2.8264e-06 |  | 1.379498425655899e+002 | 5.6424e-06 |  | 1.379498425655899e+002 | 4.8875e-06 |  | 138.0455 | 4.026e-06 | 20.1036 | 4.026e-06
1.380454952568899e+002 | 2.002e-07 | 138.0455 | 1.380454952568899e+002 | 2.8264e-06 |  | 1.380454952568899e+002 | 5.6424e-06 |  | 1.380454952568899e+002 | 4.8875e-06 |  | 138.1412 | 4.026e-06 | 20.11 | 4.026e-06
1.381412142725667e+002 | 2.0013e-07 | 138.1412 | 1.381412142725667e+002 | 2.8264e-06 |  | 1.381412142725667e+002 | 5.6424e-06 |  | 1.381412142725667e+002 | 4.8875e-06 |  | 138.237 | 4.026e-06 | 20.1163 | 4.026e-06
1.382369996586090e+002 | 2.0007e-07 | 138.237 | 1.382369996586090e+002 | 2.8264e-06 |  | 1.382369996586090e+002 | 5.6424e-06 |  | 1.382369996586090e+002 | 4.8875e-06 |  | 138.3329 | 4.0259e-06 | 20.1227 | 4.0259e-06
1.383328514610371e+002 | 2.0001e-07 | 138.3329 | 1.383328514610371e+002 | 2.8264e-06 |  | 1.383328514610371e+002 | 5.6424e-06 |  | 1.383328514610371e+002 | 4.8875e-06 |  | 138.4288 | 4.0259e-06 | 20.129 | 4.0259e-06
1.384287697259032e+002 | 1.9994e-07 | 138.4288 | 1.384287697259032e+002 | 2.8264e-06 |  | 1.384287697259032e+002 | 5.6424e-06 |  | 1.384287697259032e+002 | 4.8875e-06 |  | 138.5248 | 4.0259e-06 | 20.1353 | 4.0259e-06
1.385247544992916e+002 | 1.9988e-07 | 138.5248 | 1.385247544992916e+002 | 2.8264e-06 |  | 1.385247544992916e+002 | 5.6425e-06 |  | 1.385247544992916e+002 | 4.8875e-06 |  | 138.6208 | 4.0259e-06 | 20.1416 | 4.0259e-06
1.386208058273184e+002 | 1.9982e-07 | 138.6208 | 1.386208058273184e+002 | 2.8264e-06 |  | 1.386208058273184e+002 | 5.6425e-06 |  | 1.386208058273184e+002 | 4.8875e-06 |  | 138.7169 | 4.0259e-06 | 20.148 | 4.0259e-06
1.387169237561319e+002 | 1.9975e-07 | 138.7169 | 1.387169237561319e+002 | 2.8264e-06 |  | 1.387169237561319e+002 | 5.6425e-06 |  | 1.387169237561319e+002 | 4.8875e-06 |  | 138.8131 | 4.0258e-06 | 20.1543 | 4.0259e-06
1.388131083319122e+002 | 1.9969e-07 | 138.8131 | 1.388131083319122e+002 | 2.8264e-06 |  | 1.388131083319122e+002 | 5.6425e-06 |  | 1.388131083319122e+002 | 4.8875e-06 |  | 138.9094 | 4.0258e-06 | 20.1606 | 4.0258e-06
1.389093596008714e+002 | 1.9962e-07 | 138.9094 | 1.389093596008714e+002 | 2.8264e-06 |  | 1.389093596008714e+002 | 5.6425e-06 |  | 1.389093596008714e+002 | 4.8875e-06 |  | 139.0057 | 4.0258e-06 | 20.1669 | 4.0258e-06
1.390056776092537e+002 | 1.9956e-07 | 139.0057 | 1.390056776092537e+002 | 2.8264e-06 |  | 1.390056776092537e+002 | 5.6425e-06 |  | 1.390056776092537e+002 | 4.8875e-06 |  | 139.1021 | 4.0258e-06 | 20.1732 | 4.0258e-06
1.391020624033355e+002 | 1.995e-07 | 139.1021 | 1.391020624033355e+002 | 2.8264e-06 |  | 1.391020624033355e+002 | 5.6425e-06 |  | 1.391020624033355e+002 | 4.8875e-06 |  | 139.1985 | 4.0258e-06 | 20.1795 | 4.0258e-06
1.391985140294251e+002 | 1.9944e-07 | 139.1985 | 1.391985140294251e+002 | 2.8264e-06 |  | 1.391985140294251e+002 | 5.6425e-06 |  | 1.391985140294251e+002 | 4.8875e-06 |  | 139.295 | 4.0258e-06 | 20.1858 | 4.0258e-06
1.392950325338630e+002 | 1.9937e-07 | 139.295 | 1.392950325338630e+002 | 2.8264e-06 |  | 1.392950325338630e+002 | 5.6425e-06 |  | 1.392950325338630e+002 | 4.8876e-06 |  | 139.3916 | 4.0257e-06 | 20.1921 | 4.0257e-06
1.393916179630217e+002 | 1.9931e-07 | 139.3916 | 1.393916179630217e+002 | 2.8264e-06 |  | 1.393916179630217e+002 | 5.6425e-06 |  | 1.393916179630217e+002 | 4.8876e-06 |  | 139.4883 | 4.0257e-06 | 20.1984 | 4.0257e-06
1.394882703633061e+002 | 1.9925e-07 | 139.4883 | 1.394882703633061e+002 | 2.8264e-06 |  | 1.394882703633061e+002 | 5.6425e-06 |  | 1.394882703633061e+002 | 4.8876e-06 |  | 139.585 | 4.0257e-06 | 20.2046 | 4.0257e-06
1.395849897811530e+002 | 1.9918e-07 | 139.585 | 1.395849897811530e+002 | 2.8264e-06 |  | 1.395849897811530e+002 | 5.6425e-06 |  | 1.395849897811530e+002 | 4.8876e-06 |  | 139.6818 | 4.0257e-06 | 20.2109 | 4.0257e-06
1.396817762630317e+002 | 1.9912e-07 | 139.6818 | 1.396817762630317e+002 | 2.8264e-06 |  | 1.396817762630317e+002 | 5.6425e-06 |  | 1.396817762630317e+002 | 4.8876e-06 |  | 139.7786 | 4.0257e-06 | 20.2172 | 4.0257e-06
1.397786298554435e+002 | 1.9906e-07 | 139.7786 | 1.397786298554435e+002 | 2.8264e-06 |  | 1.397786298554435e+002 | 5.6425e-06 |  | 1.397786298554435e+002 | 4.8876e-06 |  | 139.8756 | 4.0257e-06 | 20.2235 | 4.0257e-06
1.398755506049220e+002 | 1.99e-07 | 139.8756 | 1.398755506049220e+002 | 2.8264e-06 |  | 1.398755506049220e+002 | 5.6426e-06 |  | 1.398755506049220e+002 | 4.8876e-06 |  | 139.9725 | 4.0256e-06 | 20.2297 | 4.0256e-06
1.399725385580330e+002 | 1.9893e-07 | 139.9725 | 1.399725385580330e+002 | 2.8264e-06 |  | 1.399725385580330e+002 | 5.6426e-06 |  | 1.399725385580330e+002 | 4.8876e-06 |  | 140.0696 | 4.0256e-06 | 20.236 | 4.0256e-06
1.400695937613747e+002 | 1.9887e-07 | 140.0696 | 1.400695937613747e+002 | 2.8264e-06 |  | 1.400695937613747e+002 | 5.6426e-06 |  | 1.400695937613747e+002 | 4.8876e-06 |  | 140.1667 | 4.0256e-06 | 20.2423 | 4.0256e-06
1.401667162615776e+002 | 1.9881e-07 | 140.1667 | 1.401667162615776e+002 | 2.8264e-06 |  | 1.401667162615776e+002 | 5.6426e-06 |  | 1.401667162615776e+002 | 4.8876e-06 |  | 140.2639 | 4.0256e-06 | 20.2485 | 4.0256e-06
1.402639061053045e+002 | 1.9875e-07 | 140.2639 | 1.402639061053045e+002 | 2.8264e-06 |  | 1.402639061053045e+002 | 5.6426e-06 |  | 1.402639061053045e+002 | 4.8876e-06 |  | 140.3612 | 4.0256e-06 | 20.2548 | 4.0256e-06
1.403611633392505e+002 | 1.9868e-07 | 140.3612 | 1.403611633392505e+002 | 2.8264e-06 |  | 1.403611633392505e+002 | 5.6426e-06 |  | 1.403611633392505e+002 | 4.8876e-06 |  | 140.4585 | 4.0255e-06 | 20.261 | 4.0255e-06
1.404584880101432e+002 | 1.9862e-07 | 140.4585 | 1.404584880101432e+002 | 2.8264e-06 |  | 1.404584880101432e+002 | 5.6426e-06 |  | 1.404584880101432e+002 | 4.8876e-06 |  | 140.5559 | 4.0255e-06 | 20.2673 | 4.0255e-06
1.405558801647424e+002 | 1.9856e-07 | 140.5559 | 1.405558801647424e+002 | 2.8264e-06 |  | 1.405558801647424e+002 | 5.6426e-06 |  | 1.405558801647424e+002 | 4.8876e-06 |  | 140.6533 | 4.0255e-06 | 20.2735 | 4.0255e-06
1.406533398498407e+002 | 1.985e-07 | 140.6533 | 1.406533398498407e+002 | 2.8264e-06 |  | 1.406533398498407e+002 | 5.6426e-06 |  | 1.406533398498407e+002 | 4.8876e-06 |  | 140.7509 | 4.0255e-06 | 20.2797 | 4.0255e-06
1.407508671122626e+002 | 1.9844e-07 | 140.7509 | 1.407508671122626e+002 | 2.8264e-06 |  | 1.407508671122626e+002 | 5.6426e-06 |  | 1.407508671122626e+002 | 4.8876e-06 |  | 140.8485 | 4.0255e-06 | 20.286 | 4.0255e-06
1.408484619988656e+002 | 1.9837e-07 | 140.8485 | 1.408484619988656e+002 | 2.8264e-06 |  | 1.408484619988656e+002 | 5.6426e-06 |  | 1.408484619988656e+002 | 4.8876e-06 |  | 140.9461 | 4.0255e-06 | 20.2922 | 4.0255e-06
1.409461245565394e+002 | 1.9831e-07 | 140.9461 | 1.409461245565394e+002 | 2.8264e-06 |  | 1.409461245565394e+002 | 5.6426e-06 |  | 1.409461245565394e+002 | 4.8877e-06 |  | 141.0439 | 4.0254e-06 | 20.2984 | 4.0254e-06
1.410438548322063e+002 | 1.9825e-07 | 141.0439 | 1.410438548322063e+002 | 2.8264e-06 |  | 1.410438548322063e+002 | 5.6426e-06 |  | 1.410438548322063e+002 | 4.8877e-06 |  | 141.1417 | 4.0254e-06 | 20.3046 | 4.0254e-06
1.411416528728209e+002 | 1.9819e-07 | 141.1417 | 1.411416528728209e+002 | 2.8264e-06 |  | 1.411416528728209e+002 | 5.6427e-06 |  | 1.411416528728209e+002 | 4.8877e-06 |  | 141.2395 | 4.0254e-06 | 20.3108 | 4.0254e-06
1.412395187253709e+002 | 1.9813e-07 | 141.2395 | 1.412395187253709e+002 | 2.8264e-06 |  | 1.412395187253709e+002 | 5.6427e-06 |  | 1.412395187253709e+002 | 4.8877e-06 |  | 141.3375 | 4.0254e-06 | 20.3171 | 4.0254e-06
1.413374524368760e+002 | 1.9807e-07 | 141.3375 | 1.413374524368760e+002 | 2.8264e-06 |  | 1.413374524368760e+002 | 5.6427e-06 |  | 1.413374524368760e+002 | 4.8877e-06 |  | 141.4355 | 4.0254e-06 | 20.3233 | 4.0254e-06
1.414354540543888e+002 | 1.9801e-07 | 141.4355 | 1.414354540543888e+002 | 2.8264e-06 |  | 1.414354540543888e+002 | 5.6427e-06 |  | 1.414354540543888e+002 | 4.8877e-06 |  | 141.5335 | 4.0254e-06 | 20.3295 | 4.0254e-06
1.415335236249945e+002 | 1.9794e-07 | 141.5335 | 1.415335236249945e+002 | 2.8264e-06 |  | 1.415335236249945e+002 | 5.6427e-06 |  | 1.415335236249945e+002 | 4.8877e-06 |  | 141.6317 | 4.0253e-06 | 20.3357 | 4.0253e-06
1.416316611958109e+002 | 1.9788e-07 | 141.6317 | 1.416316611958109e+002 | 2.8264e-06 |  | 1.416316611958109e+002 | 5.6427e-06 |  | 1.416316611958109e+002 | 4.8877e-06 |  | 141.7299 | 4.0253e-06 | 20.3419 | 4.0253e-06
1.417298668139886e+002 | 1.9782e-07 | 141.7299 | 1.417298668139886e+002 | 2.8264e-06 |  | 1.417298668139886e+002 | 5.6427e-06 |  | 1.417298668139886e+002 | 4.8877e-06 |  | 141.8281 | 4.0253e-06 | 20.3481 | 4.0253e-06
1.418281405267106e+002 | 1.9776e-07 | 141.8281 | 1.418281405267106e+002 | 2.8264e-06 |  | 1.418281405267106e+002 | 5.6427e-06 |  | 1.418281405267106e+002 | 4.8877e-06 |  | 141.9265 | 4.0253e-06 | 20.3542 | 4.0253e-06
1.419264823811929e+002 | 1.977e-07 | 141.9265 | 1.419264823811929e+002 | 2.8264e-06 |  | 1.419264823811929e+002 | 5.6427e-06 |  | 1.419264823811929e+002 | 4.8877e-06 |  | 142.0249 | 4.0253e-06 | 20.3604 | 4.0253e-06
1.420248924246842e+002 | 1.9764e-07 | 142.0249 | 1.420248924246842e+002 | 2.8264e-06 |  | 1.420248924246842e+002 | 5.6427e-06 |  | 1.420248924246842e+002 | 4.8877e-06 |  | 142.1234 | 4.0252e-06 | 20.3666 | 4.0252e-06
1.421233707044659e+002 | 1.9758e-07 | 142.1234 | 1.421233707044659e+002 | 2.8264e-06 |  | 1.421233707044659e+002 | 5.6427e-06 |  | 1.421233707044659e+002 | 4.8877e-06 |  | 142.2219 | 4.0252e-06 | 20.3728 | 4.0252e-06
1.422219172678520e+002 | 1.9752e-07 | 142.2219 | 1.422219172678520e+002 | 2.8264e-06 |  | 1.422219172678520e+002 | 5.6427e-06 |  | 1.422219172678520e+002 | 4.8877e-06 |  | 142.3205 | 4.0252e-06 | 20.379 | 4.0252e-06
1.423205321621898e+002 | 1.9746e-07 | 142.3205 | 1.423205321621898e+002 | 2.8264e-06 |  | 1.423205321621898e+002 | 5.6427e-06 |  | 1.423205321621898e+002 | 4.8877e-06 |  | 142.4192 | 4.0252e-06 | 20.3851 | 4.0252e-06
1.424192154348588e+002 | 1.974e-07 | 142.4192 | 1.424192154348588e+002 | 2.8264e-06 |  | 1.424192154348588e+002 | 5.6428e-06 |  | 1.424192154348588e+002 | 4.8877e-06 |  | 142.518 | 4.0252e-06 | 20.3913 | 4.0252e-06
1.425179671332719e+002 | 1.9734e-07 | 142.518 | 1.425179671332719e+002 | 2.8264e-06 |  | 1.425179671332719e+002 | 5.6428e-06 |  | 1.425179671332719e+002 | 4.8877e-06 |  | 142.6168 | 4.0252e-06 | 20.3974 | 4.0252e-06
1.426167873048746e+002 | 1.9728e-07 | 142.6168 | 1.426167873048746e+002 | 2.8264e-06 |  | 1.426167873048746e+002 | 5.6428e-06 |  | 1.426167873048746e+002 | 4.8878e-06 |  | 142.7157 | 4.0251e-06 | 20.4036 | 4.0251e-06
1.427156759971454e+002 | 1.9722e-07 | 142.7157 | 1.427156759971454e+002 | 2.8264e-06 |  | 1.427156759971454e+002 | 5.6428e-06 |  | 1.427156759971454e+002 | 4.8878e-06 |  | 142.8146 | 4.0251e-06 | 20.4097 | 4.0251e-06
1.428146332575955e+002 | 1.9716e-07 | 142.8146 | 1.428146332575955e+002 | 2.8264e-06 |  | 1.428146332575955e+002 | 5.6428e-06 |  | 1.428146332575955e+002 | 4.8878e-06 |  | 142.9137 | 4.0251e-06 | 20.4159 | 4.0251e-06
1.429136591337694e+002 | 1.971e-07 | 142.9137 | 1.429136591337694e+002 | 2.8264e-06 |  | 1.429136591337694e+002 | 5.6428e-06 |  | 1.429136591337694e+002 | 4.8878e-06 |  | 143.0128 | 4.0251e-06 | 20.422 | 4.0251e-06
1.430127536732442e+002 | 1.9704e-07 | 143.0128 | 1.430127536732442e+002 | 2.8264e-06 |  | 1.430127536732442e+002 | 5.6428e-06 |  | 1.430127536732442e+002 | 4.8878e-06 |  | 143.1119 | 4.0251e-06 | 20.4282 | 4.0251e-06
1.431119169236304e+002 | 1.9698e-07 | 143.1119 | 1.431119169236304e+002 | 2.8264e-06 |  | 1.431119169236304e+002 | 5.6428e-06 |  | 1.431119169236304e+002 | 4.8878e-06 |  | 143.2111 | 4.0251e-06 | 20.4343 | 4.0251e-06
1.432111489325711e+002 | 1.9692e-07 | 143.2111 | 1.432111489325711e+002 | 2.8264e-06 |  | 1.432111489325711e+002 | 5.6428e-06 |  | 1.432111489325711e+002 | 4.8878e-06 |  | 143.3104 | 4.025e-06 | 20.4404 | 4.025e-06
1.433104497477427e+002 | 1.9686e-07 | 143.3104 | 1.433104497477427e+002 | 2.8264e-06 |  | 1.433104497477427e+002 | 5.6428e-06 |  | 1.433104497477427e+002 | 4.8878e-06 |  | 143.4098 | 4.025e-06 | 20.4466 | 4.025e-06
1.434098194168546e+002 | 1.968e-07 | 143.4098 | 1.434098194168546e+002 | 2.8264e-06 |  | 1.434098194168546e+002 | 5.6428e-06 |  | 1.434098194168546e+002 | 4.8878e-06 |  | 143.5093 | 4.025e-06 | 20.4527 | 4.025e-06
1.435092579876492e+002 | 1.9674e-07 | 143.5093 | 1.435092579876492e+002 | 2.8265e-06 |  | 1.435092579876492e+002 | 5.6428e-06 |  | 1.435092579876492e+002 | 4.8878e-06 |  | 143.6088 | 4.025e-06 | 20.4588 | 4.025e-06
1.436087655079021e+002 | 1.9668e-07 | 143.6088 | 1.436087655079021e+002 | 2.8265e-06 |  | 1.436087655079021e+002 | 5.6428e-06 |  | 1.436087655079021e+002 | 4.8878e-06 |  | 143.7083 | 4.025e-06 | 20.4649 | 4.025e-06
1.437083420254220e+002 | 1.9662e-07 | 143.7083 | 1.437083420254220e+002 | 2.8265e-06 |  | 1.437083420254220e+002 | 5.6428e-06 |  | 1.437083420254220e+002 | 4.8878e-06 |  | 143.808 | 4.025e-06 | 20.471 | 4.025e-06
1.438079875880506e+002 | 1.9656e-07 | 143.808 | 1.438079875880506e+002 | 2.8265e-06 |  | 1.438079875880506e+002 | 5.6429e-06 |  | 1.438079875880506e+002 | 4.8878e-06 |  | 143.9077 | 4.0249e-06 | 20.4771 | 4.0249e-06
1.439077022436631e+002 | 1.965e-07 | 143.9077 | 1.439077022436631e+002 | 2.8265e-06 |  | 1.439077022436631e+002 | 5.6429e-06 |  | 1.439077022436631e+002 | 4.8878e-06 |  | 144.0075 | 4.0249e-06 | 20.4832 | 4.0249e-06
1.440074860401677e+002 | 1.9644e-07 | 144.0075 | 1.440074860401677e+002 | 2.8265e-06 |  | 1.440074860401677e+002 | 5.6429e-06 |  | 1.440074860401677e+002 | 4.8878e-06 |  | 144.1073 | 4.0249e-06 | 20.4893 | 4.0249e-06
1.441073390255057e+002 | 1.9638e-07 | 144.1073 | 1.441073390255057e+002 | 2.8265e-06 |  | 1.441073390255057e+002 | 5.6429e-06 |  | 1.441073390255057e+002 | 4.8878e-06 |  | 144.2073 | 4.0249e-06 | 20.4954 | 4.0249e-06
1.442072612476518e+002 | 1.9632e-07 | 144.2073 | 1.442072612476518e+002 | 2.8265e-06 |  | 1.442072612476518e+002 | 5.6429e-06 |  | 1.442072612476518e+002 | 4.8878e-06 |  | 144.3073 | 4.0249e-06 | 20.5015 | 4.0249e-06
1.443072527546140e+002 | 1.9626e-07 | 144.3073 | 1.443072527546140e+002 | 2.8265e-06 |  | 1.443072527546140e+002 | 5.6429e-06 |  | 1.443072527546140e+002 | 4.8879e-06 |  | 144.4073 | 4.0249e-06 | 20.5076 | 4.0249e-06
1.444073135944335e+002 | 1.962e-07 | 144.4073 | 1.444073135944335e+002 | 2.8265e-06 |  | 1.444073135944335e+002 | 5.6429e-06 |  | 1.444073135944335e+002 | 4.8879e-06 |  | 144.5074 | 4.0248e-06 | 20.5137 | 4.0248e-06
1.445074438151849e+002 | 1.9614e-07 | 144.5074 | 1.445074438151849e+002 | 2.8265e-06 |  | 1.445074438151849e+002 | 5.6429e-06 |  | 1.445074438151849e+002 | 4.8879e-06 |  | 144.6076 | 4.0248e-06 | 20.5198 | 4.0248e-06
1.446076434649759e+002 | 1.9608e-07 | 144.6076 | 1.446076434649759e+002 | 2.8265e-06 |  | 1.446076434649759e+002 | 5.6429e-06 |  | 1.446076434649759e+002 | 4.8879e-06 |  | 144.7079 | 4.0248e-06 | 20.5258 | 4.0248e-06
1.447079125919478e+002 | 1.9603e-07 | 144.7079 | 1.447079125919478e+002 | 2.8265e-06 |  | 1.447079125919478e+002 | 5.6429e-06 |  | 1.447079125919478e+002 | 4.8879e-06 |  | 144.8083 | 4.0248e-06 | 20.5319 | 4.0248e-06
1.448082512442753e+002 | 1.9597e-07 | 144.8083 | 1.448082512442753e+002 | 2.8265e-06 |  | 1.448082512442753e+002 | 5.6429e-06 |  | 1.448082512442753e+002 | 4.8879e-06 |  | 144.9087 | 4.0248e-06 | 20.538 | 4.0248e-06
1.449086594701663e+002 | 1.9591e-07 | 144.9087 | 1.449086594701663e+002 | 2.8265e-06 |  | 1.449086594701663e+002 | 5.6429e-06 |  | 1.449086594701663e+002 | 4.8879e-06 |  | 145.0091 | 4.0247e-06 | 20.544 | 4.0247e-06
1.450091373178623e+002 | 1.9585e-07 | 145.0091 | 1.450091373178623e+002 | 2.8265e-06 |  | 1.450091373178623e+002 | 5.6429e-06 |  | 1.450091373178623e+002 | 4.8879e-06 |  | 145.1097 | 4.0247e-06 | 20.5501 | 4.0247e-06
1.451096848356381e+002 | 1.9579e-07 | 145.1097 | 1.451096848356381e+002 | 2.8265e-06 |  | 1.451096848356381e+002 | 5.643e-06 |  | 1.451096848356381e+002 | 4.8879e-06 |  | 145.2103 | 4.0247e-06 | 20.5561 | 4.0247e-06
1.452103020718022e+002 | 1.9573e-07 | 145.2103 | 1.452103020718022e+002 | 2.8265e-06 |  | 1.452103020718022e+002 | 5.643e-06 |  | 1.452103020718022e+002 | 4.8879e-06 |  | 145.311 | 4.0247e-06 | 20.5622 | 4.0247e-06
1.453109890746963e+002 | 1.9567e-07 | 145.311 | 1.453109890746963e+002 | 2.8265e-06 |  | 1.453109890746963e+002 | 5.643e-06 |  | 1.453109890746963e+002 | 4.8879e-06 |  | 145.4117 | 4.0247e-06 | 20.5682 | 4.0247e-06
1.454117458926959e+002 | 1.9562e-07 | 145.4117 | 1.454117458926959e+002 | 2.8265e-06 |  | 1.454117458926959e+002 | 5.643e-06 |  | 1.454117458926959e+002 | 4.8879e-06 |  | 145.5126 | 4.0247e-06 | 20.5743 | 4.0247e-06
1.455125725742099e+002 | 1.9556e-07 | 145.5126 | 1.455125725742099e+002 | 2.8265e-06 |  | 1.455125725742099e+002 | 5.643e-06 |  | 1.455125725742099e+002 | 4.8879e-06 |  | 145.6135 | 4.0246e-06 | 20.5803 | 4.0246e-06
1.456134691676807e+002 | 1.955e-07 | 145.6135 | 1.456134691676807e+002 | 2.8265e-06 |  | 1.456134691676807e+002 | 5.643e-06 |  | 1.456134691676807e+002 | 4.8879e-06 |  | 145.7144 | 4.0246e-06 | 20.5863 | 4.0246e-06
1.457144357215844e+002 | 1.9544e-07 | 145.7144 | 1.457144357215844e+002 | 2.8265e-06 |  | 1.457144357215844e+002 | 5.643e-06 |  | 1.457144357215844e+002 | 4.8879e-06 |  | 145.8155 | 4.0246e-06 | 20.5924 | 4.0246e-06
1.458154722844308e+002 | 1.9538e-07 | 145.8155 | 1.458154722844308e+002 | 2.8265e-06 |  | 1.458154722844308e+002 | 5.643e-06 |  | 1.458154722844308e+002 | 4.8879e-06 |  | 145.9166 | 4.0246e-06 | 20.5984 | 4.0246e-06
1.459165789047631e+002 | 1.9533e-07 | 145.9166 | 1.459165789047631e+002 | 2.8265e-06 |  | 1.459165789047631e+002 | 5.643e-06 |  | 1.459165789047631e+002 | 4.8879e-06 |  | 146.0178 | 4.0246e-06 | 20.6044 | 4.0246e-06
1.460177556311583e+002 | 1.9527e-07 | 146.0178 | 1.460177556311583e+002 | 2.8265e-06 |  | 1.460177556311583e+002 | 5.643e-06 |  | 1.460177556311583e+002 | 4.888e-06 |  | 146.119 | 4.0246e-06 | 20.6104 | 4.0246e-06
1.461190025122271e+002 | 1.9521e-07 | 146.119 | 1.461190025122271e+002 | 2.8265e-06 |  | 1.461190025122271e+002 | 5.643e-06 |  | 1.461190025122271e+002 | 4.888e-06 |  | 146.2203 | 4.0245e-06 | 20.6164 | 4.0245e-06
1.462203195966139e+002 | 1.9515e-07 | 146.2203 | 1.462203195966139e+002 | 2.8265e-06 |  | 1.462203195966139e+002 | 5.643e-06 |  | 1.462203195966139e+002 | 4.888e-06 |  | 146.3217 | 4.0245e-06 | 20.6224 | 4.0245e-06
1.463217069329967e+002 | 1.951e-07 | 146.3217 | 1.463217069329967e+002 | 2.8265e-06 |  | 1.463217069329967e+002 | 5.643e-06 |  | 1.463217069329967e+002 | 4.888e-06 |  | 146.4232 | 4.0245e-06 | 20.6284 | 4.0245e-06
1.464231645700874e+002 | 1.9504e-07 | 146.4232 | 1.464231645700874e+002 | 2.8265e-06 |  | 1.464231645700874e+002 | 5.6431e-06 |  | 1.464231645700874e+002 | 4.888e-06 |  | 146.5247 | 4.0245e-06 | 20.6344 | 4.0245e-06
1.465246925566317e+002 | 1.9498e-07 | 146.5247 | 1.465246925566317e+002 | 2.8265e-06 |  | 1.465246925566317e+002 | 5.6431e-06 |  | 1.465246925566317e+002 | 4.888e-06 |  | 146.6263 | 4.0245e-06 | 20.6404 | 4.0245e-06
1.466262909414090e+002 | 1.9492e-07 | 146.6263 | 1.466262909414090e+002 | 2.8265e-06 |  | 1.466262909414090e+002 | 5.6431e-06 |  | 1.466262909414090e+002 | 4.888e-06 |  | 146.728 | 4.0245e-06 | 20.6464 | 4.0245e-06
1.467279597732324e+002 | 1.9487e-07 | 146.728 | 1.467279597732324e+002 | 2.8265e-06 |  | 1.467279597732324e+002 | 5.6431e-06 |  | 1.467279597732324e+002 | 4.888e-06 |  | 146.8297 | 4.0244e-06 | 20.6524 | 4.0244e-06
1.468296991009492e+002 | 1.9481e-07 | 146.8297 | 1.468296991009492e+002 | 2.8265e-06 |  | 1.468296991009492e+002 | 5.6431e-06 |  | 1.468296991009492e+002 | 4.888e-06 |  | 146.9315 | 4.0244e-06 | 20.6584 | 4.0244e-06
1.469315089734403e+002 | 1.9475e-07 | 146.9315 | 1.469315089734403e+002 | 2.8265e-06 |  | 1.469315089734403e+002 | 5.6431e-06 |  | 1.469315089734403e+002 | 4.888e-06 |  | 147.0334 | 4.0244e-06 | 20.6644 | 4.0244e-06
1.470333894396206e+002 | 1.9469e-07 | 147.0334 | 1.470333894396206e+002 | 2.8265e-06 |  | 1.470333894396206e+002 | 5.6431e-06 |  | 1.470333894396206e+002 | 4.888e-06 |  | 147.1353 | 4.0244e-06 | 20.6703 | 4.0244e-06
1.471353405484387e+002 | 1.9464e-07 | 147.1353 | 1.471353405484387e+002 | 2.8265e-06 |  | 1.471353405484387e+002 | 5.6431e-06 |  | 1.471353405484387e+002 | 4.888e-06 |  | 147.2374 | 4.0244e-06 | 20.6763 | 4.0244e-06
1.472373623488776e+002 | 1.9458e-07 | 147.2374 | 1.472373623488776e+002 | 2.8265e-06 |  | 1.472373623488776e+002 | 5.6431e-06 |  | 1.472373623488776e+002 | 4.888e-06 |  | 147.3395 | 4.0244e-06 | 20.6823 | 4.0244e-06
1.473394548899537e+002 | 1.9452e-07 | 147.3395 | 1.473394548899537e+002 | 2.8265e-06 |  | 1.473394548899537e+002 | 5.6431e-06 |  | 1.473394548899537e+002 | 4.888e-06 |  | 147.4416 | 4.0243e-06 | 20.6882 | 4.0243e-06
1.474416182207179e+002 | 1.9447e-07 | 147.4416 | 1.474416182207179e+002 | 2.8265e-06 |  | 1.474416182207179e+002 | 5.6431e-06 |  | 1.474416182207179e+002 | 4.888e-06 |  | 147.5439 | 4.0243e-06 | 20.6942 | 4.0243e-06
1.475438523902547e+002 | 1.9441e-07 | 147.5439 | 1.475438523902547e+002 | 2.8265e-06 |  | 1.475438523902547e+002 | 5.6431e-06 |  | 1.475438523902547e+002 | 4.888e-06 |  | 147.6462 | 4.0243e-06 | 20.7002 | 4.0243e-06
1.476461574476830e+002 | 1.9435e-07 | 147.6462 | 1.476461574476830e+002 | 2.8265e-06 |  | 1.476461574476830e+002 | 5.6431e-06 |  | 1.476461574476830e+002 | 4.8881e-06 |  | 147.7485 | 4.0243e-06 | 20.7061 | 4.0243e-06
1.477485334421554e+002 | 1.943e-07 | 147.7485 | 1.477485334421554e+002 | 2.8265e-06 |  | 1.477485334421554e+002 | 5.6432e-06 |  | 1.477485334421554e+002 | 4.8881e-06 |  | 147.851 | 4.0243e-06 | 20.712 | 4.0243e-06
1.478509804228588e+002 | 1.9424e-07 | 147.851 | 1.478509804228588e+002 | 2.8265e-06 |  | 1.478509804228588e+002 | 5.6432e-06 |  | 1.478509804228588e+002 | 4.8881e-06 |  | 147.9535 | 4.0243e-06 | 20.718 | 4.0243e-06
1.479534984390143e+002 | 1.9418e-07 | 147.9535 | 1.479534984390143e+002 | 2.8265e-06 |  | 1.479534984390143e+002 | 5.6432e-06 |  | 1.479534984390143e+002 | 4.8881e-06 |  | 148.0561 | 4.0242e-06 | 20.7239 | 4.0242e-06
1.480560875398769e+002 | 1.9413e-07 | 148.0561 | 1.480560875398769e+002 | 2.8265e-06 |  | 1.480560875398769e+002 | 5.6432e-06 |  | 1.480560875398769e+002 | 4.8881e-06 |  | 148.1587 | 4.0242e-06 | 20.7299 | 4.0242e-06
1.481587477747358e+002 | 1.9407e-07 | 148.1587 | 1.481587477747358e+002 | 2.8265e-06 |  | 1.481587477747358e+002 | 5.6432e-06 |  | 1.481587477747358e+002 | 4.8881e-06 |  | 148.2615 | 4.0242e-06 | 20.7358 | 4.0242e-06
1.482614791929144e+002 | 1.9401e-07 | 148.2615 | 1.482614791929144e+002 | 2.8265e-06 |  | 1.482614791929144e+002 | 5.6432e-06 |  | 1.482614791929144e+002 | 4.8881e-06 |  | 148.3643 | 4.0242e-06 | 20.7417 | 4.0242e-06
1.483642818437704e+002 | 1.9396e-07 | 148.3643 | 1.483642818437704e+002 | 2.8265e-06 |  | 1.483642818437704e+002 | 5.6432e-06 |  | 1.483642818437704e+002 | 4.8881e-06 |  | 148.4672 | 4.0242e-06 | 20.7476 | 4.0242e-06
1.484671557766957e+002 | 1.939e-07 | 148.4672 | 1.484671557766957e+002 | 2.8265e-06 |  | 1.484671557766957e+002 | 5.6432e-06 |  | 1.484671557766957e+002 | 4.8881e-06 |  | 148.5701 | 4.0242e-06 | 20.7535 | 4.0242e-06
1.485701010411163e+002 | 1.9385e-07 | 148.5701 | 1.485701010411163e+002 | 2.8265e-06 |  | 1.485701010411163e+002 | 5.6432e-06 |  | 1.485701010411163e+002 | 4.8881e-06 |  | 148.6731 | 4.0241e-06 | 20.7595 | 4.0241e-06
1.486731176864925e+002 | 1.9379e-07 | 148.6731 | 1.486731176864925e+002 | 2.8265e-06 |  | 1.486731176864925e+002 | 5.6432e-06 |  | 1.486731176864925e+002 | 4.8881e-06 |  | 148.7762 | 4.0241e-06 | 20.7654 | 4.0241e-06
1.487762057623191e+002 | 1.9373e-07 | 148.7762 | 1.487762057623191e+002 | 2.8265e-06 |  | 1.487762057623191e+002 | 5.6432e-06 |  | 1.487762057623191e+002 | 4.8881e-06 |  | 148.8794 | 4.0241e-06 | 20.7713 | 4.0241e-06
1.488793653181250e+002 | 1.9368e-07 | 148.8794 | 1.488793653181250e+002 | 2.8265e-06 |  | 1.488793653181250e+002 | 5.6432e-06 |  | 1.488793653181250e+002 | 4.8881e-06 |  | 148.9826 | 4.0241e-06 | 20.7772 | 4.0241e-06
1.489825964034735e+002 | 1.9362e-07 | 148.9826 | 1.489825964034735e+002 | 2.8265e-06 |  | 1.489825964034735e+002 | 5.6432e-06 |  | 1.489825964034735e+002 | 4.8881e-06 |  | 149.0859 | 4.0241e-06 | 20.7831 | 4.0241e-06
1.490858990679624e+002 | 1.9357e-07 | 149.0859 | 1.490858990679624e+002 | 2.8265e-06 |  | 1.490858990679624e+002 | 5.6432e-06 |  | 1.490858990679624e+002 | 4.8881e-06 |  | 149.1893 | 4.0241e-06 | 20.789 | 4.0241e-06
1.491892733612237e+002 | 1.9351e-07 | 149.1893 | 1.491892733612237e+002 | 2.8265e-06 |  | 1.491892733612237e+002 | 5.6433e-06 |  | 1.491892733612237e+002 | 4.8881e-06 |  | 149.2927 | 4.024e-06 | 20.7948 | 4.024e-06
1.492927193329239e+002 | 1.9346e-07 | 149.2927 | 1.492927193329239e+002 | 2.8265e-06 |  | 1.492927193329239e+002 | 5.6433e-06 |  | 1.492927193329239e+002 | 4.8881e-06 |  | 149.3962 | 4.024e-06 | 20.8007 | 4.024e-06
1.493962370327639e+002 | 1.934e-07 | 149.3962 | 1.493962370327639e+002 | 2.8265e-06 |  | 1.493962370327639e+002 | 5.6433e-06 |  | 1.493962370327639e+002 | 4.8882e-06 |  | 149.4998 | 4.024e-06 | 20.8066 | 4.024e-06
1.494998265104792e+002 | 1.9335e-07 | 149.4998 | 1.494998265104792e+002 | 2.8265e-06 |  | 1.494998265104792e+002 | 5.6433e-06 |  | 1.494998265104792e+002 | 4.8882e-06 |  | 149.6035 | 4.024e-06 | 20.8125 | 4.024e-06
1.496034878158395e+002 | 1.9329e-07 | 149.6035 | 1.496034878158395e+002 | 2.8265e-06 |  | 1.496034878158395e+002 | 5.6433e-06 |  | 1.496034878158395e+002 | 4.8882e-06 |  | 149.7072 | 4.024e-06 | 20.8183 | 4.024e-06
1.497072209986494e+002 | 1.9323e-07 | 149.7072 | 1.497072209986494e+002 | 2.8265e-06 |  | 1.497072209986494e+002 | 5.6433e-06 |  | 1.497072209986494e+002 | 4.8882e-06 |  | 149.811 | 4.024e-06 | 20.8242 | 4.024e-06
1.498110261087476e+002 | 1.9318e-07 | 149.811 | 1.498110261087476e+002 | 2.8265e-06 |  | 1.498110261087476e+002 | 5.6433e-06 |  | 1.498110261087476e+002 | 4.8882e-06 |  | 149.9149 | 4.0239e-06 | 20.8301 | 4.0239e-06
1.499149031960077e+002 | 1.9312e-07 | 149.9149 | 1.499149031960077e+002 | 2.8265e-06 |  | 1.499149031960077e+002 | 5.6433e-06 |  | 1.499149031960077e+002 | 4.8882e-06 |  | 150.0189 | 4.0239e-06 | 20.8359 | 4.0239e-06
1.500188523103379e+002 | 1.9307e-07 | 150.0189 | 1.500188523103379e+002 | 2.8265e-06 |  | 1.500188523103379e+002 | 5.6433e-06 |  | 1.500188523103379e+002 | 4.8882e-06 |  | 150.1229 | 4.0239e-06 | 20.8418 | 4.0239e-06
1.501228735016806e+002 | 1.9301e-07 | 150.1229 | 1.501228735016806e+002 | 2.8265e-06 |  | 1.501228735016806e+002 | 5.6433e-06 |  | 1.501228735016806e+002 | 4.8882e-06 |  | 150.227 | 4.0239e-06 | 20.8476 | 4.0239e-06
1.502269668200132e+002 | 1.9296e-07 | 150.227 | 1.502269668200132e+002 | 2.8265e-06 |  | 1.502269668200132e+002 | 5.6433e-06 |  | 1.502269668200132e+002 | 4.8882e-06 |  | 150.3311 | 4.0239e-06 | 20.8535 | 4.0239e-06
1.503311323153477e+002 | 1.929e-07 | 150.3311 | 1.503311323153477e+002 | 2.8265e-06 |  | 1.503311323153477e+002 | 5.6433e-06 |  | 1.503311323153477e+002 | 4.8882e-06 |  | 150.4354 | 4.0239e-06 | 20.8593 | 4.0239e-06
1.504353700377307e+002 | 1.9285e-07 | 150.4354 | 1.504353700377307e+002 | 2.8265e-06 |  | 1.504353700377307e+002 | 5.6433e-06 |  | 1.504353700377307e+002 | 4.8882e-06 |  | 150.5397 | 4.0238e-06 | 20.8651 | 4.0238e-06
1.505396800372436e+002 | 1.928e-07 | 150.5397 | 1.505396800372436e+002 | 2.8265e-06 |  | 1.505396800372436e+002 | 5.6434e-06 |  | 1.505396800372436e+002 | 4.8882e-06 |  | 150.6441 | 4.0238e-06 | 20.871 | 4.0238e-06
1.506440623640023e+002 | 1.9274e-07 | 150.6441 | 1.506440623640023e+002 | 2.8265e-06 |  | 1.506440623640023e+002 | 5.6434e-06 |  | 1.506440623640023e+002 | 4.8882e-06 |  | 150.7485 | 4.0238e-06 | 20.8768 | 4.0238e-06
1.507485170681577e+002 | 1.9269e-07 | 150.7485 | 1.507485170681577e+002 | 2.8265e-06 |  | 1.507485170681577e+002 | 5.6434e-06 |  | 1.507485170681577e+002 | 4.8882e-06 |  | 150.853 | 4.0238e-06 | 20.8826 | 4.0238e-06
1.508530441998954e+002 | 1.9263e-07 | 150.853 | 1.508530441998954e+002 | 2.8265e-06 |  | 1.508530441998954e+002 | 5.6434e-06 |  | 1.508530441998954e+002 | 4.8882e-06 |  | 150.9576 | 4.0238e-06 | 20.8885 | 4.0238e-06
1.509576438094357e+002 | 1.9258e-07 | 150.9576 | 1.509576438094357e+002 | 2.8265e-06 |  | 1.509576438094357e+002 | 5.6434e-06 |  | 1.509576438094357e+002 | 4.8882e-06 |  | 151.0623 | 4.0238e-06 | 20.8943 | 4.0238e-06
1.510623159470339e+002 | 1.9252e-07 | 151.0623 | 1.510623159470339e+002 | 2.8265e-06 |  | 1.510623159470339e+002 | 5.6434e-06 |  | 1.510623159470339e+002 | 4.8882e-06 |  | 151.1671 | 4.0237e-06 | 20.9001 | 4.0237e-06
1.511670606629800e+002 | 1.9247e-07 | 151.1671 | 1.511670606629800e+002 | 2.8265e-06 |  | 1.511670606629800e+002 | 5.6434e-06 |  | 1.511670606629800e+002 | 4.8883e-06 |  | 151.2719 | 4.0237e-06 | 20.9059 | 4.0237e-06
1.512718780075988e+002 | 1.9241e-07 | 151.2719 | 1.512718780075988e+002 | 2.8265e-06 |  | 1.512718780075988e+002 | 5.6434e-06 |  | 1.512718780075988e+002 | 4.8883e-06 |  | 151.3768 | 4.0237e-06 | 20.9117 | 4.0237e-06
1.513767680312504e+002 | 1.9236e-07 | 151.3768 | 1.513767680312504e+002 | 2.8265e-06 |  | 1.513767680312504e+002 | 5.6434e-06 |  | 1.513767680312504e+002 | 4.8883e-06 |  | 151.4817 | 4.0237e-06 | 20.9175 | 4.0237e-06
1.514817307843292e+002 | 1.9231e-07 | 151.4817 | 1.514817307843292e+002 | 2.8265e-06 |  | 1.514817307843292e+002 | 5.6434e-06 |  | 1.514817307843292e+002 | 4.8883e-06 |  | 151.5868 | 4.0237e-06 | 20.9233 | 4.0237e-06
1.515867663172651e+002 | 1.9225e-07 | 151.5868 | 1.515867663172651e+002 | 2.8265e-06 |  | 1.515867663172651e+002 | 5.6434e-06 |  | 1.515867663172651e+002 | 4.8883e-06 |  | 151.6919 | 4.0237e-06 | 20.9291 | 4.0237e-06
1.516918746805226e+002 | 1.922e-07 | 151.6919 | 1.516918746805226e+002 | 2.8265e-06 |  | 1.516918746805226e+002 | 5.6434e-06 |  | 1.516918746805226e+002 | 4.8883e-06 |  | 151.7971 | 4.0236e-06 | 20.9349 | 4.0236e-06
1.517970559246014e+002 | 1.9214e-07 | 151.7971 | 1.517970559246014e+002 | 2.8265e-06 |  | 1.517970559246014e+002 | 5.6434e-06 |  | 1.517970559246014e+002 | 4.8883e-06 |  | 151.9023 | 4.0236e-06 | 20.9406 | 4.0236e-06
1.519023101000362e+002 | 1.9209e-07 | 151.9023 | 1.519023101000362e+002 | 2.8265e-06 |  | 1.519023101000362e+002 | 5.6435e-06 |  | 1.519023101000362e+002 | 4.8883e-06 |  | 152.0076 | 4.0236e-06 | 20.9464 | 4.0236e-06
1.520076372573966e+002 | 1.9204e-07 | 152.0076 | 1.520076372573966e+002 | 2.8265e-06 |  | 1.520076372573966e+002 | 5.6435e-06 |  | 1.520076372573966e+002 | 4.8883e-06 |  | 152.113 | 4.0236e-06 | 20.9522 | 4.0236e-06
1.521130374472874e+002 | 1.9198e-07 | 152.113 | 1.521130374472874e+002 | 2.8265e-06 |  | 1.521130374472874e+002 | 5.6435e-06 |  | 1.521130374472874e+002 | 4.8883e-06 |  | 152.2185 | 4.0236e-06 | 20.958 | 4.0236e-06
1.522185107203484e+002 | 1.9193e-07 | 152.2185 | 1.522185107203484e+002 | 2.8265e-06 |  | 1.522185107203484e+002 | 5.6435e-06 |  | 1.522185107203484e+002 | 4.8883e-06 |  | 152.3241 | 4.0236e-06 | 20.9637 | 4.0236e-06
1.523240571272546e+002 | 1.9188e-07 | 152.3241 | 1.523240571272546e+002 | 2.8265e-06 |  | 1.523240571272546e+002 | 5.6435e-06 |  | 1.523240571272546e+002 | 4.8883e-06 |  | 152.4297 | 4.0235e-06 | 20.9695 | 4.0235e-06
1.524296767187160e+002 | 1.9182e-07 | 152.4297 | 1.524296767187160e+002 | 2.8265e-06 |  | 1.524296767187160e+002 | 5.6435e-06 |  | 1.524296767187160e+002 | 4.8883e-06 |  | 152.5354 | 4.0235e-06 | 20.9752 | 4.0235e-06
1.525353695454780e+002 | 1.9177e-07 | 152.5354 | 1.525353695454780e+002 | 2.8265e-06 |  | 1.525353695454780e+002 | 5.6435e-06 |  | 1.525353695454780e+002 | 4.8883e-06 |  | 152.6411 | 4.0235e-06 | 20.981 | 4.0235e-06
1.526411356583209e+002 | 1.9172e-07 | 152.6411 | 1.526411356583209e+002 | 2.8265e-06 |  | 1.526411356583209e+002 | 5.6435e-06 |  | 1.526411356583209e+002 | 4.8883e-06 |  | 152.747 | 4.0235e-06 | 20.9868 | 4.0235e-06
1.527469751080605e+002 | 1.9166e-07 | 152.747 | 1.527469751080605e+002 | 2.8265e-06 |  | 1.527469751080605e+002 | 5.6435e-06 |  | 1.527469751080605e+002 | 4.8883e-06 |  | 152.8529 | 4.0235e-06 | 20.9925 | 4.0235e-06
1.528528879455475e+002 | 1.9161e-07 | 152.8529 | 1.528528879455475e+002 | 2.8265e-06 |  | 1.528528879455475e+002 | 5.6435e-06 |  | 1.528528879455475e+002 | 4.8883e-06 |  | 152.9589 | 4.0235e-06 | 20.9982 | 4.0235e-06
1.529588742216682e+002 | 1.9156e-07 | 152.9589 | 1.529588742216682e+002 | 2.8265e-06 |  | 1.529588742216682e+002 | 5.6435e-06 |  | 1.529588742216682e+002 | 4.8884e-06 |  | 153.0649 | 4.0235e-06 | 21.004 | 4.0235e-06
1.530649339873440e+002 | 1.915e-07 | 153.0649 | 1.530649339873440e+002 | 2.8265e-06 |  | 1.530649339873440e+002 | 5.6435e-06 |  | 1.530649339873440e+002 | 4.8884e-06 |  | 153.1711 | 4.0234e-06 | 21.0097 | 4.0234e-06
1.531710672935315e+002 | 1.9145e-07 | 153.1711 | 1.531710672935315e+002 | 2.8265e-06 |  | 1.531710672935315e+002 | 5.6435e-06 |  | 1.531710672935315e+002 | 4.8884e-06 |  | 153.2773 | 4.0234e-06 | 21.0154 | 4.0234e-06
1.532772741912229e+002 | 1.914e-07 | 153.2773 | 1.532772741912229e+002 | 2.8265e-06 |  | 1.532772741912229e+002 | 5.6435e-06 |  | 1.532772741912229e+002 | 4.8884e-06 |  | 153.3836 | 4.0234e-06 | 21.0212 | 4.0234e-06
1.533835547314457e+002 | 1.9134e-07 | 153.3836 | 1.533835547314457e+002 | 2.8265e-06 |  | 1.533835547314457e+002 | 5.6436e-06 |  | 1.533835547314457e+002 | 4.8884e-06 |  | 153.4899 | 4.0234e-06 | 21.0269 | 4.0234e-06
1.534899089652625e+002 | 1.9129e-07 | 153.4899 | 1.534899089652625e+002 | 2.8265e-06 |  | 1.534899089652625e+002 | 5.6436e-06 |  | 1.534899089652625e+002 | 4.8884e-06 |  | 153.5963 | 4.0234e-06 | 21.0326 | 4.0234e-06
1.535963369437717e+002 | 1.9124e-07 | 153.5963 | 1.535963369437717e+002 | 2.8265e-06 |  | 1.535963369437717e+002 | 5.6436e-06 |  | 1.535963369437717e+002 | 4.8884e-06 |  | 153.7028 | 4.0234e-06 | 21.0383 | 4.0234e-06
1.537028387181068e+002 | 1.9119e-07 | 153.7028 | 1.537028387181068e+002 | 2.8265e-06 |  | 1.537028387181068e+002 | 5.6436e-06 |  | 1.537028387181068e+002 | 4.8884e-06 |  | 153.8094 | 4.0233e-06 | 21.044 | 4.0233e-06
1.538094143394370e+002 | 1.9113e-07 | 153.8094 | 1.538094143394370e+002 | 2.8265e-06 |  | 1.538094143394370e+002 | 5.6436e-06 |  | 1.538094143394370e+002 | 4.8884e-06 |  | 153.9161 | 4.0233e-06 | 21.0497 | 4.0233e-06
1.539160638589668e+002 | 1.9108e-07 | 153.9161 | 1.539160638589668e+002 | 2.8265e-06 |  | 1.539160638589668e+002 | 5.6436e-06 |  | 1.539160638589668e+002 | 4.8884e-06 |  | 154.0228 | 4.0233e-06 | 21.0554 | 4.0233e-06
1.540227873279364e+002 | 1.9103e-07 | 154.0228 | 1.540227873279364e+002 | 2.8265e-06 |  | 1.540227873279364e+002 | 5.6436e-06 |  | 1.540227873279364e+002 | 4.8884e-06 |  | 154.1296 | 4.0233e-06 | 21.0611 | 4.0233e-06
1.541295847976213e+002 | 1.9098e-07 | 154.1296 | 1.541295847976213e+002 | 2.8265e-06 |  | 1.541295847976213e+002 | 5.6436e-06 |  | 1.541295847976213e+002 | 4.8884e-06 |  | 154.2365 | 4.0233e-06 | 21.0668 | 4.0233e-06
1.542364563193327e+002 | 1.9092e-07 | 154.2365 | 1.542364563193327e+002 | 2.8265e-06 |  | 1.542364563193327e+002 | 5.6436e-06 |  | 1.542364563193327e+002 | 4.8884e-06 |  | 154.3434 | 4.0233e-06 | 21.0725 | 4.0233e-06
1.543434019444174e+002 | 1.9087e-07 | 154.3434 | 1.543434019444174e+002 | 2.8265e-06 |  | 1.543434019444174e+002 | 5.6436e-06 |  | 1.543434019444174e+002 | 4.8884e-06 |  | 154.4504 | 4.0232e-06 | 21.0782 | 4.0232e-06
1.544504217242577e+002 | 1.9082e-07 | 154.4504 | 1.544504217242577e+002 | 2.8265e-06 |  | 1.544504217242577e+002 | 5.6436e-06 |  | 1.544504217242577e+002 | 4.8884e-06 |  | 154.5575 | 4.0232e-06 | 21.0838 | 4.0232e-06
1.545575157102716e+002 | 1.9077e-07 | 154.5575 | 1.545575157102716e+002 | 2.8265e-06 |  | 1.545575157102716e+002 | 5.6436e-06 |  | 1.545575157102716e+002 | 4.8884e-06 |  | 154.6647 | 4.0232e-06 | 21.0895 | 4.0232e-06
1.546646839539127e+002 | 1.9072e-07 | 154.6647 | 1.546646839539127e+002 | 2.8265e-06 |  | 1.546646839539127e+002 | 5.6436e-06 |  | 1.546646839539127e+002 | 4.8884e-06 |  | 154.7719 | 4.0232e-06 | 21.0952 | 4.0232e-06
1.547719265066704e+002 | 1.9066e-07 | 154.7719 | 1.547719265066704e+002 | 2.8265e-06 |  | 1.547719265066704e+002 | 5.6437e-06 |  | 1.547719265066704e+002 | 4.8885e-06 |  | 154.8792 | 4.0232e-06 | 21.1008 | 4.0232e-06
1.548792434200695e+002 | 1.9061e-07 | 154.8792 | 1.548792434200695e+002 | 2.8265e-06 |  | 1.548792434200695e+002 | 5.6437e-06 |  | 1.548792434200695e+002 | 4.8885e-06 |  | 154.9866 | 4.0232e-06 | 21.1065 | 4.0232e-06
1.549866347456710e+002 | 1.9056e-07 | 154.9866 | 1.549866347456710e+002 | 2.8265e-06 |  | 1.549866347456710e+002 | 5.6437e-06 |  | 1.549866347456710e+002 | 4.8885e-06 |  | 155.0941 | 4.0231e-06 | 21.1122 | 4.0231e-06
1.550941005350712e+002 | 1.9051e-07 | 155.0941 | 1.550941005350712e+002 | 2.8266e-06 |  | 1.550941005350712e+002 | 5.6437e-06 |  | 1.550941005350712e+002 | 4.8885e-06 |  | 155.2016 | 4.0231e-06 | 21.1178 | 4.0231e-06
1.552016408399024e+002 | 1.9046e-07 | 155.2016 | 1.552016408399024e+002 | 2.8266e-06 |  | 1.552016408399024e+002 | 5.6437e-06 |  | 1.552016408399024e+002 | 4.8885e-06 |  | 155.3093 | 4.0231e-06 | 21.1235 | 4.0231e-06
1.553092557118328e+002 | 1.9041e-07 | 155.3093 | 1.553092557118328e+002 | 2.8266e-06 |  | 1.553092557118328e+002 | 5.6437e-06 |  | 1.553092557118328e+002 | 4.8885e-06 |  | 155.4169 | 4.0231e-06 | 21.1291 | 4.0231e-06
1.554169452025661e+002 | 1.9035e-07 | 155.4169 | 1.554169452025661e+002 | 2.8266e-06 |  | 1.554169452025661e+002 | 5.6437e-06 |  | 1.554169452025661e+002 | 4.8885e-06 |  | 155.5247 | 4.0231e-06 | 21.1347 | 4.0231e-06
1.555247093638421e+002 | 1.903e-07 | 155.5247 | 1.555247093638421e+002 | 2.8266e-06 |  | 1.555247093638421e+002 | 5.6437e-06 |  | 1.555247093638421e+002 | 4.8885e-06 |  | 155.6325 | 4.0231e-06 | 21.1404 | 4.0231e-06
1.556325482474365e+002 | 1.9025e-07 | 155.6325 | 1.556325482474365e+002 | 2.8266e-06 |  | 1.556325482474365e+002 | 5.6437e-06 |  | 1.556325482474365e+002 | 4.8885e-06 |  | 155.7405 | 4.023e-06 | 21.146 | 4.023e-06
1.557404619051607e+002 | 1.902e-07 | 155.7405 | 1.557404619051607e+002 | 2.8266e-06 |  | 1.557404619051607e+002 | 5.6437e-06 |  | 1.557404619051607e+002 | 4.8885e-06 |  | 155.8485 | 4.023e-06 | 21.1516 | 4.023e-06
1.558484503888623e+002 | 1.9015e-07 | 155.8485 | 1.558484503888623e+002 | 2.8266e-06 |  | 1.558484503888623e+002 | 5.6437e-06 |  | 1.558484503888623e+002 | 4.8885e-06 |  | 155.9565 | 4.023e-06 | 21.1572 | 4.023e-06
1.559565137504246e+002 | 1.901e-07 | 155.9565 | 1.559565137504246e+002 | 2.8266e-06 |  | 1.559565137504246e+002 | 5.6437e-06 |  | 1.559565137504246e+002 | 4.8885e-06 |  | 156.0647 | 4.023e-06 | 21.1629 | 4.023e-06
1.560646520417669e+002 | 1.9005e-07 | 156.0647 | 1.560646520417669e+002 | 2.8266e-06 |  | 1.560646520417669e+002 | 5.6437e-06 |  | 1.560646520417669e+002 | 4.8885e-06 |  | 156.1729 | 4.023e-06 | 21.1685 | 4.023e-06
1.561728653148447e+002 | 1.8999e-07 | 156.1729 | 1.561728653148447e+002 | 2.8266e-06 |  | 1.561728653148447e+002 | 5.6437e-06 |  | 1.561728653148447e+002 | 4.8885e-06 |  | 156.2812 | 4.023e-06 | 21.1741 | 4.023e-06
1.562811536216493e+002 | 1.8994e-07 | 156.2812 | 1.562811536216493e+002 | 2.8266e-06 |  | 1.562811536216493e+002 | 5.6438e-06 |  | 1.562811536216493e+002 | 4.8885e-06 |  | 156.3895 | 4.023e-06 | 21.1797 | 4.023e-06
1.563895170142082e+002 | 1.8989e-07 | 156.3895 | 1.563895170142082e+002 | 2.8266e-06 |  | 1.563895170142082e+002 | 5.6438e-06 |  | 1.563895170142082e+002 | 4.8885e-06 |  | 156.498 | 4.0229e-06 | 21.1853 | 4.0229e-06
1.564979555445848e+002 | 1.8984e-07 | 156.498 | 1.564979555445848e+002 | 2.8266e-06 |  | 1.564979555445848e+002 | 5.6438e-06 |  | 1.564979555445848e+002 | 4.8885e-06 |  | 156.6065 | 4.0229e-06 | 21.1909 | 4.0229e-06
1.566064692648790e+002 | 1.8979e-07 | 156.6065 | 1.566064692648790e+002 | 2.8266e-06 |  | 1.566064692648790e+002 | 5.6438e-06 |  | 1.566064692648790e+002 | 4.8886e-06 |  | 156.7151 | 4.0229e-06 | 21.1965 | 4.0229e-06
1.567150582272263e+002 | 1.8974e-07 | 156.7151 | 1.567150582272263e+002 | 2.8266e-06 |  | 1.567150582272263e+002 | 5.6438e-06 |  | 1.567150582272263e+002 | 4.8886e-06 |  | 156.8237 | 4.0229e-06 | 21.2021 | 4.0229e-06
1.568237224837986e+002 | 1.8969e-07 | 156.8237 | 1.568237224837986e+002 | 2.8266e-06 |  | 1.568237224837986e+002 | 5.6438e-06 |  | 1.568237224837986e+002 | 4.8886e-06 |  | 156.9325 | 4.0229e-06 | 21.2077 | 4.0229e-06
1.569324620868041e+002 | 1.8964e-07 | 156.9325 | 1.569324620868041e+002 | 2.8266e-06 |  | 1.569324620868041e+002 | 5.6438e-06 |  | 1.569324620868041e+002 | 4.8886e-06 |  | 157.0413 | 4.0229e-06 | 21.2132 | 4.0229e-06
1.570412770884870e+002 | 1.8959e-07 | 157.0413 | 1.570412770884870e+002 | 2.8266e-06 |  | 1.570412770884870e+002 | 5.6438e-06 |  | 1.570412770884870e+002 | 4.8886e-06 |  | 157.1502 | 4.0228e-06 | 21.2188 | 4.0228e-06
1.571501675411278e+002 | 1.8954e-07 | 157.1502 | 1.571501675411278e+002 | 2.8266e-06 |  | 1.571501675411278e+002 | 5.6438e-06 |  | 1.571501675411278e+002 | 4.8886e-06 |  | 157.2591 | 4.0228e-06 | 21.2244 | 4.0228e-06
1.572591334970433e+002 | 1.8949e-07 | 157.2591 | 1.572591334970433e+002 | 2.8266e-06 |  | 1.572591334970433e+002 | 5.6438e-06 |  | 1.572591334970433e+002 | 4.8886e-06 |  | 157.3682 | 4.0228e-06 | 21.23 | 4.0228e-06
1.573681750085864e+002 | 1.8944e-07 | 157.3682 | 1.573681750085864e+002 | 2.8266e-06 |  | 1.573681750085864e+002 | 5.6438e-06 |  | 1.573681750085864e+002 | 4.8886e-06 |  | 157.4773 | 4.0228e-06 | 21.2355 | 4.0228e-06
1.574772921281466e+002 | 1.8939e-07 | 157.4773 | 1.574772921281466e+002 | 2.8266e-06 |  | 1.574772921281466e+002 | 5.6438e-06 |  | 1.574772921281466e+002 | 4.8886e-06 |  | 157.5865 | 4.0228e-06 | 21.2411 | 4.0228e-06
1.575864849081494e+002 | 1.8934e-07 | 157.5865 | 1.575864849081494e+002 | 2.8266e-06 |  | 1.575864849081494e+002 | 5.6438e-06 |  | 1.575864849081494e+002 | 4.8886e-06 |  | 157.6958 | 4.0228e-06 | 21.2466 | 4.0228e-06
1.576957534010568e+002 | 1.8929e-07 | 157.6958 | 1.576957534010568e+002 | 2.8266e-06 |  | 1.576957534010568e+002 | 5.6439e-06 |  | 1.576957534010568e+002 | 4.8886e-06 |  | 157.8051 | 4.0227e-06 | 21.2522 | 4.0227e-06
1.578050976593673e+002 | 1.8924e-07 | 157.8051 | 1.578050976593673e+002 | 2.8266e-06 |  | 1.578050976593673e+002 | 5.6439e-06 |  | 1.578050976593673e+002 | 4.8886e-06 |  | 157.9145 | 4.0227e-06 | 21.2577 | 4.0227e-06
1.579145177356157e+002 | 1.8919e-07 | 157.9145 | 1.579145177356157e+002 | 2.8266e-06 |  | 1.579145177356157e+002 | 5.6439e-06 |  | 1.579145177356157e+002 | 4.8886e-06 |  | 158.024 | 4.0227e-06 | 21.2633 | 4.0227e-06
1.580240136823730e+002 | 1.8914e-07 | 158.024 | 1.580240136823730e+002 | 2.8266e-06 |  | 1.580240136823730e+002 | 5.6439e-06 |  | 1.580240136823730e+002 | 4.8886e-06 |  | 158.1336 | 4.0227e-06 | 21.2688 | 4.0227e-06
1.581335855522470e+002 | 1.8909e-07 | 158.1336 | 1.581335855522470e+002 | 2.8266e-06 |  | 1.581335855522470e+002 | 5.6439e-06 |  | 1.581335855522470e+002 | 4.8886e-06 |  | 158.2432 | 4.0227e-06 | 21.2743 | 4.0227e-06
1.582432333978819e+002 | 1.8904e-07 | 158.2432 | 1.582432333978819e+002 | 2.8266e-06 |  | 1.582432333978819e+002 | 5.6439e-06 |  | 1.582432333978819e+002 | 4.8886e-06 |  | 158.353 | 4.0227e-06 | 21.2799 | 4.0227e-06
1.583529572719582e+002 | 1.8899e-07 | 158.353 | 1.583529572719582e+002 | 2.8266e-06 |  | 1.583529572719582e+002 | 5.6439e-06 |  | 1.583529572719582e+002 | 4.8886e-06 |  | 158.4628 | 4.0227e-06 | 21.2854 | 4.0227e-06
1.584627572271931e+002 | 1.8894e-07 | 158.4628 | 1.584627572271931e+002 | 2.8266e-06 |  | 1.584627572271931e+002 | 5.6439e-06 |  | 1.584627572271931e+002 | 4.8887e-06 |  | 158.5726 | 4.0226e-06 | 21.2909 | 4.0226e-06
1.585726333163404e+002 | 1.8889e-07 | 158.5726 | 1.585726333163404e+002 | 2.8266e-06 |  | 1.585726333163404e+002 | 5.6439e-06 |  | 1.585726333163404e+002 | 4.8887e-06 |  | 158.6826 | 4.0226e-06 | 21.2964 | 4.0226e-06
1.586825855921904e+002 | 1.8884e-07 | 158.6826 | 1.586825855921904e+002 | 2.8266e-06 |  | 1.586825855921904e+002 | 5.6439e-06 |  | 1.586825855921904e+002 | 4.8887e-06 |  | 158.7926 | 4.0226e-06 | 21.3019 | 4.0226e-06
1.587926141075699e+002 | 1.8879e-07 | 158.7926 | 1.587926141075699e+002 | 2.8266e-06 |  | 1.587926141075699e+002 | 5.6439e-06 |  | 1.587926141075699e+002 | 4.8887e-06 |  | 158.9027 | 4.0226e-06 | 21.3074 | 4.0226e-06
1.589027189153425e+002 | 1.8874e-07 | 158.9027 | 1.589027189153425e+002 | 2.8266e-06 |  | 1.589027189153425e+002 | 5.6439e-06 |  | 1.589027189153425e+002 | 4.8887e-06 |  | 159.0129 | 4.0226e-06 | 21.3129 | 4.0226e-06
1.590129000684083e+002 | 1.8869e-07 | 159.0129 | 1.590129000684083e+002 | 2.8266e-06 |  | 1.590129000684083e+002 | 5.6439e-06 |  | 1.590129000684083e+002 | 4.8887e-06 |  | 159.1232 | 4.0226e-06 | 21.3184 | 4.0226e-06
1.591231576197044e+002 | 1.8864e-07 | 159.1232 | 1.591231576197044e+002 | 2.8266e-06 |  | 1.591231576197044e+002 | 5.6439e-06 |  | 1.591231576197044e+002 | 4.8887e-06 |  | 159.2335 | 4.0225e-06 | 21.3239 | 4.0225e-06
1.592334916222041e+002 | 1.8859e-07 | 159.2335 | 1.592334916222041e+002 | 2.8266e-06 |  | 1.592334916222041e+002 | 5.644e-06 |  | 1.592334916222041e+002 | 4.8887e-06 |  | 159.3439 | 4.0225e-06 | 21.3294 | 4.0225e-06
1.593439021289179e+002 | 1.8854e-07 | 159.3439 | 1.593439021289179e+002 | 2.8266e-06 |  | 1.593439021289179e+002 | 5.644e-06 |  | 1.593439021289179e+002 | 4.8887e-06 |  | 159.4544 | 4.0225e-06 | 21.3349 | 4.0225e-06
1.594543891928927e+002 | 1.8849e-07 | 159.4544 | 1.594543891928927e+002 | 2.8266e-06 |  | 1.594543891928927e+002 | 5.644e-06 |  | 1.594543891928927e+002 | 4.8887e-06 |  | 159.565 | 4.0225e-06 | 21.3404 | 4.0225e-06
1.595649528672126e+002 | 1.8844e-07 | 159.565 | 1.595649528672126e+002 | 2.8266e-06 |  | 1.595649528672126e+002 | 5.644e-06 |  | 1.595649528672126e+002 | 4.8887e-06 |  | 159.6756 | 4.0225e-06 | 21.3459 | 4.0225e-06
1.596755932049979e+002 | 1.8839e-07 | 159.6756 | 1.596755932049979e+002 | 2.8266e-06 |  | 1.596755932049979e+002 | 5.644e-06 |  | 1.596755932049979e+002 | 4.8887e-06 |  | 159.7863 | 4.0225e-06 | 21.3513 | 4.0225e-06
1.597863102594064e+002 | 1.8835e-07 | 159.7863 | 1.597863102594064e+002 | 2.8266e-06 |  | 1.597863102594064e+002 | 5.644e-06 |  | 1.597863102594064e+002 | 4.8887e-06 |  | 159.8971 | 4.0225e-06 | 21.3568 | 4.0225e-06
1.598971040836323e+002 | 1.883e-07 | 159.8971 | 1.598971040836323e+002 | 2.8266e-06 |  | 1.598971040836323e+002 | 5.644e-06 |  | 1.598971040836323e+002 | 4.8887e-06 |  | 160.008 | 4.0224e-06 | 21.3623 | 4.0224e-06
1.600079747309069e+002 | 1.8825e-07 | 160.008 | 1.600079747309069e+002 | 2.8266e-06 |  | 1.600079747309069e+002 | 5.644e-06 |  | 1.600079747309069e+002 | 4.8887e-06 |  | 160.1189 | 4.0224e-06 | 21.3677 | 4.0224e-06
1.601189222544982e+002 | 1.882e-07 | 160.1189 | 1.601189222544982e+002 | 2.8266e-06 |  | 1.601189222544982e+002 | 5.644e-06 |  | 1.601189222544982e+002 | 4.8887e-06 |  | 160.2299 | 4.0224e-06 | 21.3732 | 4.0224e-06
1.602299467077114e+002 | 1.8815e-07 | 160.2299 | 1.602299467077114e+002 | 2.8266e-06 |  | 1.602299467077114e+002 | 5.644e-06 |  | 1.602299467077114e+002 | 4.8887e-06 |  | 160.341 | 4.0224e-06 | 21.3787 | 4.0224e-06
1.603410481438885e+002 | 1.881e-07 | 160.341 | 1.603410481438885e+002 | 2.8266e-06 |  | 1.603410481438885e+002 | 5.644e-06 |  | 1.603410481438885e+002 | 4.8888e-06 |  | 160.4522 | 4.0224e-06 | 21.3841 | 4.0224e-06
1.604522266164085e+002 | 1.8805e-07 | 160.4522 | 1.604522266164085e+002 | 2.8266e-06 |  | 1.604522266164085e+002 | 5.644e-06 |  | 1.604522266164085e+002 | 4.8888e-06 |  | 160.5635 | 4.0224e-06 | 21.3895 | 4.0224e-06
1.605634821786874e+002 | 1.88e-07 | 160.5635 | 1.605634821786874e+002 | 2.8266e-06 |  | 1.605634821786874e+002 | 5.644e-06 |  | 1.605634821786874e+002 | 4.8888e-06 |  | 160.6748 | 4.0223e-06 | 21.395 | 4.0223e-06
1.606748148841784e+002 | 1.8796e-07 | 160.6748 | 1.606748148841784e+002 | 2.8266e-06 |  | 1.606748148841784e+002 | 5.644e-06 |  | 1.606748148841784e+002 | 4.8888e-06 |  | 160.7862 | 4.0223e-06 | 21.4004 | 4.0223e-06
1.607862247863716e+002 | 1.8791e-07 | 160.7862 | 1.607862247863716e+002 | 2.8266e-06 |  | 1.607862247863716e+002 | 5.6441e-06 |  | 1.607862247863716e+002 | 4.8888e-06 |  | 160.8977 | 4.0223e-06 | 21.4058 | 4.0223e-06
1.608977119387941e+002 | 1.8786e-07 | 160.8977 | 1.608977119387941e+002 | 2.8266e-06 |  | 1.608977119387941e+002 | 5.6441e-06 |  | 1.608977119387941e+002 | 4.8888e-06 |  | 161.0093 | 4.0223e-06 | 21.4113 | 4.0223e-06
1.610092763950104e+002 | 1.8781e-07 | 161.0093 | 1.610092763950104e+002 | 2.8266e-06 |  | 1.610092763950104e+002 | 5.6441e-06 |  | 1.610092763950104e+002 | 4.8888e-06 |  | 161.1209 | 4.0223e-06 | 21.4167 | 4.0223e-06
1.611209182086219e+002 | 1.8776e-07 | 161.1209 | 1.611209182086219e+002 | 2.8266e-06 |  | 1.611209182086219e+002 | 5.6441e-06 |  | 1.611209182086219e+002 | 4.8888e-06 |  | 161.2326 | 4.0223e-06 | 21.4221 | 4.0223e-06
1.612326374332672e+002 | 1.8771e-07 | 161.2326 | 1.612326374332672e+002 | 2.8266e-06 |  | 1.612326374332672e+002 | 5.6441e-06 |  | 1.612326374332672e+002 | 4.8888e-06 |  | 161.3444 | 4.0223e-06 | 21.4275 | 4.0223e-06
1.613444341226222e+002 | 1.8767e-07 | 161.3444 | 1.613444341226222e+002 | 2.8266e-06 |  | 1.613444341226222e+002 | 5.6441e-06 |  | 1.613444341226222e+002 | 4.8888e-06 |  | 161.4563 | 4.0222e-06 | 21.4329 | 4.0222e-06
1.614563083304000e+002 | 1.8762e-07 | 161.4563 | 1.614563083304000e+002 | 2.8266e-06 |  | 1.614563083304000e+002 | 5.6441e-06 |  | 1.614563083304000e+002 | 4.8888e-06 |  | 161.5683 | 4.0222e-06 | 21.4383 | 4.0222e-06
1.615682601103509e+002 | 1.8757e-07 | 161.5683 | 1.615682601103509e+002 | 2.8266e-06 |  | 1.615682601103509e+002 | 5.6441e-06 |  | 1.615682601103509e+002 | 4.8888e-06 |  | 161.6803 | 4.0222e-06 | 21.4437 | 4.0222e-06
1.616802895162624e+002 | 1.8752e-07 | 161.6803 | 1.616802895162624e+002 | 2.8266e-06 |  | 1.616802895162624e+002 | 5.6441e-06 |  | 1.616802895162624e+002 | 4.8888e-06 |  | 161.7924 | 4.0222e-06 | 21.4491 | 4.0222e-06
1.617923966019594e+002 | 1.8747e-07 | 161.7924 | 1.617923966019594e+002 | 2.8266e-06 |  | 1.617923966019594e+002 | 5.6441e-06 |  | 1.617923966019594e+002 | 4.8888e-06 |  | 161.9046 | 4.0222e-06 | 21.4545 | 4.0222e-06
1.619045814213040e+002 | 1.8743e-07 | 161.9046 | 1.619045814213040e+002 | 2.8266e-06 |  | 1.619045814213040e+002 | 5.6441e-06 |  | 1.619045814213040e+002 | 4.8888e-06 |  | 162.0168 | 4.0222e-06 | 21.4599 | 4.0222e-06
1.620168440281959e+002 | 1.8738e-07 | 162.0168 | 1.620168440281959e+002 | 2.8266e-06 |  | 1.620168440281959e+002 | 5.6441e-06 |  | 1.620168440281959e+002 | 4.8888e-06 |  | 162.1292 | 4.0221e-06 | 21.4653 | 4.0221e-06
1.621291844765719e+002 | 1.8733e-07 | 162.1292 | 1.621291844765719e+002 | 2.8266e-06 |  | 1.621291844765719e+002 | 5.6441e-06 |  | 1.621291844765719e+002 | 4.8888e-06 |  | 162.2416 | 4.0221e-06 | 21.4707 | 4.0221e-06
1.622416028204064e+002 | 1.8728e-07 | 162.2416 | 1.622416028204064e+002 | 2.8266e-06 |  | 1.622416028204064e+002 | 5.6441e-06 |  | 1.622416028204064e+002 | 4.8889e-06 |  | 162.3541 | 4.0221e-06 | 21.4761 | 4.0221e-06
1.623540991137111e+002 | 1.8724e-07 | 162.3541 | 1.623540991137111e+002 | 2.8266e-06 |  | 1.623540991137111e+002 | 5.6442e-06 |  | 1.623540991137111e+002 | 4.8889e-06 |  | 162.4667 | 4.0221e-06 | 21.4814 | 4.0221e-06
1.624666734105351e+002 | 1.8719e-07 | 162.4667 | 1.624666734105351e+002 | 2.8266e-06 |  | 1.624666734105351e+002 | 5.6442e-06 |  | 1.624666734105351e+002 | 4.8889e-06 |  | 162.5793 | 4.0221e-06 | 21.4868 | 4.0221e-06
1.625793257649652e+002 | 1.8714e-07 | 162.5793 | 1.625793257649652e+002 | 2.8266e-06 |  | 1.625793257649652e+002 | 5.6442e-06 |  | 1.625793257649652e+002 | 4.8889e-06 |  | 162.6921 | 4.0221e-06 | 21.4922 | 4.0221e-06
1.626920562311254e+002 | 1.8709e-07 | 162.6921 | 1.626920562311254e+002 | 2.8266e-06 |  | 1.626920562311254e+002 | 5.6442e-06 |  | 1.626920562311254e+002 | 4.8889e-06 |  | 162.8049 | 4.0221e-06 | 21.4975 | 4.0221e-06
1.628048648631775e+002 | 1.8705e-07 | 162.8049 | 1.628048648631775e+002 | 2.8266e-06 |  | 1.628048648631775e+002 | 5.6442e-06 |  | 1.628048648631775e+002 | 4.8889e-06 |  | 162.9178 | 4.022e-06 | 21.5029 | 4.022e-06
1.629177517153208e+002 | 1.87e-07 | 162.9178 | 1.629177517153208e+002 | 2.8266e-06 |  | 1.629177517153208e+002 | 5.6442e-06 |  | 1.629177517153208e+002 | 4.8889e-06 |  | 163.0307 | 4.022e-06 | 21.5082 | 4.022e-06
1.630307168417920e+002 | 1.8695e-07 | 163.0307 | 1.630307168417920e+002 | 2.8266e-06 |  | 1.630307168417920e+002 | 5.6442e-06 |  | 1.630307168417920e+002 | 4.8889e-06 |  | 163.1438 | 4.022e-06 | 21.5136 | 4.022e-06
1.631437602968656e+002 | 1.869e-07 | 163.1438 | 1.631437602968656e+002 | 2.8266e-06 |  | 1.631437602968656e+002 | 5.6442e-06 |  | 1.631437602968656e+002 | 4.8889e-06 |  | 163.2569 | 4.022e-06 | 21.5189 | 4.022e-06
1.632568821348538e+002 | 1.8686e-07 | 163.2569 | 1.632568821348538e+002 | 2.8266e-06 |  | 1.632568821348538e+002 | 5.6442e-06 |  | 1.632568821348538e+002 | 4.8889e-06 |  | 163.3701 | 4.022e-06 | 21.5242 | 4.022e-06
1.633700824101061e+002 | 1.8681e-07 | 163.3701 | 1.633700824101061e+002 | 2.8266e-06 |  | 1.633700824101061e+002 | 5.6442e-06 |  | 1.633700824101061e+002 | 4.8889e-06 |  | 163.4834 | 4.022e-06 | 21.5296 | 4.022e-06
1.634833611770100e+002 | 1.8676e-07 | 163.4834 | 1.634833611770100e+002 | 2.8266e-06 |  | 1.634833611770100e+002 | 5.6442e-06 |  | 1.634833611770100e+002 | 4.8889e-06 |  | 163.5967 | 4.0219e-06 | 21.5349 | 4.0219e-06
1.635967184899907e+002 | 1.8672e-07 | 163.5967 | 1.635967184899907e+002 | 2.8266e-06 |  | 1.635967184899907e+002 | 5.6442e-06 |  | 1.635967184899907e+002 | 4.8889e-06 |  | 163.7102 | 4.0219e-06 | 21.5402 | 4.0219e-06
1.637101544035110e+002 | 1.8667e-07 | 163.7102 | 1.637101544035110e+002 | 2.8266e-06 |  | 1.637101544035110e+002 | 5.6442e-06 |  | 1.637101544035110e+002 | 4.8889e-06 |  | 163.8237 | 4.0219e-06 | 21.5455 | 4.0219e-06
1.638236689720715e+002 | 1.8662e-07 | 163.8237 | 1.638236689720715e+002 | 2.8266e-06 |  | 1.638236689720715e+002 | 5.6442e-06 |  | 1.638236689720715e+002 | 4.8889e-06 |  | 163.9373 | 4.0219e-06 | 21.5509 | 4.0219e-06
1.639372622502107e+002 | 1.8658e-07 | 163.9373 | 1.639372622502107e+002 | 2.8266e-06 |  | 1.639372622502107e+002 | 5.6443e-06 |  | 1.639372622502107e+002 | 4.8889e-06 |  | 164.0509 | 4.0219e-06 | 21.5562 | 4.0219e-06
1.640509342925048e+002 | 1.8653e-07 | 164.0509 | 1.640509342925048e+002 | 2.8266e-06 |  | 1.640509342925048e+002 | 5.6443e-06 |  | 1.640509342925048e+002 | 4.8889e-06 |  | 164.1647 | 4.0219e-06 | 21.5615 | 4.0219e-06
1.641646851535678e+002 | 1.8648e-07 | 164.1647 | 1.641646851535678e+002 | 2.8266e-06 |  | 1.641646851535678e+002 | 5.6443e-06 |  | 1.641646851535678e+002 | 4.8889e-06 |  | 164.2785 | 4.0219e-06 | 21.5668 | 4.0219e-06
1.642785148880518e+002 | 1.8644e-07 | 164.2785 | 1.642785148880518e+002 | 2.8266e-06 |  | 1.642785148880518e+002 | 5.6443e-06 |  | 1.642785148880518e+002 | 4.889e-06 |  | 164.3924 | 4.0218e-06 | 21.5721 | 4.0218e-06
1.643924235506466e+002 | 1.8639e-07 | 164.3924 | 1.643924235506466e+002 | 2.8266e-06 |  | 1.643924235506466e+002 | 5.6443e-06 |  | 1.643924235506466e+002 | 4.889e-06 |  | 164.5064 | 4.0218e-06 | 21.5774 | 4.0218e-06
1.645064111960798e+002 | 1.8634e-07 | 164.5064 | 1.645064111960798e+002 | 2.8266e-06 |  | 1.645064111960798e+002 | 5.6443e-06 |  | 1.645064111960798e+002 | 4.889e-06 |  | 164.6205 | 4.0218e-06 | 21.5827 | 4.0218e-06
1.646204778791173e+002 | 1.863e-07 | 164.6205 | 1.646204778791173e+002 | 2.8266e-06 |  | 1.646204778791173e+002 | 5.6443e-06 |  | 1.646204778791173e+002 | 4.889e-06 |  | 164.7346 | 4.0218e-06 | 21.588 | 4.0218e-06
1.647346236545627e+002 | 1.8625e-07 | 164.7346 | 1.647346236545627e+002 | 2.8267e-06 |  | 1.647346236545627e+002 | 5.6443e-06 |  | 1.647346236545627e+002 | 4.889e-06 |  | 164.8488 | 4.0218e-06 | 21.5932 | 4.0218e-06
1.648488485772577e+002 | 1.8621e-07 | 164.8488 | 1.648488485772577e+002 | 2.8267e-06 |  | 1.648488485772577e+002 | 5.6443e-06 |  | 1.648488485772577e+002 | 4.889e-06 |  | 164.9632 | 4.0218e-06 | 21.5985 | 4.0218e-06
1.649631527020821e+002 | 1.8616e-07 | 164.9632 | 1.649631527020821e+002 | 2.8267e-06 |  | 1.649631527020821e+002 | 5.6443e-06 |  | 1.649631527020821e+002 | 4.889e-06 |  | 165.0775 | 4.0217e-06 | 21.6038 | 4.0217e-06
1.650775360839535e+002 | 1.8611e-07 | 165.0775 | 1.650775360839535e+002 | 2.8267e-06 |  | 1.650775360839535e+002 | 5.6443e-06 |  | 1.650775360839535e+002 | 4.889e-06 |  | 165.192 | 4.0217e-06 | 21.6091 | 4.0217e-06
1.651919987778278e+002 | 1.8607e-07 | 165.192 | 1.651919987778278e+002 | 2.8267e-06 |  | 1.651919987778278e+002 | 5.6443e-06 |  | 1.651919987778278e+002 | 4.889e-06 |  | 165.3065 | 4.0217e-06 | 21.6143 | 4.0217e-06
1.653065408386990e+002 | 1.8602e-07 | 165.3065 | 1.653065408386990e+002 | 2.8267e-06 |  | 1.653065408386990e+002 | 5.6443e-06 |  | 1.653065408386990e+002 | 4.889e-06 |  | 165.4212 | 4.0217e-06 | 21.6196 | 4.0217e-06
1.654211623215991e+002 | 1.8598e-07 | 165.4212 | 1.654211623215991e+002 | 2.8267e-06 |  | 1.654211623215991e+002 | 5.6443e-06 |  | 1.654211623215991e+002 | 4.889e-06 |  | 165.5359 | 4.0217e-06 | 21.6248 | 4.0217e-06
1.655358632815984e+002 | 1.8593e-07 | 165.5359 | 1.655358632815984e+002 | 2.8267e-06 |  | 1.655358632815984e+002 | 5.6444e-06 |  | 1.655358632815984e+002 | 4.889e-06 |  | 165.6506 | 4.0217e-06 | 21.6301 | 4.0217e-06
1.656506437738053e+002 | 1.8588e-07 | 165.6506 | 1.656506437738053e+002 | 2.8267e-06 |  | 1.656506437738053e+002 | 5.6444e-06 |  | 1.656506437738053e+002 | 4.889e-06 |  | 165.7655 | 4.0217e-06 | 21.6353 | 4.0217e-06
1.657655038533665e+002 | 1.8584e-07 | 165.7655 | 1.657655038533665e+002 | 2.8267e-06 |  | 1.657655038533665e+002 | 5.6444e-06 |  | 1.657655038533665e+002 | 4.889e-06 |  | 165.8804 | 4.0216e-06 | 21.6406 | 4.0216e-06
1.658804435754668e+002 | 1.8579e-07 | 165.8804 | 1.658804435754668e+002 | 2.8267e-06 |  | 1.658804435754668e+002 | 5.6444e-06 |  | 1.658804435754668e+002 | 4.889e-06 |  | 165.9955 | 4.0216e-06 | 21.6458 | 4.0216e-06
1.659954629953293e+002 | 1.8575e-07 | 165.9955 | 1.659954629953293e+002 | 2.8267e-06 |  | 1.659954629953293e+002 | 5.6444e-06 |  | 1.659954629953293e+002 | 4.889e-06 |  | 166.1106 | 4.0216e-06 | 21.6511 | 4.0216e-06
1.661105621682156e+002 | 1.857e-07 | 166.1106 | 1.661105621682156e+002 | 2.8267e-06 |  | 1.661105621682156e+002 | 5.6444e-06 |  | 1.661105621682156e+002 | 4.889e-06 |  | 166.2257 | 4.0216e-06 | 21.6563 | 4.0216e-06
1.662257411494252e+002 | 1.8566e-07 | 166.2257 | 1.662257411494252e+002 | 2.8267e-06 |  | 1.662257411494252e+002 | 5.6444e-06 |  | 1.662257411494252e+002 | 4.889e-06 |  | 166.341 | 4.0216e-06 | 21.6615 | 4.0216e-06
1.663409999942964e+002 | 1.8561e-07 | 166.341 | 1.663409999942964e+002 | 2.8267e-06 |  | 1.663409999942964e+002 | 5.6444e-06 |  | 1.663409999942964e+002 | 4.8891e-06 |  | 166.4563 | 4.0216e-06 | 21.6667 | 4.0216e-06
1.664563387582056e+002 | 1.8556e-07 | 166.4563 | 1.664563387582056e+002 | 2.8267e-06 |  | 1.664563387582056e+002 | 5.6444e-06 |  | 1.664563387582056e+002 | 4.8891e-06 |  | 166.5718 | 4.0216e-06 | 21.672 | 4.0216e-06
1.665717574965676e+002 | 1.8552e-07 | 166.5718 | 1.665717574965676e+002 | 2.8267e-06 |  | 1.665717574965676e+002 | 5.6444e-06 |  | 1.665717574965676e+002 | 4.8891e-06 |  | 166.6873 | 4.0215e-06 | 21.6772 | 4.0215e-06
1.666872562648357e+002 | 1.8547e-07 | 166.6873 | 1.666872562648357e+002 | 2.8267e-06 |  | 1.666872562648357e+002 | 5.6444e-06 |  | 1.666872562648357e+002 | 4.8891e-06 |  | 166.8028 | 4.0215e-06 | 21.6824 | 4.0215e-06
1.668028351185017e+002 | 1.8543e-07 | 166.8028 | 1.668028351185017e+002 | 2.8267e-06 |  | 1.668028351185017e+002 | 5.6444e-06 |  | 1.668028351185017e+002 | 4.8891e-06 |  | 166.9185 | 4.0215e-06 | 21.6876 | 4.0215e-06
1.669184941130958e+002 | 1.8538e-07 | 166.9185 | 1.669184941130958e+002 | 2.8267e-06 |  | 1.669184941130958e+002 | 5.6444e-06 |  | 1.669184941130958e+002 | 4.8891e-06 |  | 167.0342 | 4.0215e-06 | 21.6928 | 4.0215e-06
1.670342333041867e+002 | 1.8534e-07 | 167.0342 | 1.670342333041867e+002 | 2.8267e-06 |  | 1.670342333041867e+002 | 5.6444e-06 |  | 1.670342333041867e+002 | 4.8891e-06 |  | 167.1501 | 4.0215e-06 | 21.698 | 4.0215e-06
1.671500527473816e+002 | 1.8529e-07 | 167.1501 | 1.671500527473816e+002 | 2.8267e-06 |  | 1.671500527473816e+002 | 5.6444e-06 |  | 1.671500527473816e+002 | 4.8891e-06 |  | 167.266 | 4.0215e-06 | 21.7032 | 4.0215e-06
1.672659524983263e+002 | 1.8525e-07 | 167.266 | 1.672659524983263e+002 | 2.8267e-06 |  | 1.672659524983263e+002 | 5.6445e-06 |  | 1.672659524983263e+002 | 4.8891e-06 |  | 167.3819 | 4.0215e-06 | 21.7084 | 4.0215e-06
1.673819326127052e+002 | 1.852e-07 | 167.3819 | 1.673819326127052e+002 | 2.8267e-06 |  | 1.673819326127052e+002 | 5.6445e-06 |  | 1.673819326127052e+002 | 4.8891e-06 |  | 167.498 | 4.0214e-06 | 21.7136 | 4.0214e-06
1.674979931462414e+002 | 1.8516e-07 | 167.498 | 1.674979931462414e+002 | 2.8267e-06 |  | 1.674979931462414e+002 | 5.6445e-06 |  | 1.674979931462414e+002 | 4.8891e-06 |  | 167.6141 | 4.0214e-06 | 21.7187 | 4.0214e-06
1.676141341546964e+002 | 1.8511e-07 | 167.6141 | 1.676141341546964e+002 | 2.8267e-06 |  | 1.676141341546964e+002 | 5.6445e-06 |  | 1.676141341546964e+002 | 4.8891e-06 |  | 167.7304 | 4.0214e-06 | 21.7239 | 4.0214e-06
1.677303556938706e+002 | 1.8507e-07 | 167.7304 | 1.677303556938706e+002 | 2.8267e-06 |  | 1.677303556938706e+002 | 5.6445e-06 |  | 1.677303556938706e+002 | 4.8891e-06 |  | 167.8467 | 4.0214e-06 | 21.7291 | 4.0214e-06
1.678466578196029e+002 | 1.8502e-07 | 167.8467 | 1.678466578196029e+002 | 2.8267e-06 |  | 1.678466578196029e+002 | 5.6445e-06 |  | 1.678466578196029e+002 | 4.8891e-06 |  | 167.963 | 4.0214e-06 | 21.7342 | 4.0214e-06
1.679630405877711e+002 | 1.8498e-07 | 167.963 | 1.679630405877711e+002 | 2.8267e-06 |  | 1.679630405877711e+002 | 5.6445e-06 |  | 1.679630405877711e+002 | 4.8891e-06 |  | 168.0795 | 4.0214e-06 | 21.7394 | 4.0214e-06
1.680795040542916e+002 | 1.8494e-07 | 168.0795 | 1.680795040542916e+002 | 2.8267e-06 |  | 1.680795040542916e+002 | 5.6445e-06 |  | 1.680795040542916e+002 | 4.8891e-06 |  | 168.196 | 4.0213e-06 | 21.7446 | 4.0213e-06
1.681960482751196e+002 | 1.8489e-07 | 168.196 | 1.681960482751196e+002 | 2.8267e-06 |  | 1.681960482751196e+002 | 5.6445e-06 |  | 1.681960482751196e+002 | 4.8891e-06 |  | 168.3127 | 4.0213e-06 | 21.7497 | 4.0213e-06
1.683126733062491e+002 | 1.8485e-07 | 168.3127 | 1.683126733062491e+002 | 2.8267e-06 |  | 1.683126733062491e+002 | 5.6445e-06 |  | 1.683126733062491e+002 | 4.8891e-06 |  | 168.4294 | 4.0213e-06 | 21.7549 | 4.0213e-06
1.684293792037131e+002 | 1.848e-07 | 168.4294 | 1.684293792037131e+002 | 2.8267e-06 |  | 1.684293792037131e+002 | 5.6445e-06 |  | 1.684293792037131e+002 | 4.8892e-06 |  | 168.5462 | 4.0213e-06 | 21.76 | 4.0213e-06
1.685461660235832e+002 | 1.8476e-07 | 168.5462 | 1.685461660235832e+002 | 2.8267e-06 |  | 1.685461660235832e+002 | 5.6445e-06 |  | 1.685461660235832e+002 | 4.8892e-06 |  | 168.663 | 4.0213e-06 | 21.7651 | 4.0213e-06
1.686630338219700e+002 | 1.8471e-07 | 168.663 | 1.686630338219700e+002 | 2.8267e-06 |  | 1.686630338219700e+002 | 5.6445e-06 |  | 1.686630338219700e+002 | 4.8892e-06 |  | 168.78 | 4.0213e-06 | 21.7703 | 4.0213e-06
1.687799826550230e+002 | 1.8467e-07 | 168.78 | 1.687799826550230e+002 | 2.8267e-06 |  | 1.687799826550230e+002 | 5.6445e-06 |  | 1.687799826550230e+002 | 4.8892e-06 |  | 168.897 | 4.0213e-06 | 21.7754 | 4.0213e-06
1.688970125789305e+002 | 1.8463e-07 | 168.897 | 1.688970125789305e+002 | 2.8267e-06 |  | 1.688970125789305e+002 | 5.6446e-06 |  | 1.688970125789305e+002 | 4.8892e-06 |  | 169.0141 | 4.0212e-06 | 21.7806 | 4.0212e-06
1.690141236499201e+002 | 1.8458e-07 | 169.0141 | 1.690141236499201e+002 | 2.8267e-06 |  | 1.690141236499201e+002 | 5.6446e-06 |  | 1.690141236499201e+002 | 4.8892e-06 |  | 169.1313 | 4.0212e-06 | 21.7857 | 4.0212e-06
1.691313159242580e+002 | 1.8454e-07 | 169.1313 | 1.691313159242580e+002 | 2.8267e-06 |  | 1.691313159242580e+002 | 5.6446e-06 |  | 1.691313159242580e+002 | 4.8892e-06 |  | 169.2486 | 4.0212e-06 | 21.7908 | 4.0212e-06
1.692485894582497e+002 | 1.8449e-07 | 169.2486 | 1.692485894582497e+002 | 2.8267e-06 |  | 1.692485894582497e+002 | 5.6446e-06 |  | 1.692485894582497e+002 | 4.8892e-06 |  | 169.3659 | 4.0212e-06 | 21.7959 | 4.0212e-06
1.693659443082395e+002 | 1.8445e-07 | 169.3659 | 1.693659443082395e+002 | 2.8267e-06 |  | 1.693659443082395e+002 | 5.6446e-06 |  | 1.693659443082395e+002 | 4.8892e-06 |  | 169.4834 | 4.0212e-06 | 21.801 | 4.0212e-06
1.694833805306109e+002 | 1.8441e-07 | 169.4834 | 1.694833805306109e+002 | 2.8267e-06 |  | 1.694833805306109e+002 | 5.6446e-06 |  | 1.694833805306109e+002 | 4.8892e-06 |  | 169.6009 | 4.0212e-06 | 21.8061 | 4.0212e-06
1.696008981817867e+002 | 1.8436e-07 | 169.6009 | 1.696008981817867e+002 | 2.8267e-06 |  | 1.696008981817867e+002 | 5.6446e-06 |  | 1.696008981817867e+002 | 4.8892e-06 |  | 169.7185 | 4.0212e-06 | 21.8112 | 4.0212e-06
1.697184973182283e+002 | 1.8432e-07 | 169.7185 | 1.697184973182283e+002 | 2.8267e-06 |  | 1.697184973182283e+002 | 5.6446e-06 |  | 1.697184973182283e+002 | 4.8892e-06 |  | 169.8362 | 4.0211e-06 | 21.8163 | 4.0211e-06
1.698361779964368e+002 | 1.8427e-07 | 169.8362 | 1.698361779964368e+002 | 2.8267e-06 |  | 1.698361779964368e+002 | 5.6446e-06 |  | 1.698361779964368e+002 | 4.8892e-06 |  | 169.9539 | 4.0211e-06 | 21.8214 | 4.0211e-06
1.699539402729521e+002 | 1.8423e-07 | 169.9539 | 1.699539402729521e+002 | 2.8267e-06 |  | 1.699539402729521e+002 | 5.6446e-06 |  | 1.699539402729521e+002 | 4.8892e-06 |  | 170.0718 | 4.0211e-06 | 21.8265 | 4.0211e-06
1.700717842043536e+002 | 1.8419e-07 | 170.0718 | 1.700717842043536e+002 | 2.8267e-06 |  | 1.700717842043536e+002 | 5.6446e-06 |  | 1.700717842043536e+002 | 4.8892e-06 |  | 170.1897 | 4.0211e-06 | 21.8316 | 4.0211e-06
1.701897098472596e+002 | 1.8414e-07 | 170.1897 | 1.701897098472596e+002 | 2.8267e-06 |  | 1.701897098472596e+002 | 5.6446e-06 |  | 1.701897098472596e+002 | 4.8892e-06 |  | 170.3077 | 4.0211e-06 | 21.8367 | 4.0211e-06
1.703077172583279e+002 | 1.841e-07 | 170.3077 | 1.703077172583279e+002 | 2.8267e-06 |  | 1.703077172583279e+002 | 5.6446e-06 |  | 1.703077172583279e+002 | 4.8892e-06 |  | 170.4258 | 4.0211e-06 | 21.8418 | 4.0211e-06
1.704258064942556e+002 | 1.8406e-07 | 170.4258 | 1.704258064942556e+002 | 2.8267e-06 |  | 1.704258064942556e+002 | 5.6446e-06 |  | 1.704258064942556e+002 | 4.8892e-06 |  | 170.544 | 4.0211e-06 | 21.8468 | 4.0211e-06
1.705439776117789e+002 | 1.8401e-07 | 170.544 | 1.705439776117789e+002 | 2.8267e-06 |  | 1.705439776117789e+002 | 5.6446e-06 |  | 1.705439776117789e+002 | 4.8893e-06 |  | 170.6622 | 4.021e-06 | 21.8519 | 4.021e-06
1.706622306676735e+002 | 1.8397e-07 | 170.6622 | 1.706622306676735e+002 | 2.8267e-06 |  | 1.706622306676735e+002 | 5.6447e-06 |  | 1.706622306676735e+002 | 4.8893e-06 |  | 170.7806 | 4.021e-06 | 21.857 | 4.021e-06
1.707805657187545e+002 | 1.8393e-07 | 170.7806 | 1.707805657187545e+002 | 2.8267e-06 |  | 1.707805657187545e+002 | 5.6447e-06 |  | 1.707805657187545e+002 | 4.8893e-06 |  | 170.899 | 4.021e-06 | 21.862 | 4.021e-06
1.708989828218763e+002 | 1.8388e-07 | 170.899 | 1.708989828218763e+002 | 2.8267e-06 |  | 1.708989828218763e+002 | 5.6447e-06 |  | 1.708989828218763e+002 | 4.8893e-06 |  | 171.0175 | 4.021e-06 | 21.8671 | 4.021e-06
1.710174820339328e+002 | 1.8384e-07 | 171.0175 | 1.710174820339328e+002 | 2.8267e-06 |  | 1.710174820339328e+002 | 5.6447e-06 |  | 1.710174820339328e+002 | 4.8893e-06 |  | 171.1361 | 4.021e-06 | 21.8721 | 4.021e-06
1.711360634118572e+002 | 1.838e-07 | 171.1361 | 1.711360634118572e+002 | 2.8267e-06 |  | 1.711360634118572e+002 | 5.6447e-06 |  | 1.711360634118572e+002 | 4.8893e-06 |  | 171.2547 | 4.021e-06 | 21.8772 | 4.021e-06
1.712547270126224e+002 | 1.8375e-07 | 171.2547 | 1.712547270126224e+002 | 2.8267e-06 |  | 1.712547270126224e+002 | 5.6447e-06 |  | 1.712547270126224e+002 | 4.8893e-06 |  | 171.3735 | 4.021e-06 | 21.8822 | 4.021e-06
1.713734728932407e+002 | 1.8371e-07 | 171.3735 | 1.713734728932407e+002 | 2.8267e-06 |  | 1.713734728932407e+002 | 5.6447e-06 |  | 1.713734728932407e+002 | 4.8893e-06 |  | 171.4923 | 4.0209e-06 | 21.8873 | 4.0209e-06
1.714923011107637e+002 | 1.8367e-07 | 171.4923 | 1.714923011107637e+002 | 2.8267e-06 |  | 1.714923011107637e+002 | 5.6447e-06 |  | 1.714923011107637e+002 | 4.8893e-06 |  | 171.6112 | 4.0209e-06 | 21.8923 | 4.0209e-06
1.716112117222830e+002 | 1.8363e-07 | 171.6112 | 1.716112117222830e+002 | 2.8267e-06 |  | 1.716112117222830e+002 | 5.6447e-06 |  | 1.716112117222830e+002 | 4.8893e-06 |  | 171.7302 | 4.0209e-06 | 21.8973 | 4.0209e-06
1.717302047849295e+002 | 1.8358e-07 | 171.7302 | 1.717302047849295e+002 | 2.8267e-06 |  | 1.717302047849295e+002 | 5.6447e-06 |  | 1.717302047849295e+002 | 4.8893e-06 |  | 171.8493 | 4.0209e-06 | 21.9024 | 4.0209e-06
1.718492803558738e+002 | 1.8354e-07 | 171.8493 | 1.718492803558738e+002 | 2.8267e-06 |  | 1.718492803558738e+002 | 5.6447e-06 |  | 1.718492803558738e+002 | 4.8893e-06 |  | 171.9684 | 4.0209e-06 | 21.9074 | 4.0209e-06
1.719684384923261e+002 | 1.835e-07 | 171.9684 | 1.719684384923261e+002 | 2.8267e-06 |  | 1.719684384923261e+002 | 5.6447e-06 |  | 1.719684384923261e+002 | 4.8893e-06 |  | 172.0877 | 4.0209e-06 | 21.9124 | 4.0209e-06
1.720876792515362e+002 | 1.8345e-07 | 172.0877 | 1.720876792515362e+002 | 2.8267e-06 |  | 1.720876792515362e+002 | 5.6447e-06 |  | 1.720876792515362e+002 | 4.8893e-06 |  | 172.207 | 4.0208e-06 | 21.9174 | 4.0209e-06
1.722070026907938e+002 | 1.8341e-07 | 172.207 | 1.722070026907938e+002 | 2.8267e-06 |  | 1.722070026907938e+002 | 5.6447e-06 |  | 1.722070026907938e+002 | 4.8893e-06 |  | 172.3264 | 4.0208e-06 | 21.9224 | 4.0208e-06
1.723264088674282e+002 | 1.8337e-07 | 172.3264 | 1.723264088674282e+002 | 2.8267e-06 |  | 1.723264088674282e+002 | 5.6447e-06 |  | 1.723264088674282e+002 | 4.8893e-06 |  | 172.4459 | 4.0208e-06 | 21.9274 | 4.0208e-06
1.724458978388084e+002 | 1.8333e-07 | 172.4459 | 1.724458978388084e+002 | 2.8267e-06 |  | 1.724458978388084e+002 | 5.6448e-06 |  | 1.724458978388084e+002 | 4.8893e-06 |  | 172.5655 | 4.0208e-06 | 21.9324 | 4.0208e-06
1.725654696623433e+002 | 1.8328e-07 | 172.5655 | 1.725654696623433e+002 | 2.8267e-06 |  | 1.725654696623433e+002 | 5.6448e-06 |  | 1.725654696623433e+002 | 4.8893e-06 |  | 172.6851 | 4.0208e-06 | 21.9374 | 4.0208e-06
1.726851243954815e+002 | 1.8324e-07 | 172.6851 | 1.726851243954815e+002 | 2.8267e-06 |  | 1.726851243954815e+002 | 5.6448e-06 |  | 1.726851243954815e+002 | 4.8893e-06 |  | 172.8049 | 4.0208e-06 | 21.9424 | 4.0208e-06
1.728048620957115e+002 | 1.832e-07 | 172.8049 | 1.728048620957115e+002 | 2.8267e-06 |  | 1.728048620957115e+002 | 5.6448e-06 |  | 1.728048620957115e+002 | 4.8894e-06 |  | 172.9247 | 4.0208e-06 | 21.9474 | 4.0208e-06
1.729246828205617e+002 | 1.8316e-07 | 172.9247 | 1.729246828205617e+002 | 2.8267e-06 |  | 1.729246828205617e+002 | 5.6448e-06 |  | 1.729246828205617e+002 | 4.8894e-06 |  | 173.0446 | 4.0207e-06 | 21.9524 | 4.0207e-06
1.730445866276002e+002 | 1.8312e-07 | 173.0446 | 1.730445866276002e+002 | 2.8267e-06 |  | 1.730445866276002e+002 | 5.6448e-06 |  | 1.730445866276002e+002 | 4.8894e-06 |  | 173.1646 | 4.0207e-06 | 21.9574 | 4.0207e-06
1.731645735744352e+002 | 1.8307e-07 | 173.1646 | 1.731645735744352e+002 | 2.8267e-06 |  | 1.731645735744352e+002 | 5.6448e-06 |  | 1.731645735744352e+002 | 4.8894e-06 |  | 173.2846 | 4.0207e-06 | 21.9623 | 4.0207e-06
1.732846437187149e+002 | 1.8303e-07 | 173.2846 | 1.732846437187149e+002 | 2.8267e-06 |  | 1.732846437187149e+002 | 5.6448e-06 |  | 1.732846437187149e+002 | 4.8894e-06 |  | 173.4048 | 4.0207e-06 | 21.9673 | 4.0207e-06
1.734047971181272e+002 | 1.8299e-07 | 173.4048 | 1.734047971181272e+002 | 2.8267e-06 |  | 1.734047971181272e+002 | 5.6448e-06 |  | 1.734047971181272e+002 | 4.8894e-06 |  | 173.525 | 4.0207e-06 | 21.9723 | 4.0207e-06
1.735250338304002e+002 | 1.8295e-07 | 173.525 | 1.735250338304002e+002 | 2.8267e-06 |  | 1.735250338304002e+002 | 5.6448e-06 |  | 1.735250338304002e+002 | 4.8894e-06 |  | 173.6454 | 4.0207e-06 | 21.9772 | 4.0207e-06
1.736453539133021e+002 | 1.8291e-07 | 173.6454 | 1.736453539133021e+002 | 2.8267e-06 |  | 1.736453539133021e+002 | 5.6448e-06 |  | 1.736453539133021e+002 | 4.8894e-06 |  | 173.7658 | 4.0207e-06 | 21.9822 | 4.0207e-06
1.737657574246410e+002 | 1.8286e-07 | 173.7658 | 1.737657574246410e+002 | 2.8267e-06 |  | 1.737657574246410e+002 | 5.6448e-06 |  | 1.737657574246410e+002 | 4.8894e-06 |  | 173.8862 | 4.0206e-06 | 21.9871 | 4.0206e-06
1.738862444222650e+002 | 1.8282e-07 | 173.8862 | 1.738862444222650e+002 | 2.8267e-06 |  | 1.738862444222650e+002 | 5.6448e-06 |  | 1.738862444222650e+002 | 4.8894e-06 |  | 174.0068 | 4.0206e-06 | 21.9921 | 4.0206e-06
1.740068149640626e+002 | 1.8278e-07 | 174.0068 | 1.740068149640626e+002 | 2.8267e-06 |  | 1.740068149640626e+002 | 5.6448e-06 |  | 1.740068149640626e+002 | 4.8894e-06 |  | 174.1275 | 4.0206e-06 | 21.997 | 4.0206e-06
1.741274691079623e+002 | 1.8274e-07 | 174.1275 | 1.741274691079623e+002 | 2.8267e-06 |  | 1.741274691079623e+002 | 5.6448e-06 |  | 1.741274691079623e+002 | 4.8894e-06 |  | 174.2482 | 4.0206e-06 | 22.002 | 4.0206e-06
1.742482069119327e+002 | 1.827e-07 | 174.2482 | 1.742482069119327e+002 | 2.8268e-06 |  | 1.742482069119327e+002 | 5.6448e-06 |  | 1.742482069119327e+002 | 4.8894e-06 |  | 174.369 | 4.0206e-06 | 22.0069 | 4.0206e-06
1.743690284339826e+002 | 1.8266e-07 | 174.369 | 1.743690284339826e+002 | 2.8268e-06 |  | 1.743690284339826e+002 | 5.6449e-06 |  | 1.743690284339826e+002 | 4.8894e-06 |  | 174.4899 | 4.0206e-06 | 22.0118 | 4.0206e-06
1.744899337321611e+002 | 1.8261e-07 | 174.4899 | 1.744899337321611e+002 | 2.8268e-06 |  | 1.744899337321611e+002 | 5.6449e-06 |  | 1.744899337321611e+002 | 4.8894e-06 |  | 174.6109 | 4.0206e-06 | 22.0168 | 4.0206e-06
1.746109228645575e+002 | 1.8257e-07 | 174.6109 | 1.746109228645575e+002 | 2.8268e-06 |  | 1.746109228645575e+002 | 5.6449e-06 |  | 1.746109228645575e+002 | 4.8894e-06 |  | 174.732 | 4.0205e-06 | 22.0217 | 4.0206e-06
1.747319958893014e+002 | 1.8253e-07 | 174.732 | 1.747319958893014e+002 | 2.8268e-06 |  | 1.747319958893014e+002 | 5.6449e-06 |  | 1.747319958893014e+002 | 4.8894e-06 |  | 174.8532 | 4.0205e-06 | 22.0266 | 4.0205e-06
1.748531528645627e+002 | 1.8249e-07 | 174.8532 | 1.748531528645627e+002 | 2.8268e-06 |  | 1.748531528645627e+002 | 5.6449e-06 |  | 1.748531528645627e+002 | 4.8894e-06 |  | 174.9744 | 4.0205e-06 | 22.0315 | 4.0205e-06
1.749743938485517e+002 | 1.8245e-07 | 174.9744 | 1.749743938485517e+002 | 2.8268e-06 |  | 1.749743938485517e+002 | 5.6449e-06 |  | 1.749743938485517e+002 | 4.8894e-06 |  | 175.0957 | 4.0205e-06 | 22.0365 | 4.0205e-06
1.750957188995189e+002 | 1.8241e-07 | 175.0957 | 1.750957188995189e+002 | 2.8268e-06 |  | 1.750957188995189e+002 | 5.6449e-06 |  | 1.750957188995189e+002 | 4.8895e-06 |  | 175.2171 | 4.0205e-06 | 22.0414 | 4.0205e-06
1.752171280757554e+002 | 1.8237e-07 | 175.2171 | 1.752171280757554e+002 | 2.8268e-06 |  | 1.752171280757554e+002 | 5.6449e-06 |  | 1.752171280757554e+002 | 4.8895e-06 |  | 175.3386 | 4.0205e-06 | 22.0463 | 4.0205e-06
1.753386214355925e+002 | 1.8232e-07 | 175.3386 | 1.753386214355925e+002 | 2.8268e-06 |  | 1.753386214355925e+002 | 5.6449e-06 |  | 1.753386214355925e+002 | 4.8895e-06 |  | 175.4602 | 4.0205e-06 | 22.0512 | 4.0205e-06
1.754601990374021e+002 | 1.8228e-07 | 175.4602 | 1.754601990374021e+002 | 2.8268e-06 |  | 1.754601990374021e+002 | 5.6449e-06 |  | 1.754601990374021e+002 | 4.8895e-06 |  | 175.5819 | 4.0204e-06 | 22.0561 | 4.0205e-06
1.755818609395966e+002 | 1.8224e-07 | 175.5819 | 1.755818609395966e+002 | 2.8268e-06 |  | 1.755818609395966e+002 | 5.6449e-06 |  | 1.755818609395966e+002 | 4.8895e-06 |  | 175.7036 | 4.0204e-06 | 22.0609 | 4.0204e-06
1.757036072006287e+002 | 1.822e-07 | 175.7036 | 1.757036072006287e+002 | 2.8268e-06 |  | 1.757036072006287e+002 | 5.6449e-06 |  | 1.757036072006287e+002 | 4.8895e-06 |  | 175.8254 | 4.0204e-06 | 22.0658 | 4.0204e-06
1.758254378789918e+002 | 1.8216e-07 | 175.8254 | 1.758254378789918e+002 | 2.8268e-06 |  | 1.758254378789918e+002 | 5.6449e-06 |  | 1.758254378789918e+002 | 4.8895e-06 |  | 175.9474 | 4.0204e-06 | 22.0707 | 4.0204e-06
1.759473530332198e+002 | 1.8212e-07 | 175.9474 | 1.759473530332198e+002 | 2.8268e-06 |  | 1.759473530332198e+002 | 5.6449e-06 |  | 1.759473530332198e+002 | 4.8895e-06 |  | 176.0694 | 4.0204e-06 | 22.0756 | 4.0204e-06
1.760693527218873e+002 | 1.8208e-07 | 176.0694 | 1.760693527218873e+002 | 2.8268e-06 |  | 1.760693527218873e+002 | 5.6449e-06 |  | 1.760693527218873e+002 | 4.8895e-06 |  | 176.1914 | 4.0204e-06 | 22.0805 | 4.0204e-06
1.761914370036093e+002 | 1.8204e-07 | 176.1914 | 1.761914370036093e+002 | 2.8268e-06 |  | 1.761914370036093e+002 | 5.645e-06 |  | 1.761914370036093e+002 | 4.8895e-06 |  | 176.3136 | 4.0204e-06 | 22.0853 | 4.0204e-06
1.763136059370417e+002 | 1.82e-07 | 176.3136 | 1.763136059370417e+002 | 2.8268e-06 |  | 1.763136059370417e+002 | 5.645e-06 |  | 1.763136059370417e+002 | 4.8895e-06 |  | 176.4359 | 4.0204e-06 | 22.0902 | 4.0204e-06
1.764358595808808e+002 | 1.8196e-07 | 176.4359 | 1.764358595808808e+002 | 2.8268e-06 |  | 1.764358595808808e+002 | 5.645e-06 |  | 1.764358595808808e+002 | 4.8895e-06 |  | 176.5582 | 4.0203e-06 | 22.0951 | 4.0203e-06
1.765581979938638e+002 | 1.8192e-07 | 176.5582 | 1.765581979938638e+002 | 2.8268e-06 |  | 1.765581979938638e+002 | 5.645e-06 |  | 1.765581979938638e+002 | 4.8895e-06 |  | 176.6806 | 4.0203e-06 | 22.0999 | 4.0203e-06
1.766806212347686e+002 | 1.8188e-07 | 176.6806 | 1.766806212347686e+002 | 2.8268e-06 |  | 1.766806212347686e+002 | 5.645e-06 |  | 1.766806212347686e+002 | 4.8895e-06 |  | 176.8031 | 4.0203e-06 | 22.1048 | 4.0203e-06
1.768031293624138e+002 | 1.8183e-07 | 176.8031 | 1.768031293624138e+002 | 2.8268e-06 |  | 1.768031293624138e+002 | 5.645e-06 |  | 1.768031293624138e+002 | 4.8895e-06 |  | 176.9257 | 4.0203e-06 | 22.1096 | 4.0203e-06
1.769257224356587e+002 | 1.8179e-07 | 176.9257 | 1.769257224356587e+002 | 2.8268e-06 |  | 1.769257224356587e+002 | 5.645e-06 |  | 1.769257224356587e+002 | 4.8895e-06 |  | 177.0484 | 4.0203e-06 | 22.1145 | 4.0203e-06
1.770484005134036e+002 | 1.8175e-07 | 177.0484 | 1.770484005134036e+002 | 2.8268e-06 |  | 1.770484005134036e+002 | 5.645e-06 |  | 1.770484005134036e+002 | 4.8895e-06 |  | 177.1712 | 4.0203e-06 | 22.1193 | 4.0203e-06
1.771711636545896e+002 | 1.8171e-07 | 177.1712 | 1.771711636545896e+002 | 2.8268e-06 |  | 1.771711636545896e+002 | 5.645e-06 |  | 1.771711636545896e+002 | 4.8895e-06 |  | 177.294 | 4.0203e-06 | 22.1241 | 4.0203e-06
1.772940119181985e+002 | 1.8167e-07 | 177.294 | 1.772940119181985e+002 | 2.8268e-06 |  | 1.772940119181985e+002 | 5.645e-06 |  | 1.772940119181985e+002 | 4.8895e-06 |  | 177.4169 | 4.0202e-06 | 22.129 | 4.0202e-06
1.774169453632532e+002 | 1.8163e-07 | 177.4169 | 1.774169453632532e+002 | 2.8268e-06 |  | 1.774169453632532e+002 | 5.645e-06 |  | 1.774169453632532e+002 | 4.8895e-06 |  | 177.54 | 4.0202e-06 | 22.1338 | 4.0202e-06
1.775399640488174e+002 | 1.8159e-07 | 177.54 | 1.775399640488174e+002 | 2.8268e-06 |  | 1.775399640488174e+002 | 5.645e-06 |  | 1.775399640488174e+002 | 4.8896e-06 |  | 177.6631 | 4.0202e-06 | 22.1386 | 4.0202e-06
1.776630680339958e+002 | 1.8155e-07 | 177.6631 | 1.776630680339958e+002 | 2.8268e-06 |  | 1.776630680339958e+002 | 5.645e-06 |  | 1.776630680339958e+002 | 4.8896e-06 |  | 177.7863 | 4.0202e-06 | 22.1434 | 4.0202e-06
1.777862573779343e+002 | 1.8151e-07 | 177.7863 | 1.777862573779343e+002 | 2.8268e-06 |  | 1.777862573779343e+002 | 5.645e-06 |  | 1.777862573779343e+002 | 4.8896e-06 |  | 177.9095 | 4.0202e-06 | 22.1482 | 4.0202e-06
1.779095321398192e+002 | 1.8147e-07 | 177.9095 | 1.779095321398192e+002 | 2.8268e-06 |  | 1.779095321398192e+002 | 5.645e-06 |  | 1.779095321398192e+002 | 4.8896e-06 |  | 178.0329 | 4.0202e-06 | 22.1531 | 4.0202e-06
1.780328923788786e+002 | 1.8143e-07 | 178.0329 | 1.780328923788786e+002 | 2.8268e-06 |  | 1.780328923788786e+002 | 5.645e-06 |  | 1.780328923788786e+002 | 4.8896e-06 |  | 178.1563 | 4.0202e-06 | 22.1579 | 4.0202e-06
1.781563381543811e+002 | 1.8139e-07 | 178.1563 | 1.781563381543811e+002 | 2.8268e-06 |  | 1.781563381543811e+002 | 5.6451e-06 |  | 1.781563381543811e+002 | 4.8896e-06 |  | 178.2799 | 4.0201e-06 | 22.1627 | 4.0201e-06
1.782798695256366e+002 | 1.8135e-07 | 178.2799 | 1.782798695256366e+002 | 2.8268e-06 |  | 1.782798695256366e+002 | 5.6451e-06 |  | 1.782798695256366e+002 | 4.8896e-06 |  | 178.4035 | 4.0201e-06 | 22.1675 | 4.0201e-06
1.784034865519962e+002 | 1.8131e-07 | 178.4035 | 1.784034865519962e+002 | 2.8268e-06 |  | 1.784034865519962e+002 | 5.6451e-06 |  | 1.784034865519962e+002 | 4.8896e-06 |  | 178.5272 | 4.0201e-06 | 22.1723 | 4.0201e-06
1.785271892928520e+002 | 1.8127e-07 | 178.5272 | 1.785271892928520e+002 | 2.8268e-06 |  | 1.785271892928520e+002 | 5.6451e-06 |  | 1.785271892928520e+002 | 4.8896e-06 |  | 178.651 | 4.0201e-06 | 22.177 | 4.0201e-06
1.786509778076374e+002 | 1.8123e-07 | 178.651 | 1.786509778076374e+002 | 2.8268e-06 |  | 1.786509778076374e+002 | 5.6451e-06 |  | 1.786509778076374e+002 | 4.8896e-06 |  | 178.7749 | 4.0201e-06 | 22.1818 | 4.0201e-06
1.787748521558270e+002 | 1.8119e-07 | 178.7749 | 1.787748521558270e+002 | 2.8268e-06 |  | 1.787748521558270e+002 | 5.6451e-06 |  | 1.787748521558270e+002 | 4.8896e-06 |  | 178.8988 | 4.0201e-06 | 22.1866 | 4.0201e-06
1.788988123969366e+002 | 1.8115e-07 | 178.8988 | 1.788988123969366e+002 | 2.8268e-06 |  | 1.788988123969366e+002 | 5.6451e-06 |  | 1.788988123969366e+002 | 4.8896e-06 |  | 179.0229 | 4.0201e-06 | 22.1914 | 4.0201e-06
1.790228585905232e+002 | 1.8111e-07 | 179.0229 | 1.790228585905232e+002 | 2.8268e-06 |  | 1.790228585905232e+002 | 5.6451e-06 |  | 1.790228585905232e+002 | 4.8896e-06 |  | 179.147 | 4.02e-06 | 22.1962 | 4.02e-06
1.791469907961852e+002 | 1.8107e-07 | 179.147 | 1.791469907961852e+002 | 2.8268e-06 |  | 1.791469907961852e+002 | 5.6451e-06 |  | 1.791469907961852e+002 | 4.8896e-06 |  | 179.2712 | 4.02e-06 | 22.2009 | 4.02e-06
1.792712090735623e+002 | 1.8104e-07 | 179.2712 | 1.792712090735623e+002 | 2.8268e-06 |  | 1.792712090735623e+002 | 5.6451e-06 |  | 1.792712090735623e+002 | 4.8896e-06 |  | 179.3955 | 4.02e-06 | 22.2057 | 4.02e-06
1.793955134823356e+002 | 1.81e-07 | 179.3955 | 1.793955134823356e+002 | 2.8268e-06 |  | 1.793955134823356e+002 | 5.6451e-06 |  | 1.793955134823356e+002 | 4.8896e-06 |  | 179.5199 | 4.02e-06 | 22.2105 | 4.02e-06
1.795199040822274e+002 | 1.8096e-07 | 179.5199 | 1.795199040822274e+002 | 2.8268e-06 |  | 1.795199040822274e+002 | 5.6451e-06 |  | 1.795199040822274e+002 | 4.8896e-06 |  | 179.6444 | 4.02e-06 | 22.2152 | 4.02e-06
1.796443809330017e+002 | 1.8092e-07 | 179.6444 | 1.796443809330017e+002 | 2.8268e-06 |  | 1.796443809330017e+002 | 5.6451e-06 |  | 1.796443809330017e+002 | 4.8896e-06 |  | 179.7689 | 4.02e-06 | 22.2199 | 4.02e-06
1.797689440944637e+002 | 1.8088e-07 | 179.7689 | 1.797689440944637e+002 | 2.8268e-06 |  | 1.797689440944637e+002 | 5.6451e-06 |  | 1.797689440944637e+002 | 4.8896e-06 |  | 179.8936 | 4.02e-06 | 22.2247 | 4.02e-06
1.798935936264602e+002 | 1.8084e-07 | 179.8936 | 1.798935936264602e+002 | 2.8268e-06 |  | 1.798935936264602e+002 | 5.6451e-06 |  | 1.798935936264602e+002 | 4.8896e-06 |  | 180.0183 | 4.0199e-06 | 22.2294 | 4.0199e-06
1.800183295888793e+002 | 1.808e-07 | 180.0183 | 1.800183295888793e+002 | 2.8268e-06 |  | 1.800183295888793e+002 | 5.6451e-06 |  | 1.800183295888793e+002 | 4.8897e-06 |  | 180.1432 | 4.0199e-06 | 22.2342 | 4.0199e-06
1.801431520416510e+002 | 1.8076e-07 | 180.1432 | 1.801431520416510e+002 | 2.8268e-06 |  | 1.801431520416510e+002 | 5.6451e-06 |  | 1.801431520416510e+002 | 4.8897e-06 |  | 180.2681 | 4.0199e-06 | 22.2389 | 4.0199e-06
1.802680610447464e+002 | 1.8072e-07 | 180.2681 | 1.802680610447464e+002 | 2.8268e-06 |  | 1.802680610447464e+002 | 5.6452e-06 |  | 1.802680610447464e+002 | 4.8897e-06 |  | 180.3931 | 4.0199e-06 | 22.2436 | 4.0199e-06
1.803930566581786e+002 | 1.8068e-07 | 180.3931 | 1.803930566581786e+002 | 2.8268e-06 |  | 1.803930566581786e+002 | 5.6452e-06 |  | 1.803930566581786e+002 | 4.8897e-06 |  | 180.5181 | 4.0199e-06 | 22.2484 | 4.0199e-06
1.805181389420020e+002 | 1.8064e-07 | 180.5181 | 1.805181389420020e+002 | 2.8268e-06 |  | 1.805181389420020e+002 | 5.6452e-06 |  | 1.805181389420020e+002 | 4.8897e-06 |  | 180.6433 | 4.0199e-06 | 22.2531 | 4.0199e-06
1.806433079563127e+002 | 1.806e-07 | 180.6433 | 1.806433079563127e+002 | 2.8268e-06 |  | 1.806433079563127e+002 | 5.6452e-06 |  | 1.806433079563127e+002 | 4.8897e-06 |  | 180.7686 | 4.0199e-06 | 22.2578 | 4.0199e-06
1.807685637612487e+002 | 1.8057e-07 | 180.7686 | 1.807685637612487e+002 | 2.8268e-06 |  | 1.807685637612487e+002 | 5.6452e-06 |  | 1.807685637612487e+002 | 4.8897e-06 |  | 180.8939 | 4.0199e-06 | 22.2625 | 4.0199e-06
1.808939064169895e+002 | 1.8053e-07 | 180.8939 | 1.808939064169895e+002 | 2.8268e-06 |  | 1.808939064169895e+002 | 5.6452e-06 |  | 1.808939064169895e+002 | 4.8897e-06 |  | 181.0193 | 4.0198e-06 | 22.2672 | 4.0198e-06
1.810193359837563e+002 | 1.8049e-07 | 181.0193 | 1.810193359837563e+002 | 2.8268e-06 |  | 1.810193359837563e+002 | 5.6452e-06 |  | 1.810193359837563e+002 | 4.8897e-06 |  | 181.1449 | 4.0198e-06 | 22.2719 | 4.0198e-06
1.811448525218121e+002 | 1.8045e-07 | 181.1449 | 1.811448525218121e+002 | 2.8268e-06 |  | 1.811448525218121e+002 | 5.6452e-06 |  | 1.811448525218121e+002 | 4.8897e-06 |  | 181.2705 | 4.0198e-06 | 22.2766 | 4.0198e-06
1.812704560914617e+002 | 1.8041e-07 | 181.2705 | 1.812704560914617e+002 | 2.8268e-06 |  | 1.812704560914617e+002 | 5.6452e-06 |  | 1.812704560914617e+002 | 4.8897e-06 |  | 181.3961 | 4.0198e-06 | 22.2813 | 4.0198e-06
1.813961467530518e+002 | 1.8037e-07 | 181.3961 | 1.813961467530518e+002 | 2.8268e-06 |  | 1.813961467530518e+002 | 5.6452e-06 |  | 1.813961467530518e+002 | 4.8897e-06 |  | 181.5219 | 4.0198e-06 | 22.286 | 4.0198e-06
1.815219245669708e+002 | 1.8033e-07 | 181.5219 | 1.815219245669708e+002 | 2.8268e-06 |  | 1.815219245669708e+002 | 5.6452e-06 |  | 1.815219245669708e+002 | 4.8897e-06 |  | 181.6478 | 4.0198e-06 | 22.2907 | 4.0198e-06
1.816477895936490e+002 | 1.803e-07 | 181.6478 | 1.816477895936490e+002 | 2.8268e-06 |  | 1.816477895936490e+002 | 5.6452e-06 |  | 1.816477895936490e+002 | 4.8897e-06 |  | 181.7737 | 4.0198e-06 | 22.2954 | 4.0198e-06
1.817737418935588e+002 | 1.8026e-07 | 181.7737 | 1.817737418935588e+002 | 2.8268e-06 |  | 1.817737418935588e+002 | 5.6452e-06 |  | 1.817737418935588e+002 | 4.8897e-06 |  | 181.8998 | 4.0197e-06 | 22.3001 | 4.0197e-06
1.818997815272142e+002 | 1.8022e-07 | 181.8998 | 1.818997815272142e+002 | 2.8268e-06 |  | 1.818997815272142e+002 | 5.6452e-06 |  | 1.818997815272142e+002 | 4.8897e-06 |  | 182.0259 | 4.0197e-06 | 22.3048 | 4.0197e-06
1.820259085551713e+002 | 1.8018e-07 | 182.0259 | 1.820259085551713e+002 | 2.8268e-06 |  | 1.820259085551713e+002 | 5.6452e-06 |  | 1.820259085551713e+002 | 4.8897e-06 |  | 182.1521 | 4.0197e-06 | 22.3094 | 4.0197e-06
1.821521230380283e+002 | 1.8014e-07 | 182.1521 | 1.821521230380283e+002 | 2.8268e-06 |  | 1.821521230380283e+002 | 5.6452e-06 |  | 1.821521230380283e+002 | 4.8897e-06 |  | 182.2784 | 4.0197e-06 | 22.3141 | 4.0197e-06
1.822784250364253e+002 | 1.801e-07 | 182.2784 | 1.822784250364253e+002 | 2.8268e-06 |  | 1.822784250364253e+002 | 5.6453e-06 |  | 1.822784250364253e+002 | 4.8897e-06 |  | 182.4048 | 4.0197e-06 | 22.3187 | 4.0197e-06
1.824048146110445e+002 | 1.8007e-07 | 182.4048 | 1.824048146110445e+002 | 2.8268e-06 |  | 1.824048146110445e+002 | 5.6453e-06 |  | 1.824048146110445e+002 | 4.8897e-06 |  | 182.5313 | 4.0197e-06 | 22.3234 | 4.0197e-06
1.825312918226101e+002 | 1.8003e-07 | 182.5313 | 1.825312918226101e+002 | 2.8268e-06 |  | 1.825312918226101e+002 | 5.6453e-06 |  | 1.825312918226101e+002 | 4.8898e-06 |  | 182.6579 | 4.0197e-06 | 22.3281 | 4.0197e-06
1.826578567318886e+002 | 1.7999e-07 | 182.6579 | 1.826578567318886e+002 | 2.8268e-06 |  | 1.826578567318886e+002 | 5.6453e-06 |  | 1.826578567318886e+002 | 4.8898e-06 |  | 182.7845 | 4.0196e-06 | 22.3327 | 4.0196e-06
1.827845093996883e+002 | 1.7995e-07 | 182.7845 | 1.827845093996883e+002 | 2.8268e-06 |  | 1.827845093996883e+002 | 5.6453e-06 |  | 1.827845093996883e+002 | 4.8898e-06 |  | 182.9112 | 4.0196e-06 | 22.3374 | 4.0196e-06
1.829112498868600e+002 | 1.7991e-07 | 182.9112 | 1.829112498868600e+002 | 2.8268e-06 |  | 1.829112498868600e+002 | 5.6453e-06 |  | 1.829112498868600e+002 | 4.8898e-06 |  | 183.0381 | 4.0196e-06 | 22.342 | 4.0196e-06
1.830380782542965e+002 | 1.7988e-07 | 183.0381 | 1.830380782542965e+002 | 2.8268e-06 |  | 1.830380782542965e+002 | 5.6453e-06 |  | 1.830380782542965e+002 | 4.8898e-06 |  | 183.165 | 4.0196e-06 | 22.3466 | 4.0196e-06
1.831649945629329e+002 | 1.7984e-07 | 183.165 | 1.831649945629329e+002 | 2.8268e-06 |  | 1.831649945629329e+002 | 5.6453e-06 |  | 1.831649945629329e+002 | 4.8898e-06 |  | 183.292 | 4.0196e-06 | 22.3513 | 4.0196e-06
1.832919988737465e+002 | 1.798e-07 | 183.292 | 1.832919988737465e+002 | 2.8268e-06 |  | 1.832919988737465e+002 | 5.6453e-06 |  | 1.832919988737465e+002 | 4.8898e-06 |  | 183.4191 | 4.0196e-06 | 22.3559 | 4.0196e-06
1.834190912477569e+002 | 1.7976e-07 | 183.4191 | 1.834190912477569e+002 | 2.8268e-06 |  | 1.834190912477569e+002 | 5.6453e-06 |  | 1.834190912477569e+002 | 4.8898e-06 |  | 183.5463 | 4.0196e-06 | 22.3605 | 4.0196e-06
1.835462717460260e+002 | 1.7972e-07 | 183.5463 | 1.835462717460260e+002 | 2.8268e-06 |  | 1.835462717460260e+002 | 5.6453e-06 |  | 1.835462717460260e+002 | 4.8898e-06 |  | 183.6735 | 4.0196e-06 | 22.3651 | 4.0196e-06
1.836735404296581e+002 | 1.7969e-07 | 183.6735 | 1.836735404296581e+002 | 2.8268e-06 |  | 1.836735404296581e+002 | 5.6453e-06 |  | 1.836735404296581e+002 | 4.8898e-06 |  | 183.8009 | 4.0195e-06 | 22.3698 | 4.0195e-06
1.838008973597998e+002 | 1.7965e-07 | 183.8009 | 1.838008973597998e+002 | 2.8268e-06 |  | 1.838008973597998e+002 | 5.6453e-06 |  | 1.838008973597998e+002 | 4.8898e-06 |  | 183.9283 | 4.0195e-06 | 22.3744 | 4.0195e-06
1.839283425976402e+002 | 1.7961e-07 | 183.9283 | 1.839283425976402e+002 | 2.8268e-06 |  | 1.839283425976402e+002 | 5.6453e-06 |  | 1.839283425976402e+002 | 4.8898e-06 |  | 184.0559 | 4.0195e-06 | 22.379 | 4.0195e-06
1.840558762044106e+002 | 1.7957e-07 | 184.0559 | 1.840558762044106e+002 | 2.8268e-06 |  | 1.840558762044106e+002 | 5.6453e-06 |  | 1.840558762044106e+002 | 4.8898e-06 |  | 184.1835 | 4.0195e-06 | 22.3836 | 4.0195e-06
1.841834982413851e+002 | 1.7954e-07 | 184.1835 | 1.841834982413851e+002 | 2.8268e-06 |  | 1.841834982413851e+002 | 5.6453e-06 |  | 1.841834982413851e+002 | 4.8898e-06 |  | 184.3112 | 4.0195e-06 | 22.3882 | 4.0195e-06
1.843112087698799e+002 | 1.795e-07 | 184.3112 | 1.843112087698799e+002 | 2.8268e-06 |  | 1.843112087698799e+002 | 5.6453e-06 |  | 1.843112087698799e+002 | 4.8898e-06 |  | 184.439 | 4.0195e-06 | 22.3928 | 4.0195e-06
1.844390078512540e+002 | 1.7946e-07 | 184.439 | 1.844390078512540e+002 | 2.8268e-06 |  | 1.844390078512540e+002 | 5.6454e-06 |  | 1.844390078512540e+002 | 4.8898e-06 |  | 184.5669 | 4.0195e-06 | 22.3974 | 4.0195e-06
1.845668955469089e+002 | 1.7942e-07 | 184.5669 | 1.845668955469089e+002 | 2.8268e-06 |  | 1.845668955469089e+002 | 5.6454e-06 |  | 1.845668955469089e+002 | 4.8898e-06 |  | 184.6949 | 4.0194e-06 | 22.402 | 4.0194e-06
1.846948719182885e+002 | 1.7939e-07 | 184.6949 | 1.846948719182885e+002 | 2.8268e-06 |  | 1.846948719182885e+002 | 5.6454e-06 |  | 1.846948719182885e+002 | 4.8898e-06 |  | 184.8229 | 4.0194e-06 | 22.4065 | 4.0194e-06
1.848229370268796e+002 | 1.7935e-07 | 184.8229 | 1.848229370268796e+002 | 2.8268e-06 |  | 1.848229370268796e+002 | 5.6454e-06 |  | 1.848229370268796e+002 | 4.8898e-06 |  | 184.9511 | 4.0194e-06 | 22.4111 | 4.0194e-06
1.849510909342114e+002 | 1.7931e-07 | 184.9511 | 1.849510909342114e+002 | 2.8268e-06 |  | 1.849510909342114e+002 | 5.6454e-06 |  | 1.849510909342114e+002 | 4.8898e-06 |  | 185.0793 | 4.0194e-06 | 22.4157 | 4.0194e-06
1.850793337018558e+002 | 1.7927e-07 | 185.0793 | 1.850793337018558e+002 | 2.8269e-06 |  | 1.850793337018558e+002 | 5.6454e-06 |  | 1.850793337018558e+002 | 4.8898e-06 |  | 185.2077 | 4.0194e-06 | 22.4203 | 4.0194e-06
1.852076653914274e+002 | 1.7924e-07 | 185.2077 | 1.852076653914274e+002 | 2.8269e-06 |  | 1.852076653914274e+002 | 5.6454e-06 |  | 1.852076653914274e+002 | 4.8898e-06 |  | 185.3361 | 4.0194e-06 | 22.4248 | 4.0194e-06
1.853360860645836e+002 | 1.792e-07 | 185.3361 | 1.853360860645836e+002 | 2.8269e-06 |  | 1.853360860645836e+002 | 5.6454e-06 |  | 1.853360860645836e+002 | 4.8899e-06 |  | 185.4646 | 4.0194e-06 | 22.4294 | 4.0194e-06
1.854645957830246e+002 | 1.7916e-07 | 185.4646 | 1.854645957830246e+002 | 2.8269e-06 |  | 1.854645957830246e+002 | 5.6454e-06 |  | 1.854645957830246e+002 | 4.8899e-06 |  | 185.5932 | 4.0193e-06 | 22.434 | 4.0193e-06
1.855931946084931e+002 | 1.7913e-07 | 185.5932 | 1.855931946084931e+002 | 2.8269e-06 |  | 1.855931946084931e+002 | 5.6454e-06 |  | 1.855931946084931e+002 | 4.8899e-06 |  | 185.7219 | 4.0193e-06 | 22.4385 | 4.0193e-06
1.857218826027749e+002 | 1.7909e-07 | 185.7219 | 1.857218826027749e+002 | 2.8269e-06 |  | 1.857218826027749e+002 | 5.6454e-06 |  | 1.857218826027749e+002 | 4.8899e-06 |  | 185.8507 | 4.0193e-06 | 22.4431 | 4.0193e-06
1.858506598276986e+002 | 1.7905e-07 | 185.8507 | 1.858506598276986e+002 | 2.8269e-06 |  | 1.858506598276986e+002 | 5.6454e-06 |  | 1.858506598276986e+002 | 4.8899e-06 |  | 185.9795 | 4.0193e-06 | 22.4476 | 4.0193e-06
1.859795263451354e+002 | 1.7902e-07 | 185.9795 | 1.859795263451354e+002 | 2.8269e-06 |  | 1.859795263451354e+002 | 5.6454e-06 |  | 1.859795263451354e+002 | 4.8899e-06 |  | 186.1085 | 4.0193e-06 | 22.4521 | 4.0193e-06
1.861084822169999e+002 | 1.7898e-07 | 186.1085 | 1.861084822169999e+002 | 2.8269e-06 |  | 1.861084822169999e+002 | 5.6454e-06 |  | 1.861084822169999e+002 | 4.8899e-06 |  | 186.2375 | 4.0193e-06 | 22.4567 | 4.0193e-06
1.862375275052490e+002 | 1.7894e-07 | 186.2375 | 1.862375275052490e+002 | 2.8269e-06 |  | 1.862375275052490e+002 | 5.6454e-06 |  | 1.862375275052490e+002 | 4.8899e-06 |  | 186.3667 | 4.0193e-06 | 22.4612 | 4.0193e-06
1.863666622718832e+002 | 1.7891e-07 | 186.3667 | 1.863666622718832e+002 | 2.8269e-06 |  | 1.863666622718832e+002 | 5.6454e-06 |  | 1.863666622718832e+002 | 4.8899e-06 |  | 186.4959 | 4.0193e-06 | 22.4658 | 4.0193e-06
1.864958865789455e+002 | 1.7887e-07 | 186.4959 | 1.864958865789455e+002 | 2.8269e-06 |  | 1.864958865789455e+002 | 5.6454e-06 |  | 1.864958865789455e+002 | 4.8899e-06 |  | 186.6252 | 4.0192e-06 | 22.4703 | 4.0192e-06
1.866252004885222e+002 | 1.7883e-07 | 186.6252 | 1.866252004885222e+002 | 2.8269e-06 |  | 1.866252004885222e+002 | 5.6454e-06 |  | 1.866252004885222e+002 | 4.8899e-06 |  | 186.7546 | 4.0192e-06 | 22.4748 | 4.0192e-06
1.867546040627425e+002 | 1.788e-07 | 186.7546 | 1.867546040627425e+002 | 2.8269e-06 |  | 1.867546040627425e+002 | 5.6455e-06 |  | 1.867546040627425e+002 | 4.8899e-06 |  | 186.8841 | 4.0192e-06 | 22.4793 | 4.0192e-06
1.868840973637789e+002 | 1.7876e-07 | 186.8841 | 1.868840973637789e+002 | 2.8269e-06 |  | 1.868840973637789e+002 | 5.6455e-06 |  | 1.868840973637789e+002 | 4.8899e-06 |  | 187.0137 | 4.0192e-06 | 22.4838 | 4.0192e-06
1.870136804538466e+002 | 1.7872e-07 | 187.0137 | 1.870136804538466e+002 | 2.8269e-06 |  | 1.870136804538466e+002 | 5.6455e-06 |  | 1.870136804538466e+002 | 4.8899e-06 |  | 187.1434 | 4.0192e-06 | 22.4883 | 4.0192e-06
1.871433533952043e+002 | 1.7869e-07 | 187.1434 | 1.871433533952043e+002 | 2.8269e-06 |  | 1.871433533952043e+002 | 5.6455e-06 |  | 1.871433533952043e+002 | 4.8899e-06 |  | 187.2731 | 4.0192e-06 | 22.4928 | 4.0192e-06
1.872731162501539e+002 | 1.7865e-07 | 187.2731 | 1.872731162501539e+002 | 2.8269e-06 |  | 1.872731162501539e+002 | 5.6455e-06 |  | 1.872731162501539e+002 | 4.8899e-06 |  | 187.403 | 4.0192e-06 | 22.4973 | 4.0192e-06
1.874029690810401e+002 | 1.7861e-07 | 187.403 | 1.874029690810401e+002 | 2.8269e-06 |  | 1.874029690810401e+002 | 5.6455e-06 |  | 1.874029690810401e+002 | 4.8899e-06 |  | 187.5329 | 4.0192e-06 | 22.5018 | 4.0192e-06
1.875329119502513e+002 | 1.7858e-07 | 187.5329 | 1.875329119502513e+002 | 2.8269e-06 |  | 1.875329119502513e+002 | 5.6455e-06 |  | 1.875329119502513e+002 | 4.8899e-06 |  | 187.6629 | 4.0191e-06 | 22.5063 | 4.0191e-06
1.876629449202189e+002 | 1.7854e-07 | 187.6629 | 1.876629449202189e+002 | 2.8269e-06 |  | 1.876629449202189e+002 | 5.6455e-06 |  | 1.876629449202189e+002 | 4.8899e-06 |  | 187.7931 | 4.0191e-06 | 22.5108 | 4.0191e-06
1.877930680534175e+002 | 1.7851e-07 | 187.7931 | 1.877930680534175e+002 | 2.8269e-06 |  | 1.877930680534175e+002 | 5.6455e-06 |  | 1.877930680534175e+002 | 4.8899e-06 |  | 187.9233 | 4.0191e-06 | 22.5153 | 4.0191e-06
1.879232814123653e+002 | 1.7847e-07 | 187.9233 | 1.879232814123653e+002 | 2.8269e-06 |  | 1.879232814123653e+002 | 5.6455e-06 |  | 1.879232814123653e+002 | 4.8899e-06 |  | 188.0536 | 4.0191e-06 | 22.5198 | 4.0191e-06
1.880535850596237e+002 | 1.7843e-07 | 188.0536 | 1.880535850596237e+002 | 2.8269e-06 |  | 1.880535850596237e+002 | 5.6455e-06 |  | 1.880535850596237e+002 | 4.8899e-06 |  | 188.184 | 4.0191e-06 | 22.5243 | 4.0191e-06
1.881839790577973e+002 | 1.784e-07 | 188.184 | 1.881839790577973e+002 | 2.8269e-06 |  | 1.881839790577973e+002 | 5.6455e-06 |  | 1.881839790577973e+002 | 4.89e-06 |  | 188.3145 | 4.0191e-06 | 22.5287 | 4.0191e-06
1.883144634695346e+002 | 1.7836e-07 | 188.3145 | 1.883144634695346e+002 | 2.8269e-06 |  | 1.883144634695346e+002 | 5.6455e-06 |  | 1.883144634695346e+002 | 4.89e-06 |  | 188.445 | 4.0191e-06 | 22.5332 | 4.0191e-06
1.884450383575269e+002 | 1.7833e-07 | 188.445 | 1.884450383575269e+002 | 2.8269e-06 |  | 1.884450383575269e+002 | 5.6455e-06 |  | 1.884450383575269e+002 | 4.89e-06 |  | 188.5757 | 4.019e-06 | 22.5377 | 4.019e-06
1.885757037845096e+002 | 1.7829e-07 | 188.5757 | 1.885757037845096e+002 | 2.8269e-06 |  | 1.885757037845096e+002 | 5.6455e-06 |  | 1.885757037845096e+002 | 4.89e-06 |  | 188.7065 | 4.019e-06 | 22.5421 | 4.019e-06
1.887064598132611e+002 | 1.7825e-07 | 188.7065 | 1.887064598132611e+002 | 2.8269e-06 |  | 1.887064598132611e+002 | 5.6455e-06 |  | 1.887064598132611e+002 | 4.89e-06 |  | 188.8373 | 4.019e-06 | 22.5466 | 4.019e-06
1.888373065066035e+002 | 1.7822e-07 | 188.8373 | 1.888373065066035e+002 | 2.8269e-06 |  | 1.888373065066035e+002 | 5.6455e-06 |  | 1.888373065066035e+002 | 4.89e-06 |  | 188.9682 | 4.019e-06 | 22.551 | 4.019e-06
1.889682439274027e+002 | 1.7818e-07 | 188.9682 | 1.889682439274027e+002 | 2.8269e-06 |  | 1.889682439274027e+002 | 5.6455e-06 |  | 1.889682439274027e+002 | 4.89e-06 |  | 189.0993 | 4.019e-06 | 22.5555 | 4.019e-06
1.890992721385679e+002 | 1.7815e-07 | 189.0993 | 1.890992721385679e+002 | 2.8269e-06 |  | 1.890992721385679e+002 | 5.6456e-06 |  | 1.890992721385679e+002 | 4.89e-06 |  | 189.2304 | 4.019e-06 | 22.5599 | 4.019e-06
1.892303912030519e+002 | 1.7811e-07 | 189.2304 | 1.892303912030519e+002 | 2.8269e-06 |  | 1.892303912030519e+002 | 5.6456e-06 |  | 1.892303912030519e+002 | 4.89e-06 |  | 189.3616 | 4.019e-06 | 22.5644 | 4.019e-06
1.893616011838513e+002 | 1.7808e-07 | 189.3616 | 1.893616011838513e+002 | 2.8269e-06 |  | 1.893616011838513e+002 | 5.6456e-06 |  | 1.893616011838513e+002 | 4.89e-06 |  | 189.4929 | 4.019e-06 | 22.5688 | 4.019e-06
1.894929021440064e+002 | 1.7804e-07 | 189.4929 | 1.894929021440064e+002 | 2.8269e-06 |  | 1.894929021440064e+002 | 5.6456e-06 |  | 1.894929021440064e+002 | 4.89e-06 |  | 189.6243 | 4.0189e-06 | 22.5732 | 4.0189e-06
1.896242941466010e+002 | 1.78e-07 | 189.6243 | 1.896242941466010e+002 | 2.8269e-06 |  | 1.896242941466010e+002 | 5.6456e-06 |  | 1.896242941466010e+002 | 4.89e-06 |  | 189.7558 | 4.0189e-06 | 22.5776 | 4.0189e-06
1.897557772547630e+002 | 1.7797e-07 | 189.7558 | 1.897557772547630e+002 | 2.8269e-06 |  | 1.897557772547630e+002 | 5.6456e-06 |  | 1.897557772547630e+002 | 4.89e-06 |  | 189.8874 | 4.0189e-06 | 22.5821 | 4.0189e-06
1.898873515316637e+002 | 1.7793e-07 | 189.8874 | 1.898873515316637e+002 | 2.8269e-06 |  | 1.898873515316637e+002 | 5.6456e-06 |  | 1.898873515316637e+002 | 4.89e-06 |  | 190.019 | 4.0189e-06 | 22.5865 | 4.0189e-06
1.900190170405184e+002 | 1.779e-07 | 190.019 | 1.900190170405184e+002 | 2.8269e-06 |  | 1.900190170405184e+002 | 5.6456e-06 |  | 1.900190170405184e+002 | 4.89e-06 |  | 190.1508 | 4.0189e-06 | 22.5909 | 4.0189e-06
1.901507738445862e+002 | 1.7786e-07 | 190.1508 | 1.901507738445862e+002 | 2.8269e-06 |  | 1.901507738445862e+002 | 5.6456e-06 |  | 1.901507738445862e+002 | 4.89e-06 |  | 190.2826 | 4.0189e-06 | 22.5953 | 4.0189e-06
1.902826220071700e+002 | 1.7783e-07 | 190.2826 | 1.902826220071700e+002 | 2.8269e-06 |  | 1.902826220071700e+002 | 5.6456e-06 |  | 1.902826220071700e+002 | 4.89e-06 |  | 190.4146 | 4.0189e-06 | 22.5997 | 4.0189e-06
1.904145615916168e+002 | 1.7779e-07 | 190.4146 | 1.904145615916168e+002 | 2.8269e-06 |  | 1.904145615916168e+002 | 5.6456e-06 |  | 1.904145615916168e+002 | 4.89e-06 |  | 190.5466 | 4.0188e-06 | 22.6041 | 4.0188e-06
1.905465926613172e+002 | 1.7776e-07 | 190.5466 | 1.905465926613172e+002 | 2.8269e-06 |  | 1.905465926613172e+002 | 5.6456e-06 |  | 1.905465926613172e+002 | 4.89e-06 |  | 190.6787 | 4.0188e-06 | 22.6085 | 4.0188e-06
1.906787152797060e+002 | 1.7772e-07 | 190.6787 | 1.906787152797060e+002 | 2.8269e-06 |  | 1.906787152797060e+002 | 5.6456e-06 |  | 1.906787152797060e+002 | 4.89e-06 |  | 190.8109 | 4.0188e-06 | 22.6129 | 4.0188e-06
1.908109295102619e+002 | 1.7769e-07 | 190.8109 | 1.908109295102619e+002 | 2.8269e-06 |  | 1.908109295102619e+002 | 5.6456e-06 |  | 1.908109295102619e+002 | 4.89e-06 |  | 190.9432 | 4.0188e-06 | 22.6173 | 4.0188e-06
1.909432354165077e+002 | 1.7765e-07 | 190.9432 | 1.909432354165077e+002 | 2.8269e-06 |  | 1.909432354165077e+002 | 5.6456e-06 |  | 1.909432354165077e+002 | 4.89e-06 |  | 191.0756 | 4.0188e-06 | 22.6217 | 4.0188e-06
1.910756330620101e+002 | 1.7762e-07 | 191.0756 | 1.910756330620101e+002 | 2.8269e-06 |  | 1.910756330620101e+002 | 5.6456e-06 |  | 1.910756330620101e+002 | 4.8901e-06 |  | 191.2081 | 4.0188e-06 | 22.6261 | 4.0188e-06
1.912081225103800e+002 | 1.7758e-07 | 191.2081 | 1.912081225103800e+002 | 2.8269e-06 |  | 1.912081225103800e+002 | 5.6456e-06 |  | 1.912081225103800e+002 | 4.8901e-06 |  | 191.3407 | 4.0188e-06 | 22.6304 | 4.0188e-06
1.913407038252722e+002 | 1.7755e-07 | 191.3407 | 1.913407038252722e+002 | 2.8269e-06 |  | 1.913407038252722e+002 | 5.6456e-06 |  | 1.913407038252722e+002 | 4.8901e-06 |  | 191.4734 | 4.0188e-06 | 22.6348 | 4.0188e-06
1.914733770703860e+002 | 1.7751e-07 | 191.4734 | 1.914733770703860e+002 | 2.8269e-06 |  | 1.914733770703860e+002 | 5.6457e-06 |  | 1.914733770703860e+002 | 4.8901e-06 |  | 191.6061 | 4.0187e-06 | 22.6392 | 4.0187e-06
1.916061423094646e+002 | 1.7748e-07 | 191.6061 | 1.916061423094646e+002 | 2.8269e-06 |  | 1.916061423094646e+002 | 5.6457e-06 |  | 1.916061423094646e+002 | 4.8901e-06 |  | 191.739 | 4.0187e-06 | 22.6435 | 4.0187e-06
1.917389996062954e+002 | 1.7744e-07 | 191.739 | 1.917389996062954e+002 | 2.8269e-06 |  | 1.917389996062954e+002 | 5.6457e-06 |  | 1.917389996062954e+002 | 4.8901e-06 |  | 191.8719 | 4.0187e-06 | 22.6479 | 4.0187e-06
1.918719490247102e+002 | 1.7741e-07 | 191.8719 | 1.918719490247102e+002 | 2.8269e-06 |  | 1.918719490247102e+002 | 5.6457e-06 |  | 1.918719490247102e+002 | 4.8901e-06 |  | 192.005 | 4.0187e-06 | 22.6523 | 4.0187e-06
1.920049906285848e+002 | 1.7737e-07 | 192.005 | 1.920049906285848e+002 | 2.8269e-06 |  | 1.920049906285848e+002 | 5.6457e-06 |  | 1.920049906285848e+002 | 4.8901e-06 |  | 192.1381 | 4.0187e-06 | 22.6566 | 4.0187e-06
1.921381244818396e+002 | 1.7734e-07 | 192.1381 | 1.921381244818396e+002 | 2.8269e-06 |  | 1.921381244818396e+002 | 5.6457e-06 |  | 1.921381244818396e+002 | 4.8901e-06 |  | 192.2714 | 4.0187e-06 | 22.6609 | 4.0187e-06
1.922713506484391e+002 | 1.773e-07 | 192.2714 | 1.922713506484391e+002 | 2.8269e-06 |  | 1.922713506484391e+002 | 5.6457e-06 |  | 1.922713506484391e+002 | 4.8901e-06 |  | 192.4047 | 4.0187e-06 | 22.6653 | 4.0187e-06
1.924046691923921e+002 | 1.7727e-07 | 192.4047 | 1.924046691923921e+002 | 2.8269e-06 |  | 1.924046691923921e+002 | 5.6457e-06 |  | 1.924046691923921e+002 | 4.8901e-06 |  | 192.5381 | 4.0187e-06 | 22.6696 | 4.0187e-06
1.925380801777521e+002 | 1.7724e-07 | 192.5381 | 1.925380801777521e+002 | 2.8269e-06 |  | 1.925380801777521e+002 | 5.6457e-06 |  | 1.925380801777521e+002 | 4.8901e-06 |  | 192.6716 | 4.0186e-06 | 22.674 | 4.0186e-06
1.926715836686167e+002 | 1.772e-07 | 192.6716 | 1.926715836686167e+002 | 2.8269e-06 |  | 1.926715836686167e+002 | 5.6457e-06 |  | 1.926715836686167e+002 | 4.8901e-06 |  | 192.8052 | 4.0186e-06 | 22.6783 | 4.0186e-06
1.928051797291281e+002 | 1.7717e-07 | 192.8052 | 1.928051797291281e+002 | 2.8269e-06 |  | 1.928051797291281e+002 | 5.6457e-06 |  | 1.928051797291281e+002 | 4.8901e-06 |  | 192.9389 | 4.0186e-06 | 22.6826 | 4.0186e-06
1.929388684234729e+002 | 1.7713e-07 | 192.9389 | 1.929388684234729e+002 | 2.8269e-06 |  | 1.929388684234729e+002 | 5.6457e-06 |  | 1.929388684234729e+002 | 4.8901e-06 |  | 193.0726 | 4.0186e-06 | 22.687 | 4.0186e-06
1.930726498158822e+002 | 1.771e-07 | 193.0726 | 1.930726498158822e+002 | 2.8269e-06 |  | 1.930726498158822e+002 | 5.6457e-06 |  | 1.930726498158822e+002 | 4.8901e-06 |  | 193.2065 | 4.0186e-06 | 22.6913 | 4.0186e-06
1.932065239706317e+002 | 1.7706e-07 | 193.2065 | 1.932065239706317e+002 | 2.8269e-06 |  | 1.932065239706317e+002 | 5.6457e-06 |  | 1.932065239706317e+002 | 4.8901e-06 |  | 193.3405 | 4.0186e-06 | 22.6956 | 4.0186e-06
1.933404909520418e+002 | 1.7703e-07 | 193.3405 | 1.933404909520418e+002 | 2.8269e-06 |  | 1.933404909520418e+002 | 5.6457e-06 |  | 1.933404909520418e+002 | 4.8901e-06 |  | 193.4746 | 4.0186e-06 | 22.6999 | 4.0186e-06
1.934745508244771e+002 | 1.77e-07 | 193.4746 | 1.934745508244771e+002 | 2.8269e-06 |  | 1.934745508244771e+002 | 5.6457e-06 |  | 1.934745508244771e+002 | 4.8901e-06 |  | 193.6087 | 4.0185e-06 | 22.7042 | 4.0186e-06
1.936087036523472e+002 | 1.7696e-07 | 193.6087 | 1.936087036523472e+002 | 2.8269e-06 |  | 1.936087036523472e+002 | 5.6457e-06 |  | 1.936087036523472e+002 | 4.8901e-06 |  | 193.7429 | 4.0185e-06 | 22.7085 | 4.0185e-06
1.937429495001063e+002 | 1.7693e-07 | 193.7429 | 1.937429495001063e+002 | 2.8269e-06 |  | 1.937429495001063e+002 | 5.6457e-06 |  | 1.937429495001063e+002 | 4.8901e-06 |  | 193.8773 | 4.0185e-06 | 22.7128 | 4.0185e-06
1.938772884322530e+002 | 1.7689e-07 | 193.8773 | 1.938772884322530e+002 | 2.8269e-06 |  | 1.938772884322530e+002 | 5.6457e-06 |  | 1.938772884322530e+002 | 4.8901e-06 |  | 194.0117 | 4.0185e-06 | 22.7171 | 4.0185e-06
1.940117205133311e+002 | 1.7686e-07 | 194.0117 | 1.940117205133311e+002 | 2.8269e-06 |  | 1.940117205133311e+002 | 5.6458e-06 |  | 1.940117205133311e+002 | 4.8901e-06 |  | 194.1462 | 4.0185e-06 | 22.7214 | 4.0185e-06
1.941462458079287e+002 | 1.7683e-07 | 194.1462 | 1.941462458079287e+002 | 2.8269e-06 |  | 1.941462458079287e+002 | 5.6458e-06 |  | 1.941462458079287e+002 | 4.8901e-06 |  | 194.2809 | 4.0185e-06 | 22.7257 | 4.0185e-06
1.942808643806790e+002 | 1.7679e-07 | 194.2809 | 1.942808643806790e+002 | 2.8269e-06 |  | 1.942808643806790e+002 | 5.6458e-06 |  | 1.942808643806790e+002 | 4.8902e-06 |  | 194.4156 | 4.0185e-06 | 22.73 | 4.0185e-06
1.944155762962599e+002 | 1.7676e-07 | 194.4156 | 1.944155762962599e+002 | 2.8269e-06 |  | 1.944155762962599e+002 | 5.6458e-06 |  | 1.944155762962599e+002 | 4.8902e-06 |  | 194.5504 | 4.0185e-06 | 22.7342 | 4.0185e-06
1.945503816193941e+002 | 1.7672e-07 | 194.5504 | 1.945503816193941e+002 | 2.8269e-06 |  | 1.945503816193941e+002 | 5.6458e-06 |  | 1.945503816193941e+002 | 4.8902e-06 |  | 194.6853 | 4.0184e-06 | 22.7385 | 4.0184e-06
1.946852804148493e+002 | 1.7669e-07 | 194.6853 | 1.946852804148493e+002 | 2.8269e-06 |  | 1.946852804148493e+002 | 5.6458e-06 |  | 1.946852804148493e+002 | 4.8902e-06 |  | 194.8203 | 4.0184e-06 | 22.7428 | 4.0184e-06
1.948202727474379e+002 | 1.7666e-07 | 194.8203 | 1.948202727474379e+002 | 2.8269e-06 |  | 1.948202727474379e+002 | 5.6458e-06 |  | 1.948202727474379e+002 | 4.8902e-06 |  | 194.9554 | 4.0184e-06 | 22.747 | 4.0184e-06
1.949553586820176e+002 | 1.7662e-07 | 194.9554 | 1.949553586820176e+002 | 2.8269e-06 |  | 1.949553586820176e+002 | 5.6458e-06 |  | 1.949553586820176e+002 | 4.8902e-06 |  | 195.0905 | 4.0184e-06 | 22.7513 | 4.0184e-06
1.950905382834906e+002 | 1.7659e-07 | 195.0905 | 1.950905382834906e+002 | 2.8269e-06 |  | 1.950905382834906e+002 | 5.6458e-06 |  | 1.950905382834906e+002 | 4.8902e-06 |  | 195.2258 | 4.0184e-06 | 22.7556 | 4.0184e-06
1.952258116168044e+002 | 1.7656e-07 | 195.2258 | 1.952258116168044e+002 | 2.8269e-06 |  | 1.952258116168044e+002 | 5.6458e-06 |  | 1.952258116168044e+002 | 4.8902e-06 |  | 195.3612 | 4.0184e-06 | 22.7598 | 4.0184e-06
1.953611787469517e+002 | 1.7652e-07 | 195.3612 | 1.953611787469517e+002 | 2.8269e-06 |  | 1.953611787469517e+002 | 5.6458e-06 |  | 1.953611787469517e+002 | 4.8902e-06 |  | 195.4966 | 4.0184e-06 | 22.7641 | 4.0184e-06
1.954966397389698e+002 | 1.7649e-07 | 195.4966 | 1.954966397389698e+002 | 2.8269e-06 |  | 1.954966397389698e+002 | 5.6458e-06 |  | 1.954966397389698e+002 | 4.8902e-06 |  | 195.6322 | 4.0184e-06 | 22.7683 | 4.0184e-06
1.956321946579414e+002 | 1.7646e-07 | 195.6322 | 1.956321946579414e+002 | 2.8269e-06 |  | 1.956321946579414e+002 | 5.6458e-06 |  | 1.956321946579414e+002 | 4.8902e-06 |  | 195.7678 | 4.0183e-06 | 22.7726 | 4.0183e-06
1.957678435689944e+002 | 1.7642e-07 | 195.7678 | 1.957678435689944e+002 | 2.8269e-06 |  | 1.957678435689944e+002 | 5.6458e-06 |  | 1.957678435689944e+002 | 4.8902e-06 |  | 195.9036 | 4.0183e-06 | 22.7768 | 4.0183e-06
1.959035865373016e+002 | 1.7639e-07 | 195.9036 | 1.959035865373016e+002 | 2.8269e-06 |  | 1.959035865373016e+002 | 5.6458e-06 |  | 1.959035865373016e+002 | 4.8902e-06 |  | 196.0394 | 4.0183e-06 | 22.781 | 4.0183e-06
1.960394236280811e+002 | 1.7636e-07 | 196.0394 | 1.960394236280811e+002 | 2.8269e-06 |  | 1.960394236280811e+002 | 5.6458e-06 |  | 1.960394236280811e+002 | 4.8902e-06 |  | 196.1754 | 4.0183e-06 | 22.7853 | 4.0183e-06
1.961753549065963e+002 | 1.7632e-07 | 196.1754 | 1.961753549065963e+002 | 2.8269e-06 |  | 1.961753549065963e+002 | 5.6458e-06 |  | 1.961753549065963e+002 | 4.8902e-06 |  | 196.3114 | 4.0183e-06 | 22.7895 | 4.0183e-06
1.963113804381559e+002 | 1.7629e-07 | 196.3114 | 1.963113804381559e+002 | 2.8269e-06 |  | 1.963113804381559e+002 | 5.6458e-06 |  | 1.963113804381559e+002 | 4.8902e-06 |  | 196.4475 | 4.0183e-06 | 22.7937 | 4.0183e-06
1.964475002881136e+002 | 1.7626e-07 | 196.4475 | 1.964475002881136e+002 | 2.8269e-06 |  | 1.964475002881136e+002 | 5.6458e-06 |  | 1.964475002881136e+002 | 4.8902e-06 |  | 196.5837 | 4.0183e-06 | 22.7979 | 4.0183e-06
1.965837145218687e+002 | 1.7622e-07 | 196.5837 | 1.965837145218687e+002 | 2.8269e-06 |  | 1.965837145218687e+002 | 5.6458e-06 |  | 1.965837145218687e+002 | 4.8902e-06 |  | 196.72 | 4.0183e-06 | 22.8021 | 4.0183e-06
1.967200232048657e+002 | 1.7619e-07 | 196.72 | 1.967200232048657e+002 | 2.8269e-06 |  | 1.967200232048657e+002 | 5.6459e-06 |  | 1.967200232048657e+002 | 4.8902e-06 |  | 196.8564 | 4.0182e-06 | 22.8063 | 4.0182e-06
1.968564264025945e+002 | 1.7616e-07 | 196.8564 | 1.968564264025945e+002 | 2.8269e-06 |  | 1.968564264025945e+002 | 5.6459e-06 |  | 1.968564264025945e+002 | 4.8902e-06 |  | 196.9929 | 4.0182e-06 | 22.8106 | 4.0182e-06
1.969929241805905e+002 | 1.7612e-07 | 196.9929 | 1.969929241805905e+002 | 2.8269e-06 |  | 1.969929241805905e+002 | 5.6459e-06 |  | 1.969929241805905e+002 | 4.8902e-06 |  | 197.1295 | 4.0182e-06 | 22.8148 | 4.0182e-06
1.971295166044344e+002 | 1.7609e-07 | 197.1295 | 1.971295166044344e+002 | 2.8269e-06 |  | 1.971295166044344e+002 | 5.6459e-06 |  | 1.971295166044344e+002 | 4.8902e-06 |  | 197.2662 | 4.0182e-06 | 22.8189 | 4.0182e-06
1.972662037397525e+002 | 1.7606e-07 | 197.2662 | 1.972662037397525e+002 | 2.8269e-06 |  | 1.972662037397525e+002 | 5.6459e-06 |  | 1.972662037397525e+002 | 4.8902e-06 |  | 197.403 | 4.0182e-06 | 22.8231 | 4.0182e-06
1.974029856522165e+002 | 1.7602e-07 | 197.403 | 1.974029856522165e+002 | 2.8269e-06 |  | 1.974029856522165e+002 | 5.6459e-06 |  | 1.974029856522165e+002 | 4.8902e-06 |  | 197.5399 | 4.0182e-06 | 22.8273 | 4.0182e-06
1.975398624075438e+002 | 1.7599e-07 | 197.5399 | 1.975398624075438e+002 | 2.8269e-06 |  | 1.975398624075438e+002 | 5.6459e-06 |  | 1.975398624075438e+002 | 4.8902e-06 |  | 197.6768 | 4.0182e-06 | 22.8315 | 4.0182e-06
1.976768340714970e+002 | 1.7596e-07 | 197.6768 | 1.976768340714970e+002 | 2.8269e-06 |  | 1.976768340714970e+002 | 5.6459e-06 |  | 1.976768340714970e+002 | 4.8903e-06 |  | 197.8139 | 4.0182e-06 | 22.8357 | 4.0182e-06
1.978139007098849e+002 | 1.7593e-07 | 197.8139 | 1.978139007098849e+002 | 2.8269e-06 |  | 1.978139007098849e+002 | 5.6459e-06 |  | 1.978139007098849e+002 | 4.8903e-06 |  | 197.9511 | 4.0181e-06 | 22.8399 | 4.0181e-06
1.979510623885613e+002 | 1.7589e-07 | 197.9511 | 1.979510623885613e+002 | 2.827e-06 |  | 1.979510623885613e+002 | 5.6459e-06 |  | 1.979510623885613e+002 | 4.8903e-06 |  | 198.0883 | 4.0181e-06 | 22.8441 | 4.0181e-06
1.980883191734260e+002 | 1.7586e-07 | 198.0883 | 1.980883191734260e+002 | 2.827e-06 |  | 1.980883191734260e+002 | 5.6459e-06 |  | 1.980883191734260e+002 | 4.8903e-06 |  | 198.2257 | 4.0181e-06 | 22.8482 | 4.0181e-06
1.982256711304245e+002 | 1.7583e-07 | 198.2257 | 1.982256711304245e+002 | 2.827e-06 |  | 1.982256711304245e+002 | 5.6459e-06 |  | 1.982256711304245e+002 | 4.8903e-06 |  | 198.3631 | 4.0181e-06 | 22.8524 | 4.0181e-06
1.983631183255480e+002 | 1.758e-07 | 198.3631 | 1.983631183255480e+002 | 2.827e-06 |  | 1.983631183255480e+002 | 5.6459e-06 |  | 1.983631183255480e+002 | 4.8903e-06 |  | 198.5007 | 4.0181e-06 | 22.8565 | 4.0181e-06
1.985006608248334e+002 | 1.7576e-07 | 198.5007 | 1.985006608248334e+002 | 2.827e-06 |  | 1.985006608248334e+002 | 5.6459e-06 |  | 1.985006608248334e+002 | 4.8903e-06 |  | 198.6383 | 4.0181e-06 | 22.8607 | 4.0181e-06
1.986382986943632e+002 | 1.7573e-07 | 198.6383 | 1.986382986943632e+002 | 2.827e-06 |  | 1.986382986943632e+002 | 5.6459e-06 |  | 1.986382986943632e+002 | 4.8903e-06 |  | 198.776 | 4.0181e-06 | 22.8649 | 4.0181e-06
1.987760320002663e+002 | 1.757e-07 | 198.776 | 1.987760320002663e+002 | 2.827e-06 |  | 1.987760320002663e+002 | 5.6459e-06 |  | 1.987760320002663e+002 | 4.8903e-06 |  | 198.9139 | 4.0181e-06 | 22.869 | 4.0181e-06
1.989138608087168e+002 | 1.7567e-07 | 198.9139 | 1.989138608087168e+002 | 2.827e-06 |  | 1.989138608087168e+002 | 5.6459e-06 |  | 1.989138608087168e+002 | 4.8903e-06 |  | 199.0518 | 4.018e-06 | 22.8732 | 4.018e-06
1.990517851859351e+002 | 1.7563e-07 | 199.0518 | 1.990517851859351e+002 | 2.827e-06 |  | 1.990517851859351e+002 | 5.6459e-06 |  | 1.990517851859351e+002 | 4.8903e-06 |  | 199.1898 | 4.018e-06 | 22.8773 | 4.018e-06
1.991898051981873e+002 | 1.756e-07 | 199.1898 | 1.991898051981873e+002 | 2.827e-06 |  | 1.991898051981873e+002 | 5.6459e-06 |  | 1.991898051981873e+002 | 4.8903e-06 |  | 199.3279 | 4.018e-06 | 22.8814 | 4.018e-06
1.993279209117856e+002 | 1.7557e-07 | 199.3279 | 1.993279209117856e+002 | 2.827e-06 |  | 1.993279209117856e+002 | 5.6459e-06 |  | 1.993279209117856e+002 | 4.8903e-06 |  | 199.4661 | 4.018e-06 | 22.8856 | 4.018e-06
1.994661323930881e+002 | 1.7554e-07 | 199.4661 | 1.994661323930881e+002 | 2.827e-06 |  | 1.994661323930881e+002 | 5.6459e-06 |  | 1.994661323930881e+002 | 4.8903e-06 |  | 199.6044 | 4.018e-06 | 22.8897 | 4.018e-06
1.996044397084989e+002 | 1.7551e-07 | 199.6044 | 1.996044397084989e+002 | 2.827e-06 |  | 1.996044397084989e+002 | 5.646e-06 |  | 1.996044397084989e+002 | 4.8903e-06 |  | 199.7428 | 4.018e-06 | 22.8938 | 4.018e-06
1.997428429244682e+002 | 1.7547e-07 | 199.7428 | 1.997428429244682e+002 | 2.827e-06 |  | 1.997428429244682e+002 | 5.646e-06 |  | 1.997428429244682e+002 | 4.8903e-06 |  | 199.8813 | 4.018e-06 | 22.8979 | 4.018e-06
1.998813421074922e+002 | 1.7544e-07 | 199.8813 | 1.998813421074922e+002 | 2.827e-06 |  | 1.998813421074922e+002 | 5.646e-06 |  | 1.998813421074922e+002 | 4.8903e-06 |  | 200.0199 | 4.018e-06 | 22.9021 | 4.018e-06
2.000199373241134e+002 | 1.7541e-07 | 200.0199 | 2.000199373241134e+002 | 2.827e-06 |  | 2.000199373241134e+002 | 5.646e-06 |  | 2.000199373241134e+002 | 4.8903e-06 |  | 200.1586 | 4.0179e-06 | 22.9062 | 4.0179e-06
2.001586286409201e+002 | 1.7538e-07 | 200.1586 | 2.001586286409201e+002 | 2.827e-06 |  | 2.001586286409201e+002 | 5.646e-06 |  | 2.001586286409201e+002 | 4.8903e-06 |  | 200.2974 | 4.0179e-06 | 22.9103 | 4.0179e-06
2.002974161245470e+002 | 1.7534e-07 | 200.2974 | 2.002974161245470e+002 | 2.827e-06 |  | 2.002974161245470e+002 | 5.646e-06 |  | 2.002974161245470e+002 | 4.8903e-06 |  | 200.4363 | 4.0179e-06 | 22.9144 | 4.0179e-06
2.004362998416751e+002 | 1.7531e-07 | 200.4363 | 2.004362998416751e+002 | 2.827e-06 |  | 2.004362998416751e+002 | 5.646e-06 |  | 2.004362998416751e+002 | 4.8903e-06 |  | 200.5753 | 4.0179e-06 | 22.9185 | 4.0179e-06
2.005752798590313e+002 | 1.7528e-07 | 200.5753 | 2.005752798590313e+002 | 2.827e-06 |  | 2.005752798590313e+002 | 5.646e-06 |  | 2.005752798590313e+002 | 4.8903e-06 |  | 200.7144 | 4.0179e-06 | 22.9226 | 4.0179e-06
2.007143562433892e+002 | 1.7525e-07 | 200.7144 | 2.007143562433892e+002 | 2.827e-06 |  | 2.007143562433892e+002 | 5.646e-06 |  | 2.007143562433892e+002 | 4.8903e-06 |  | 200.8535 | 4.0179e-06 | 22.9267 | 4.0179e-06
2.008535290615683e+002 | 1.7522e-07 | 200.8535 | 2.008535290615683e+002 | 2.827e-06 |  | 2.008535290615683e+002 | 5.646e-06 |  | 2.008535290615683e+002 | 4.8903e-06 |  | 200.9928 | 4.0179e-06 | 22.9308 | 4.0179e-06
2.009927983804347e+002 | 1.7519e-07 | 200.9928 | 2.009927983804347e+002 | 2.827e-06 |  | 2.009927983804347e+002 | 5.646e-06 |  | 2.009927983804347e+002 | 4.8903e-06 |  | 201.1322 | 4.0179e-06 | 22.9348 | 4.0179e-06
2.011321642669007e+002 | 1.7515e-07 | 201.1322 | 2.011321642669007e+002 | 2.827e-06 |  | 2.011321642669007e+002 | 5.646e-06 |  | 2.011321642669007e+002 | 4.8903e-06 |  | 201.2716 | 4.0178e-06 | 22.9389 | 4.0178e-06
2.012716267879250e+002 | 1.7512e-07 | 201.2716 | 2.012716267879250e+002 | 2.827e-06 |  | 2.012716267879250e+002 | 5.646e-06 |  | 2.012716267879250e+002 | 4.8904e-06 |  | 201.4112 | 4.0178e-06 | 22.943 | 4.0178e-06
2.014111860105130e+002 | 1.7509e-07 | 201.4112 | 2.014111860105130e+002 | 2.827e-06 |  | 2.014111860105130e+002 | 5.646e-06 |  | 2.014111860105130e+002 | 4.8904e-06 |  | 201.5508 | 4.0178e-06 | 22.9471 | 4.0178e-06
2.015508420017162e+002 | 1.7506e-07 | 201.5508 | 2.015508420017162e+002 | 2.827e-06 |  | 2.015508420017162e+002 | 5.646e-06 |  | 2.015508420017162e+002 | 4.8904e-06 |  | 201.6906 | 4.0178e-06 | 22.9511 | 4.0178e-06
2.016905948286327e+002 | 1.7503e-07 | 201.6906 | 2.016905948286327e+002 | 2.827e-06 |  | 2.016905948286327e+002 | 5.646e-06 |  | 2.016905948286327e+002 | 4.8904e-06 |  | 201.8304 | 4.0178e-06 | 22.9552 | 4.0178e-06
2.018304445584073e+002 | 1.75e-07 | 201.8304 | 2.018304445584073e+002 | 2.827e-06 |  | 2.018304445584073e+002 | 5.646e-06 |  | 2.018304445584073e+002 | 4.8904e-06 |  | 201.9704 | 4.0178e-06 | 22.9593 | 4.0178e-06
2.019703912582312e+002 | 1.7496e-07 | 201.9704 | 2.019703912582312e+002 | 2.827e-06 |  | 2.019703912582312e+002 | 5.646e-06 |  | 2.019703912582312e+002 | 4.8904e-06 |  | 202.1104 | 4.0178e-06 | 22.9633 | 4.0178e-06
2.021104349953422e+002 | 1.7493e-07 | 202.1104 | 2.021104349953422e+002 | 2.827e-06 |  | 2.021104349953422e+002 | 5.646e-06 |  | 2.021104349953422e+002 | 4.8904e-06 |  | 202.2506 | 4.0178e-06 | 22.9674 | 4.0178e-06
2.022505758370247e+002 | 1.749e-07 | 202.2506 | 2.022505758370247e+002 | 2.827e-06 |  | 2.022505758370247e+002 | 5.646e-06 |  | 2.022505758370247e+002 | 4.8904e-06 |  | 202.3908 | 4.0177e-06 | 22.9714 | 4.0177e-06
2.023908138506098e+002 | 1.7487e-07 | 202.3908 | 2.023908138506098e+002 | 2.827e-06 |  | 2.023908138506098e+002 | 5.646e-06 |  | 2.023908138506098e+002 | 4.8904e-06 |  | 202.5311 | 4.0177e-06 | 22.9755 | 4.0177e-06
2.025311491034753e+002 | 1.7484e-07 | 202.5311 | 2.025311491034753e+002 | 2.827e-06 |  | 2.025311491034753e+002 | 5.6461e-06 |  | 2.025311491034753e+002 | 4.8904e-06 |  | 202.6716 | 4.0177e-06 | 22.9795 | 4.0177e-06
2.026715816630457e+002 | 1.7481e-07 | 202.6716 | 2.026715816630457e+002 | 2.827e-06 |  | 2.026715816630457e+002 | 5.6461e-06 |  | 2.026715816630457e+002 | 4.8904e-06 |  | 202.8121 | 4.0177e-06 | 22.9836 | 4.0177e-06
2.028121115967922e+002 | 1.7478e-07 | 202.8121 | 2.028121115967922e+002 | 2.827e-06 |  | 2.028121115967922e+002 | 5.6461e-06 |  | 2.028121115967922e+002 | 4.8904e-06 |  | 202.9527 | 4.0177e-06 | 22.9876 | 4.0177e-06
2.029527389722329e+002 | 1.7475e-07 | 202.9527 | 2.029527389722329e+002 | 2.827e-06 |  | 2.029527389722329e+002 | 5.6461e-06 |  | 2.029527389722329e+002 | 4.8904e-06 |  | 203.0935 | 4.0177e-06 | 22.9916 | 4.0177e-06
2.030934638569327e+002 | 1.7471e-07 | 203.0935 | 2.030934638569327e+002 | 2.827e-06 |  | 2.030934638569327e+002 | 5.6461e-06 |  | 2.030934638569327e+002 | 4.8904e-06 |  | 203.2343 | 4.0177e-06 | 22.9956 | 4.0177e-06
2.032342863185031e+002 | 1.7468e-07 | 203.2343 | 2.032342863185031e+002 | 2.827e-06 |  | 2.032342863185031e+002 | 5.6461e-06 |  | 2.032342863185031e+002 | 4.8904e-06 |  | 203.3752 | 4.0177e-06 | 22.9997 | 4.0177e-06
2.033752064246029e+002 | 1.7465e-07 | 203.3752 | 2.033752064246029e+002 | 2.827e-06 |  | 2.033752064246029e+002 | 5.6461e-06 |  | 2.033752064246029e+002 | 4.8904e-06 |  | 203.5162 | 4.0176e-06 | 23.0037 | 4.0176e-06
2.035162242429375e+002 | 1.7462e-07 | 203.5162 | 2.035162242429375e+002 | 2.827e-06 |  | 2.035162242429375e+002 | 5.6461e-06 |  | 2.035162242429375e+002 | 4.8904e-06 |  | 203.6573 | 4.0176e-06 | 23.0077 | 4.0176e-06
2.036573398412593e+002 | 1.7459e-07 | 203.6573 | 2.036573398412593e+002 | 2.827e-06 |  | 2.036573398412593e+002 | 5.6461e-06 |  | 2.036573398412593e+002 | 4.8904e-06 |  | 203.7986 | 4.0176e-06 | 23.0117 | 4.0176e-06
2.037985532873678e+002 | 1.7456e-07 | 203.7986 | 2.037985532873678e+002 | 2.827e-06 |  | 2.037985532873678e+002 | 5.6461e-06 |  | 2.037985532873678e+002 | 4.8904e-06 |  | 203.9399 | 4.0176e-06 | 23.0157 | 4.0176e-06
2.039398646491093e+002 | 1.7453e-07 | 203.9399 | 2.039398646491093e+002 | 2.827e-06 |  | 2.039398646491093e+002 | 5.6461e-06 |  | 2.039398646491093e+002 | 4.8904e-06 |  | 204.0813 | 4.0176e-06 | 23.0197 | 4.0176e-06
2.040812739943773e+002 | 1.745e-07 | 204.0813 | 2.040812739943773e+002 | 2.827e-06 |  | 2.040812739943773e+002 | 5.6461e-06 |  | 2.040812739943773e+002 | 4.8904e-06 |  | 204.2228 | 4.0176e-06 | 23.0237 | 4.0176e-06
2.042227813911125e+002 | 1.7447e-07 | 204.2228 | 2.042227813911125e+002 | 2.827e-06 |  | 2.042227813911125e+002 | 5.6461e-06 |  | 2.042227813911125e+002 | 4.8904e-06 |  | 204.3644 | 4.0176e-06 | 23.0277 | 4.0176e-06
2.043643869073025e+002 | 1.7444e-07 | 204.3644 | 2.043643869073025e+002 | 2.827e-06 |  | 2.043643869073025e+002 | 5.6461e-06 |  | 2.043643869073025e+002 | 4.8904e-06 |  | 204.5061 | 4.0176e-06 | 23.0317 | 4.0176e-06
2.045060906109820e+002 | 1.7441e-07 | 204.5061 | 2.045060906109820e+002 | 2.827e-06 |  | 2.045060906109820e+002 | 5.6461e-06 |  | 2.045060906109820e+002 | 4.8904e-06 |  | 204.6479 | 4.0176e-06 | 23.0357 | 4.0176e-06
2.046478925702330e+002 | 1.7437e-07 | 204.6479 | 2.046478925702330e+002 | 2.827e-06 |  | 2.046478925702330e+002 | 5.6461e-06 |  | 2.046478925702330e+002 | 4.8904e-06 |  | 204.7898 | 4.0175e-06 | 23.0397 | 4.0175e-06
2.047897928531848e+002 | 1.7434e-07 | 204.7898 | 2.047897928531848e+002 | 2.827e-06 |  | 2.047897928531848e+002 | 5.6461e-06 |  | 2.047897928531848e+002 | 4.8904e-06 |  | 204.9318 | 4.0175e-06 | 23.0436 | 4.0175e-06
2.049317915280136e+002 | 1.7431e-07 | 204.9318 | 2.049317915280136e+002 | 2.827e-06 |  | 2.049317915280136e+002 | 5.6461e-06 |  | 2.049317915280136e+002 | 4.8904e-06 |  | 205.0739 | 4.0175e-06 | 23.0476 | 4.0175e-06
2.050738886629434e+002 | 1.7428e-07 | 205.0739 | 2.050738886629434e+002 | 2.827e-06 |  | 2.050738886629434e+002 | 5.6461e-06 |  | 2.050738886629434e+002 | 4.8904e-06 |  | 205.2161 | 4.0175e-06 | 23.0516 | 4.0175e-06
2.052160843262449e+002 | 1.7425e-07 | 205.2161 | 2.052160843262449e+002 | 2.827e-06 |  | 2.052160843262449e+002 | 5.6461e-06 |  | 2.052160843262449e+002 | 4.8905e-06 |  | 205.3584 | 4.0175e-06 | 23.0555 | 4.0175e-06
2.053583785862366e+002 | 1.7422e-07 | 205.3584 | 2.053583785862366e+002 | 2.827e-06 |  | 2.053583785862366e+002 | 5.6461e-06 |  | 2.053583785862366e+002 | 4.8905e-06 |  | 205.5008 | 4.0175e-06 | 23.0595 | 4.0175e-06
2.055007715112842e+002 | 1.7419e-07 | 205.5008 | 2.055007715112842e+002 | 2.827e-06 |  | 2.055007715112842e+002 | 5.6461e-06 |  | 2.055007715112842e+002 | 4.8905e-06 |  | 205.6433 | 4.0175e-06 | 23.0635 | 4.0175e-06
2.056432631698008e+002 | 1.7416e-07 | 205.6433 | 2.056432631698008e+002 | 2.827e-06 |  | 2.056432631698008e+002 | 5.6461e-06 |  | 2.056432631698008e+002 | 4.8905e-06 |  | 205.7859 | 4.0175e-06 | 23.0674 | 4.0175e-06
2.057858536302469e+002 | 1.7413e-07 | 205.7859 | 2.057858536302469e+002 | 2.827e-06 |  | 2.057858536302469e+002 | 5.6462e-06 |  | 2.057858536302469e+002 | 4.8905e-06 |  | 205.9285 | 4.0174e-06 | 23.0714 | 4.0174e-06
2.059285429611306e+002 | 1.741e-07 | 205.9285 | 2.059285429611306e+002 | 2.827e-06 |  | 2.059285429611306e+002 | 5.6462e-06 |  | 2.059285429611306e+002 | 4.8905e-06 |  | 206.0713 | 4.0174e-06 | 23.0753 | 4.0174e-06
2.060713312310073e+002 | 1.7407e-07 | 206.0713 | 2.060713312310073e+002 | 2.827e-06 |  | 2.060713312310073e+002 | 5.6462e-06 |  | 2.060713312310073e+002 | 4.8905e-06 |  | 206.2142 | 4.0174e-06 | 23.0793 | 4.0174e-06
2.062142185084802e+002 | 1.7404e-07 | 206.2142 | 2.062142185084802e+002 | 2.827e-06 |  | 2.062142185084802e+002 | 5.6462e-06 |  | 2.062142185084802e+002 | 4.8905e-06 |  | 206.3572 | 4.0174e-06 | 23.0832 | 4.0174e-06
2.063572048621998e+002 | 1.7401e-07 | 206.3572 | 2.063572048621998e+002 | 2.827e-06 |  | 2.063572048621998e+002 | 5.6462e-06 |  | 2.063572048621998e+002 | 4.8905e-06 |  | 206.5003 | 4.0174e-06 | 23.0871 | 4.0174e-06
2.065002903608645e+002 | 1.7398e-07 | 206.5003 | 2.065002903608645e+002 | 2.827e-06 |  | 2.065002903608645e+002 | 5.6462e-06 |  | 2.065002903608645e+002 | 4.8905e-06 |  | 206.6435 | 4.0174e-06 | 23.0911 | 4.0174e-06
2.066434750732199e+002 | 1.7395e-07 | 206.6435 | 2.066434750732199e+002 | 2.827e-06 |  | 2.066434750732199e+002 | 5.6462e-06 |  | 2.066434750732199e+002 | 4.8905e-06 |  | 206.7868 | 4.0174e-06 | 23.095 | 4.0174e-06
2.067867590680598e+002 | 1.7392e-07 | 206.7868 | 2.067867590680598e+002 | 2.827e-06 |  | 2.067867590680598e+002 | 5.6462e-06 |  | 2.067867590680598e+002 | 4.8905e-06 |  | 206.9301 | 4.0174e-06 | 23.0989 | 4.0174e-06
2.069301424142253e+002 | 1.7389e-07 | 206.9301 | 2.069301424142253e+002 | 2.827e-06 |  | 2.069301424142253e+002 | 5.6462e-06 |  | 2.069301424142253e+002 | 4.8905e-06 |  | 207.0736 | 4.0173e-06 | 23.1028 | 4.0173e-06
2.070736251806053e+002 | 1.7386e-07 | 207.0736 | 2.070736251806053e+002 | 2.827e-06 |  | 2.070736251806053e+002 | 5.6462e-06 |  | 2.070736251806053e+002 | 4.8905e-06 |  | 207.2172 | 4.0173e-06 | 23.1068 | 4.0173e-06
2.072172074361367e+002 | 1.7383e-07 | 207.2172 | 2.072172074361367e+002 | 2.827e-06 |  | 2.072172074361367e+002 | 5.6462e-06 |  | 2.072172074361367e+002 | 4.8905e-06 |  | 207.3609 | 4.0173e-06 | 23.1107 | 4.0173e-06
2.073608892498039e+002 | 1.738e-07 | 207.3609 | 2.073608892498039e+002 | 2.827e-06 |  | 2.073608892498039e+002 | 5.6462e-06 |  | 2.073608892498039e+002 | 4.8905e-06 |  | 207.5047 | 4.0173e-06 | 23.1146 | 4.0173e-06
2.075046706906392e+002 | 1.7377e-07 | 207.5047 | 2.075046706906392e+002 | 2.827e-06 |  | 2.075046706906392e+002 | 5.6462e-06 |  | 2.075046706906392e+002 | 4.8905e-06 |  | 207.6486 | 4.0173e-06 | 23.1185 | 4.0173e-06
2.076485518277231e+002 | 1.7374e-07 | 207.6486 | 2.076485518277231e+002 | 2.827e-06 |  | 2.076485518277231e+002 | 5.6462e-06 |  | 2.076485518277231e+002 | 4.8905e-06 |  | 207.7925 | 4.0173e-06 | 23.1224 | 4.0173e-06
2.077925327301834e+002 | 1.7371e-07 | 207.7925 | 2.077925327301834e+002 | 2.827e-06 |  | 2.077925327301834e+002 | 5.6462e-06 |  | 2.077925327301834e+002 | 4.8905e-06 |  | 207.9366 | 4.0173e-06 | 23.1263 | 4.0173e-06
2.079366134671964e+002 | 1.7368e-07 | 207.9366 | 2.079366134671964e+002 | 2.827e-06 |  | 2.079366134671964e+002 | 5.6462e-06 |  | 2.079366134671964e+002 | 4.8905e-06 |  | 208.0808 | 4.0173e-06 | 23.1302 | 4.0173e-06
2.080807941079860e+002 | 1.7365e-07 | 208.0808 | 2.080807941079860e+002 | 2.827e-06 |  | 2.080807941079860e+002 | 5.6462e-06 |  | 2.080807941079860e+002 | 4.8905e-06 |  | 208.2251 | 4.0173e-06 | 23.1341 | 4.0173e-06
2.082250747218243e+002 | 1.7362e-07 | 208.2251 | 2.082250747218243e+002 | 2.827e-06 |  | 2.082250747218243e+002 | 5.6462e-06 |  | 2.082250747218243e+002 | 4.8905e-06 |  | 208.3695 | 4.0172e-06 | 23.1379 | 4.0172e-06
2.083694553780314e+002 | 1.7359e-07 | 208.3695 | 2.083694553780314e+002 | 2.827e-06 |  | 2.083694553780314e+002 | 5.6462e-06 |  | 2.083694553780314e+002 | 4.8905e-06 |  | 208.5139 | 4.0172e-06 | 23.1418 | 4.0172e-06
2.085139361459752e+002 | 1.7356e-07 | 208.5139 | 2.085139361459752e+002 | 2.827e-06 |  | 2.085139361459752e+002 | 5.6462e-06 |  | 2.085139361459752e+002 | 4.8905e-06 |  | 208.6585 | 4.0172e-06 | 23.1457 | 4.0172e-06
2.086585170950722e+002 | 1.7353e-07 | 208.6585 | 2.086585170950722e+002 | 2.827e-06 |  | 2.086585170950722e+002 | 5.6462e-06 |  | 2.086585170950722e+002 | 4.8905e-06 |  | 208.8032 | 4.0172e-06 | 23.1496 | 4.0172e-06
2.088031982947866e+002 | 1.735e-07 | 208.8032 | 2.088031982947866e+002 | 2.827e-06 |  | 2.088031982947866e+002 | 5.6462e-06 |  | 2.088031982947866e+002 | 4.8905e-06 |  | 208.948 | 4.0172e-06 | 23.1534 | 4.0172e-06
2.089479798146309e+002 | 1.7347e-07 | 208.948 | 2.089479798146309e+002 | 2.827e-06 |  | 2.089479798146309e+002 | 5.6462e-06 |  | 2.089479798146309e+002 | 4.8905e-06 |  | 209.0929 | 4.0172e-06 | 23.1573 | 4.0172e-06
2.090928617241659e+002 | 1.7344e-07 | 209.0929 | 2.090928617241659e+002 | 2.827e-06 |  | 2.090928617241659e+002 | 5.6462e-06 |  | 2.090928617241659e+002 | 4.8905e-06 |  | 209.2378 | 4.0172e-06 | 23.1612 | 4.0172e-06
2.092378440930006e+002 | 1.7341e-07 | 209.2378 | 2.092378440930006e+002 | 2.827e-06 |  | 2.092378440930006e+002 | 5.6463e-06 |  | 2.092378440930006e+002 | 4.8905e-06 |  | 209.3829 | 4.0172e-06 | 23.165 | 4.0172e-06
2.093829269907921e+002 | 1.7339e-07 | 209.3829 | 2.093829269907921e+002 | 2.827e-06 |  | 2.093829269907921e+002 | 5.6463e-06 |  | 2.093829269907921e+002 | 4.8906e-06 |  | 209.5281 | 4.0171e-06 | 23.1689 | 4.0171e-06
2.095281104872459e+002 | 1.7336e-07 | 209.5281 | 2.095281104872459e+002 | 2.827e-06 |  | 2.095281104872459e+002 | 5.6463e-06 |  | 2.095281104872459e+002 | 4.8906e-06 |  | 209.6734 | 4.0171e-06 | 23.1727 | 4.0171e-06
2.096733946521160e+002 | 1.7333e-07 | 209.6734 | 2.096733946521160e+002 | 2.827e-06 |  | 2.096733946521160e+002 | 5.6463e-06 |  | 2.096733946521160e+002 | 4.8906e-06 |  | 209.8188 | 4.0171e-06 | 23.1766 | 4.0171e-06
2.098187795552045e+002 | 1.733e-07 | 209.8188 | 2.098187795552045e+002 | 2.827e-06 |  | 2.098187795552045e+002 | 5.6463e-06 |  | 2.098187795552045e+002 | 4.8906e-06 |  | 209.9643 | 4.0171e-06 | 23.1804 | 4.0171e-06
2.099642652663621e+002 | 1.7327e-07 | 209.9643 | 2.099642652663621e+002 | 2.827e-06 |  | 2.099642652663621e+002 | 5.6463e-06 |  | 2.099642652663621e+002 | 4.8906e-06 |  | 210.1099 | 4.0171e-06 | 23.1842 | 4.0171e-06
2.101098518554877e+002 | 1.7324e-07 | 210.1099 | 2.101098518554877e+002 | 2.827e-06 |  | 2.101098518554877e+002 | 5.6463e-06 |  | 2.101098518554877e+002 | 4.8906e-06 |  | 210.2555 | 4.0171e-06 | 23.1881 | 4.0171e-06
2.102555393925290e+002 | 1.7321e-07 | 210.2555 | 2.102555393925290e+002 | 2.827e-06 |  | 2.102555393925290e+002 | 5.6463e-06 |  | 2.102555393925290e+002 | 4.8906e-06 |  | 210.4013 | 4.0171e-06 | 23.1919 | 4.0171e-06
2.104013279474819e+002 | 1.7318e-07 | 210.4013 | 2.104013279474819e+002 | 2.827e-06 |  | 2.104013279474819e+002 | 5.6463e-06 |  | 2.104013279474819e+002 | 4.8906e-06 |  | 210.5472 | 4.0171e-06 | 23.1957 | 4.0171e-06
2.105472175903910e+002 | 1.7315e-07 | 210.5472 | 2.105472175903910e+002 | 2.827e-06 |  | 2.105472175903910e+002 | 5.6463e-06 |  | 2.105472175903910e+002 | 4.8906e-06 |  | 210.6932 | 4.017e-06 | 23.1995 | 4.017e-06
2.106932083913494e+002 | 1.7312e-07 | 210.6932 | 2.106932083913494e+002 | 2.827e-06 |  | 2.106932083913494e+002 | 5.6463e-06 |  | 2.106932083913494e+002 | 4.8906e-06 |  | 210.8393 | 4.017e-06 | 23.2034 | 4.017e-06
2.108393004204988e+002 | 1.7309e-07 | 210.8393 | 2.108393004204988e+002 | 2.827e-06 |  | 2.108393004204988e+002 | 5.6463e-06 |  | 2.108393004204988e+002 | 4.8906e-06 |  | 210.9855 | 4.017e-06 | 23.2072 | 4.017e-06
2.109854937480297e+002 | 1.7307e-07 | 210.9855 | 2.109854937480297e+002 | 2.827e-06 |  | 2.109854937480297e+002 | 5.6463e-06 |  | 2.109854937480297e+002 | 4.8906e-06 |  | 211.1318 | 4.017e-06 | 23.211 | 4.017e-06
2.111317884441810e+002 | 1.7304e-07 | 211.1318 | 2.111317884441810e+002 | 2.827e-06 |  | 2.111317884441810e+002 | 5.6463e-06 |  | 2.111317884441810e+002 | 4.8906e-06 |  | 211.2782 | 4.017e-06 | 23.2148 | 4.017e-06
2.112781845792404e+002 | 1.7301e-07 | 211.2782 | 2.112781845792404e+002 | 2.827e-06 |  | 2.112781845792404e+002 | 5.6463e-06 |  | 2.112781845792404e+002 | 4.8906e-06 |  | 211.4247 | 4.017e-06 | 23.2186 | 4.017e-06
2.114246822235444e+002 | 1.7298e-07 | 211.4247 | 2.114246822235444e+002 | 2.827e-06 |  | 2.114246822235444e+002 | 5.6463e-06 |  | 2.114246822235444e+002 | 4.8906e-06 |  | 211.5713 | 4.017e-06 | 23.2224 | 4.017e-06
2.115712814474783e+002 | 1.7295e-07 | 211.5713 | 2.115712814474783e+002 | 2.827e-06 |  | 2.115712814474783e+002 | 5.6463e-06 |  | 2.115712814474783e+002 | 4.8906e-06 |  | 211.718 | 4.017e-06 | 23.2262 | 4.017e-06
2.117179823214761e+002 | 1.7292e-07 | 211.718 | 2.117179823214761e+002 | 2.827e-06 |  | 2.117179823214761e+002 | 5.6463e-06 |  | 2.117179823214761e+002 | 4.8906e-06 |  | 211.8648 | 4.017e-06 | 23.23 | 4.017e-06
2.118647849160207e+002 | 1.7289e-07 | 211.8648 | 2.118647849160207e+002 | 2.827e-06 |  | 2.118647849160207e+002 | 5.6463e-06 |  | 2.118647849160207e+002 | 4.8906e-06 |  | 212.0117 | 4.0169e-06 | 23.2338 | 4.0169e-06
2.120116893016438e+002 | 1.7286e-07 | 212.0117 | 2.120116893016438e+002 | 2.827e-06 |  | 2.120116893016438e+002 | 5.6463e-06 |  | 2.120116893016438e+002 | 4.8906e-06 |  | 212.1587 | 4.0169e-06 | 23.2376 | 4.0169e-06
2.121586955489261e+002 | 1.7284e-07 | 212.1587 | 2.121586955489261e+002 | 2.827e-06 |  | 2.121586955489261e+002 | 5.6463e-06 |  | 2.121586955489261e+002 | 4.8906e-06 |  | 212.3058 | 4.0169e-06 | 23.2413 | 4.0169e-06
2.123058037284972e+002 | 1.7281e-07 | 212.3058 | 2.123058037284972e+002 | 2.827e-06 |  | 2.123058037284972e+002 | 5.6463e-06 |  | 2.123058037284972e+002 | 4.8906e-06 |  | 212.453 | 4.0169e-06 | 23.2451 | 4.0169e-06
2.124530139110356e+002 | 1.7278e-07 | 212.453 | 2.124530139110356e+002 | 2.827e-06 |  | 2.124530139110356e+002 | 5.6463e-06 |  | 2.124530139110356e+002 | 4.8906e-06 |  | 212.6003 | 4.0169e-06 | 23.2489 | 4.0169e-06
2.126003261672690e+002 | 1.7275e-07 | 212.6003 | 2.126003261672690e+002 | 2.827e-06 |  | 2.126003261672690e+002 | 5.6463e-06 |  | 2.126003261672690e+002 | 4.8906e-06 |  | 212.7477 | 4.0169e-06 | 23.2526 | 4.0169e-06
2.127477405679740e+002 | 1.7272e-07 | 212.7477 | 2.127477405679740e+002 | 2.827e-06 |  | 2.127477405679740e+002 | 5.6463e-06 |  | 2.127477405679740e+002 | 4.8906e-06 |  | 212.8953 | 4.0169e-06 | 23.2564 | 4.0169e-06
2.128952571839761e+002 | 1.7269e-07 | 212.8953 | 2.128952571839761e+002 | 2.827e-06 |  | 2.128952571839761e+002 | 5.6464e-06 |  | 2.128952571839761e+002 | 4.8906e-06 |  | 213.0429 | 4.0169e-06 | 23.2602 | 4.0169e-06
2.130428760861504e+002 | 1.7266e-07 | 213.0429 | 2.130428760861504e+002 | 2.827e-06 |  | 2.130428760861504e+002 | 5.6464e-06 |  | 2.130428760861504e+002 | 4.8906e-06 |  | 213.1906 | 4.0169e-06 | 23.2639 | 4.0169e-06
2.131905973454207e+002 | 1.7264e-07 | 213.1906 | 2.131905973454207e+002 | 2.827e-06 |  | 2.131905973454207e+002 | 5.6464e-06 |  | 2.131905973454207e+002 | 4.8906e-06 |  | 213.3384 | 4.0168e-06 | 23.2677 | 4.0168e-06
2.133384210327600e+002 | 1.7261e-07 | 213.3384 | 2.133384210327600e+002 | 2.827e-06 |  | 2.133384210327600e+002 | 5.6464e-06 |  | 2.133384210327600e+002 | 4.8906e-06 |  | 213.4863 | 4.0168e-06 | 23.2714 | 4.0168e-06
2.134863472191909e+002 | 1.7258e-07 | 213.4863 | 2.134863472191909e+002 | 2.827e-06 |  | 2.134863472191909e+002 | 5.6464e-06 |  | 2.134863472191909e+002 | 4.8906e-06 |  | 213.6344 | 4.0168e-06 | 23.2752 | 4.0168e-06
2.136343759757848e+002 | 1.7255e-07 | 213.6344 | 2.136343759757848e+002 | 2.827e-06 |  | 2.136343759757848e+002 | 5.6464e-06 |  | 2.136343759757848e+002 | 4.8906e-06 |  | 213.7825 | 4.0168e-06 | 23.2789 | 4.0168e-06
2.137825073736627e+002 | 1.7252e-07 | 213.7825 | 2.137825073736627e+002 | 2.827e-06 |  | 2.137825073736627e+002 | 5.6464e-06 |  | 2.137825073736627e+002 | 4.8906e-06 |  | 213.9307 | 4.0168e-06 | 23.2827 | 4.0168e-06
2.139307414839946e+002 | 1.7249e-07 | 213.9307 | 2.139307414839946e+002 | 2.827e-06 |  | 2.139307414839946e+002 | 5.6464e-06 |  | 2.139307414839946e+002 | 4.8906e-06 |  | 214.0791 | 4.0168e-06 | 23.2864 | 4.0168e-06
2.140790783780002e+002 | 1.7247e-07 | 214.0791 | 2.140790783780002e+002 | 2.827e-06 |  | 2.140790783780002e+002 | 5.6464e-06 |  | 2.140790783780002e+002 | 4.8907e-06 |  | 214.2275 | 4.0168e-06 | 23.2901 | 4.0168e-06
2.142275181269483e+002 | 1.7244e-07 | 214.2275 | 2.142275181269483e+002 | 2.827e-06 |  | 2.142275181269483e+002 | 5.6464e-06 |  | 2.142275181269483e+002 | 4.8907e-06 |  | 214.3761 | 4.0168e-06 | 23.2939 | 4.0168e-06
2.143760608021573e+002 | 1.7241e-07 | 214.3761 | 2.143760608021573e+002 | 2.827e-06 |  | 2.143760608021573e+002 | 5.6464e-06 |  | 2.143760608021573e+002 | 4.8907e-06 |  | 214.5247 | 4.0167e-06 | 23.2976 | 4.0167e-06
2.145247064749950e+002 | 1.7238e-07 | 214.5247 | 2.145247064749950e+002 | 2.827e-06 |  | 2.145247064749950e+002 | 5.6464e-06 |  | 2.145247064749950e+002 | 4.8907e-06 |  | 214.6735 | 4.0167e-06 | 23.3013 | 4.0167e-06
2.146734552168785e+002 | 1.7235e-07 | 214.6735 | 2.146734552168785e+002 | 2.827e-06 |  | 2.146734552168785e+002 | 5.6464e-06 |  | 2.146734552168785e+002 | 4.8907e-06 |  | 214.8223 | 4.0167e-06 | 23.305 | 4.0167e-06
2.148223070992748e+002 | 1.7233e-07 | 214.8223 | 2.148223070992748e+002 | 2.827e-06 |  | 2.148223070992748e+002 | 5.6464e-06 |  | 2.148223070992748e+002 | 4.8907e-06 |  | 214.9713 | 4.0167e-06 | 23.3087 | 4.0167e-06
2.149712621937000e+002 | 1.723e-07 | 214.9713 | 2.149712621937000e+002 | 2.827e-06 |  | 2.149712621937000e+002 | 5.6464e-06 |  | 2.149712621937000e+002 | 4.8907e-06 |  | 215.1203 | 4.0167e-06 | 23.3124 | 4.0167e-06
2.151203205717203e+002 | 1.7227e-07 | 215.1203 | 2.151203205717203e+002 | 2.827e-06 |  | 2.151203205717203e+002 | 5.6464e-06 |  | 2.151203205717203e+002 | 4.8907e-06 |  | 215.2695 | 4.0167e-06 | 23.3161 | 4.0167e-06
2.152694823049510e+002 | 1.7224e-07 | 215.2695 | 2.152694823049510e+002 | 2.827e-06 |  | 2.152694823049510e+002 | 5.6464e-06 |  | 2.152694823049510e+002 | 4.8907e-06 |  | 215.4187 | 4.0167e-06 | 23.3198 | 4.0167e-06
2.154187474650575e+002 | 1.7222e-07 | 215.4187 | 2.154187474650575e+002 | 2.827e-06 |  | 2.154187474650575e+002 | 5.6464e-06 |  | 2.154187474650575e+002 | 4.8907e-06 |  | 215.5681 | 4.0167e-06 | 23.3235 | 4.0167e-06
2.155681161237546e+002 | 1.7219e-07 | 215.5681 | 2.155681161237546e+002 | 2.827e-06 |  | 2.155681161237546e+002 | 5.6464e-06 |  | 2.155681161237546e+002 | 4.8907e-06 |  | 215.7176 | 4.0167e-06 | 23.3272 | 4.0167e-06
2.157175883528070e+002 | 1.7216e-07 | 215.7176 | 2.157175883528070e+002 | 2.827e-06 |  | 2.157175883528070e+002 | 5.6464e-06 |  | 2.157175883528070e+002 | 4.8907e-06 |  | 215.8672 | 4.0166e-06 | 23.3309 | 4.0166e-06
2.158671642240289e+002 | 1.7213e-07 | 215.8672 | 2.158671642240289e+002 | 2.827e-06 |  | 2.158671642240289e+002 | 5.6464e-06 |  | 2.158671642240289e+002 | 4.8907e-06 |  | 216.0168 | 4.0166e-06 | 23.3346 | 4.0166e-06
2.160168438092847e+002 | 1.721e-07 | 216.0168 | 2.160168438092847e+002 | 2.827e-06 |  | 2.160168438092847e+002 | 5.6464e-06 |  | 2.160168438092847e+002 | 4.8907e-06 |  | 216.1666 | 4.0166e-06 | 23.3383 | 4.0166e-06
2.161666271804883e+002 | 1.7208e-07 | 216.1666 | 2.161666271804883e+002 | 2.827e-06 |  | 2.161666271804883e+002 | 5.6464e-06 |  | 2.161666271804883e+002 | 4.8907e-06 |  | 216.3165 | 4.0166e-06 | 23.3419 | 4.0166e-06
2.163165144096036e+002 | 1.7205e-07 | 216.3165 | 2.163165144096036e+002 | 2.827e-06 |  | 2.163165144096036e+002 | 5.6464e-06 |  | 2.163165144096036e+002 | 4.8907e-06 |  | 216.4665 | 4.0166e-06 | 23.3456 | 4.0166e-06
2.164665055686444e+002 | 1.7202e-07 | 216.4665 | 2.164665055686444e+002 | 2.827e-06 |  | 2.164665055686444e+002 | 5.6464e-06 |  | 2.164665055686444e+002 | 4.8907e-06 |  | 216.6166 | 4.0166e-06 | 23.3493 | 4.0166e-06
2.166166007296743e+002 | 1.7199e-07 | 216.6166 | 2.166166007296743e+002 | 2.827e-06 |  | 2.166166007296743e+002 | 5.6464e-06 |  | 2.166166007296743e+002 | 4.8907e-06 |  | 216.7668 | 4.0166e-06 | 23.353 | 4.0166e-06
2.167667999648071e+002 | 1.7197e-07 | 216.7668 | 2.167667999648071e+002 | 2.827e-06 |  | 2.167667999648071e+002 | 5.6464e-06 |  | 2.167667999648071e+002 | 4.8907e-06 |  | 216.9171 | 4.0166e-06 | 23.3566 | 4.0166e-06
2.169171033462064e+002 | 1.7194e-07 | 216.9171 | 2.169171033462064e+002 | 2.827e-06 |  | 2.169171033462064e+002 | 5.6464e-06 |  | 2.169171033462064e+002 | 4.8907e-06 |  | 217.0675 | 4.0165e-06 | 23.3603 | 4.0165e-06
2.170675109460860e+002 | 1.7191e-07 | 217.0675 | 2.170675109460860e+002 | 2.827e-06 |  | 2.170675109460860e+002 | 5.6465e-06 |  | 2.170675109460860e+002 | 4.8907e-06 |  | 217.218 | 4.0165e-06 | 23.3639 | 4.0165e-06
2.172180228367096e+002 | 1.7188e-07 | 217.218 | 2.172180228367096e+002 | 2.827e-06 |  | 2.172180228367096e+002 | 5.6465e-06 |  | 2.172180228367096e+002 | 4.8907e-06 |  | 217.3686 | 4.0165e-06 | 23.3676 | 4.0165e-06
2.173686390903911e+002 | 1.7186e-07 | 217.3686 | 2.173686390903911e+002 | 2.827e-06 |  | 2.173686390903911e+002 | 5.6465e-06 |  | 2.173686390903911e+002 | 4.8907e-06 |  | 217.5194 | 4.0165e-06 | 23.3712 | 4.0165e-06
2.175193597794946e+002 | 1.7183e-07 | 217.5194 | 2.175193597794946e+002 | 2.827e-06 |  | 2.175193597794946e+002 | 5.6465e-06 |  | 2.175193597794946e+002 | 4.8907e-06 |  | 217.6702 | 4.0165e-06 | 23.3749 | 4.0165e-06
2.176701849764343e+002 | 1.718e-07 | 217.6702 | 2.176701849764343e+002 | 2.827e-06 |  | 2.176701849764343e+002 | 5.6465e-06 |  | 2.176701849764343e+002 | 4.8907e-06 |  | 217.8211 | 4.0165e-06 | 23.3785 | 4.0165e-06
2.178211147536745e+002 | 1.7178e-07 | 217.8211 | 2.178211147536745e+002 | 2.827e-06 |  | 2.178211147536745e+002 | 5.6465e-06 |  | 2.178211147536745e+002 | 4.8907e-06 |  | 217.9721 | 4.0165e-06 | 23.3821 | 4.0165e-06
2.179721491837300e+002 | 1.7175e-07 | 217.9721 | 2.179721491837300e+002 | 2.827e-06 |  | 2.179721491837300e+002 | 5.6465e-06 |  | 2.179721491837300e+002 | 4.8907e-06 |  | 218.1233 | 4.0165e-06 | 23.3858 | 4.0165e-06
2.181232883391658e+002 | 1.7172e-07 | 218.1233 | 2.181232883391658e+002 | 2.827e-06 |  | 2.181232883391658e+002 | 5.6465e-06 |  | 2.181232883391658e+002 | 4.8907e-06 |  | 218.2745 | 4.0165e-06 | 23.3894 | 4.0165e-06
2.182745322925970e+002 | 1.7169e-07 | 218.2745 | 2.182745322925970e+002 | 2.827e-06 |  | 2.182745322925970e+002 | 5.6465e-06 |  | 2.182745322925970e+002 | 4.8907e-06 |  | 218.4259 | 4.0164e-06 | 23.393 | 4.0164e-06
2.184258811166894e+002 | 1.7167e-07 | 218.4259 | 2.184258811166894e+002 | 2.827e-06 |  | 2.184258811166894e+002 | 5.6465e-06 |  | 2.184258811166894e+002 | 4.8907e-06 |  | 218.5773 | 4.0164e-06 | 23.3966 | 4.0164e-06
2.185773348841588e+002 | 1.7164e-07 | 218.5773 | 2.185773348841588e+002 | 2.827e-06 |  | 2.185773348841588e+002 | 5.6465e-06 |  | 2.185773348841588e+002 | 4.8907e-06 |  | 218.7289 | 4.0164e-06 | 23.4003 | 4.0164e-06
2.187288936677718e+002 | 1.7161e-07 | 218.7289 | 2.187288936677718e+002 | 2.827e-06 |  | 2.187288936677718e+002 | 5.6465e-06 |  | 2.187288936677718e+002 | 4.8907e-06 |  | 218.8806 | 4.0164e-06 | 23.4039 | 4.0164e-06
2.188805575403451e+002 | 1.7159e-07 | 218.8806 | 2.188805575403451e+002 | 2.827e-06 |  | 2.188805575403451e+002 | 5.6465e-06 |  | 2.188805575403451e+002 | 4.8907e-06 |  | 219.0323 | 4.0164e-06 | 23.4075 | 4.0164e-06
2.190323265747463e+002 | 1.7156e-07 | 219.0323 | 2.190323265747463e+002 | 2.827e-06 |  | 2.190323265747463e+002 | 5.6465e-06 |  | 2.190323265747463e+002 | 4.8907e-06 |  | 219.1842 | 4.0164e-06 | 23.4111 | 4.0164e-06
2.191842008438931e+002 | 1.7153e-07 | 219.1842 | 2.191842008438931e+002 | 2.827e-06 |  | 2.191842008438931e+002 | 5.6465e-06 |  | 2.191842008438931e+002 | 4.8907e-06 |  | 219.3362 | 4.0164e-06 | 23.4147 | 4.0164e-06
2.193361804207540e+002 | 1.7151e-07 | 219.3362 | 2.193361804207540e+002 | 2.8271e-06 |  | 2.193361804207540e+002 | 5.6465e-06 |  | 2.193361804207540e+002 | 4.8907e-06 |  | 219.4883 | 4.0164e-06 | 23.4183 | 4.0164e-06
2.194882653783481e+002 | 1.7148e-07 | 219.4883 | 2.194882653783481e+002 | 2.8271e-06 |  | 2.194882653783481e+002 | 5.6465e-06 |  | 2.194882653783481e+002 | 4.8907e-06 |  | 219.6405 | 4.0164e-06 | 23.4219 | 4.0164e-06
2.196404557897450e+002 | 1.7145e-07 | 219.6405 | 2.196404557897450e+002 | 2.8271e-06 |  | 2.196404557897450e+002 | 5.6465e-06 |  | 2.196404557897450e+002 | 4.8908e-06 |  | 219.7928 | 4.0163e-06 | 23.4255 | 4.0163e-06
2.197927517280651e+002 | 1.7143e-07 | 219.7928 | 2.197927517280651e+002 | 2.8271e-06 |  | 2.197927517280651e+002 | 5.6465e-06 |  | 2.197927517280651e+002 | 4.8908e-06 |  | 219.9452 | 4.0163e-06 | 23.4291 | 4.0163e-06
2.199451532664794e+002 | 1.714e-07 | 219.9452 | 2.199451532664794e+002 | 2.8271e-06 |  | 2.199451532664794e+002 | 5.6465e-06 |  | 2.199451532664794e+002 | 4.8908e-06 |  | 220.0977 | 4.0163e-06 | 23.4326 | 4.0163e-06
2.200976604782098e+002 | 1.7137e-07 | 220.0977 | 2.200976604782098e+002 | 2.8271e-06 |  | 2.200976604782098e+002 | 5.6465e-06 |  | 2.200976604782098e+002 | 4.8908e-06 |  | 220.2503 | 4.0163e-06 | 23.4362 | 4.0163e-06
2.202502734365287e+002 | 1.7135e-07 | 220.2503 | 2.202502734365287e+002 | 2.8271e-06 |  | 2.202502734365287e+002 | 5.6465e-06 |  | 2.202502734365287e+002 | 4.8908e-06 |  | 220.403 | 4.0163e-06 | 23.4398 | 4.0163e-06
2.204029922147595e+002 | 1.7132e-07 | 220.403 | 2.204029922147595e+002 | 2.8271e-06 |  | 2.204029922147595e+002 | 5.6465e-06 |  | 2.204029922147595e+002 | 4.8908e-06 |  | 220.5558 | 4.0163e-06 | 23.4434 | 4.0163e-06
2.205558168862765e+002 | 1.7129e-07 | 220.5558 | 2.205558168862765e+002 | 2.8271e-06 |  | 2.205558168862765e+002 | 5.6465e-06 |  | 2.205558168862765e+002 | 4.8908e-06 |  | 220.7087 | 4.0163e-06 | 23.4469 | 4.0163e-06
2.207087475245047e+002 | 1.7127e-07 | 220.7087 | 2.207087475245047e+002 | 2.8271e-06 |  | 2.207087475245047e+002 | 5.6465e-06 |  | 2.207087475245047e+002 | 4.8908e-06 |  | 220.8618 | 4.0163e-06 | 23.4505 | 4.0163e-06
2.208617842029200e+002 | 1.7124e-07 | 220.8618 | 2.208617842029200e+002 | 2.8271e-06 |  | 2.208617842029200e+002 | 5.6465e-06 |  | 2.208617842029200e+002 | 4.8908e-06 |  | 221.0149 | 4.0163e-06 | 23.4541 | 4.0163e-06
2.210149269950495e+002 | 1.7121e-07 | 221.0149 | 2.210149269950495e+002 | 2.8271e-06 |  | 2.210149269950495e+002 | 5.6465e-06 |  | 2.210149269950495e+002 | 4.8908e-06 |  | 221.1682 | 4.0162e-06 | 23.4576 | 4.0162e-06
2.211681759744711e+002 | 1.7119e-07 | 221.1682 | 2.211681759744711e+002 | 2.8271e-06 |  | 2.211681759744711e+002 | 5.6465e-06 |  | 2.211681759744711e+002 | 4.8908e-06 |  | 221.3215 | 4.0162e-06 | 23.4612 | 4.0162e-06
2.213215312148136e+002 | 1.7116e-07 | 221.3215 | 2.213215312148136e+002 | 2.8271e-06 |  | 2.213215312148136e+002 | 5.6465e-06 |  | 2.213215312148136e+002 | 4.8908e-06 |  | 221.475 | 4.0162e-06 | 23.4647 | 4.0162e-06
2.214749927897571e+002 | 1.7113e-07 | 221.475 | 2.214749927897571e+002 | 2.8271e-06 |  | 2.214749927897571e+002 | 5.6466e-06 |  | 2.214749927897571e+002 | 4.8908e-06 |  | 221.6286 | 4.0162e-06 | 23.4683 | 4.0162e-06
2.216285607730327e+002 | 1.7111e-07 | 221.6286 | 2.216285607730327e+002 | 2.8271e-06 |  | 2.216285607730327e+002 | 5.6466e-06 |  | 2.216285607730327e+002 | 4.8908e-06 |  | 221.7822 | 4.0162e-06 | 23.4718 | 4.0162e-06
2.217822352384225e+002 | 1.7108e-07 | 221.7822 | 2.217822352384225e+002 | 2.8271e-06 |  | 2.217822352384225e+002 | 5.6466e-06 |  | 2.217822352384225e+002 | 4.8908e-06 |  | 221.936 | 4.0162e-06 | 23.4754 | 4.0162e-06
2.219360162597599e+002 | 1.7105e-07 | 221.936 | 2.219360162597599e+002 | 2.8271e-06 |  | 2.219360162597599e+002 | 5.6466e-06 |  | 2.219360162597599e+002 | 4.8908e-06 |  | 222.0899 | 4.0162e-06 | 23.4789 | 4.0162e-06
2.220899039109295e+002 | 1.7103e-07 | 222.0899 | 2.220899039109295e+002 | 2.8271e-06 |  | 2.220899039109295e+002 | 5.6466e-06 |  | 2.220899039109295e+002 | 4.8908e-06 |  | 222.2439 | 4.0162e-06 | 23.4824 | 4.0162e-06
2.222438982658671e+002 | 1.71e-07 | 222.2439 | 2.222438982658671e+002 | 2.8271e-06 |  | 2.222438982658671e+002 | 5.6466e-06 |  | 2.222438982658671e+002 | 4.8908e-06 |  | 222.398 | 4.0162e-06 | 23.486 | 4.0162e-06
2.223979993985597e+002 | 1.7098e-07 | 222.398 | 2.223979993985597e+002 | 2.8271e-06 |  | 2.223979993985597e+002 | 5.6466e-06 |  | 2.223979993985597e+002 | 4.8908e-06 |  | 222.5522 | 4.0161e-06 | 23.4895 | 4.0161e-06
2.225522073830457e+002 | 1.7095e-07 | 222.5522 | 2.225522073830457e+002 | 2.8271e-06 |  | 2.225522073830457e+002 | 5.6466e-06 |  | 2.225522073830457e+002 | 4.8908e-06 |  | 222.7065 | 4.0161e-06 | 23.493 | 4.0161e-06
2.227065222934147e+002 | 1.7092e-07 | 222.7065 | 2.227065222934147e+002 | 2.8271e-06 |  | 2.227065222934147e+002 | 5.6466e-06 |  | 2.227065222934147e+002 | 4.8908e-06 |  | 222.8609 | 4.0161e-06 | 23.4965 | 4.0161e-06
2.228609442038079e+002 | 1.709e-07 | 222.8609 | 2.228609442038079e+002 | 2.8271e-06 |  | 2.228609442038079e+002 | 5.6466e-06 |  | 2.228609442038079e+002 | 4.8908e-06 |  | 223.0155 | 4.0161e-06 | 23.5 | 4.0161e-06
2.230154731884177e+002 | 1.7087e-07 | 223.0155 | 2.230154731884177e+002 | 2.8271e-06 |  | 2.230154731884177e+002 | 5.6466e-06 |  | 2.230154731884177e+002 | 4.8908e-06 |  | 223.1701 | 4.0161e-06 | 23.5035 | 4.0161e-06
2.231701093214880e+002 | 1.7085e-07 | 223.1701 | 2.231701093214880e+002 | 2.8271e-06 |  | 2.231701093214880e+002 | 5.6466e-06 |  | 2.231701093214880e+002 | 4.8908e-06 |  | 223.3249 | 4.0161e-06 | 23.507 | 4.0161e-06
2.233248526773143e+002 | 1.7082e-07 | 223.3249 | 2.233248526773143e+002 | 2.8271e-06 |  | 2.233248526773143e+002 | 5.6466e-06 |  | 2.233248526773143e+002 | 4.8908e-06 |  | 223.4797 | 4.0161e-06 | 23.5105 | 4.0161e-06
2.234797033302434e+002 | 1.7079e-07 | 223.4797 | 2.234797033302434e+002 | 2.8271e-06 |  | 2.234797033302434e+002 | 5.6466e-06 |  | 2.234797033302434e+002 | 4.8908e-06 |  | 223.6347 | 4.0161e-06 | 23.514 | 4.0161e-06
2.236346613546739e+002 | 1.7077e-07 | 223.6347 | 2.236346613546739e+002 | 2.8271e-06 |  | 2.236346613546739e+002 | 5.6466e-06 |  | 2.236346613546739e+002 | 4.8908e-06 |  | 223.7897 | 4.0161e-06 | 23.5175 | 4.0161e-06
2.237897268250557e+002 | 1.7074e-07 | 223.7897 | 2.237897268250557e+002 | 2.8271e-06 |  | 2.237897268250557e+002 | 5.6466e-06 |  | 2.237897268250557e+002 | 4.8908e-06 |  | 223.9449 | 4.016e-06 | 23.521 | 4.016e-06
2.239448998158905e+002 | 1.7072e-07 | 223.9449 | 2.239448998158905e+002 | 2.8271e-06 |  | 2.239448998158905e+002 | 5.6466e-06 |  | 2.239448998158905e+002 | 4.8908e-06 |  | 224.1002 | 4.016e-06 | 23.5245 | 4.016e-06
2.241001804017317e+002 | 1.7069e-07 | 224.1002 | 2.241001804017317e+002 | 2.8271e-06 |  | 2.241001804017317e+002 | 5.6466e-06 |  | 2.241001804017317e+002 | 4.8908e-06 |  | 224.2556 | 4.016e-06 | 23.528 | 4.016e-06
2.242555686571843e+002 | 1.7067e-07 | 224.2556 | 2.242555686571843e+002 | 2.8271e-06 |  | 2.242555686571843e+002 | 5.6466e-06 |  | 2.242555686571843e+002 | 4.8908e-06 |  | 224.4111 | 4.016e-06 | 23.5315 | 4.016e-06
2.244110646569051e+002 | 1.7064e-07 | 224.4111 | 2.244110646569051e+002 | 2.8271e-06 |  | 2.244110646569051e+002 | 5.6466e-06 |  | 2.244110646569051e+002 | 4.8908e-06 |  | 224.5667 | 4.016e-06 | 23.5349 | 4.016e-06
2.245666684756026e+002 | 1.7061e-07 | 224.5667 | 2.245666684756026e+002 | 2.8271e-06 |  | 2.245666684756026e+002 | 5.6466e-06 |  | 2.245666684756026e+002 | 4.8908e-06 |  | 224.7224 | 4.016e-06 | 23.5384 | 4.016e-06
2.247223801880371e+002 | 1.7059e-07 | 224.7224 | 2.247223801880371e+002 | 2.8271e-06 |  | 2.247223801880371e+002 | 5.6466e-06 |  | 2.247223801880371e+002 | 4.8908e-06 |  | 224.8782 | 4.016e-06 | 23.5419 | 4.016e-06
2.248781998690207e+002 | 1.7056e-07 | 224.8782 | 2.248781998690207e+002 | 2.8271e-06 |  | 2.248781998690207e+002 | 5.6466e-06 |  | 2.248781998690207e+002 | 4.8908e-06 |  | 225.0341 | 4.016e-06 | 23.5454 | 4.016e-06
2.250341275934176e+002 | 1.7054e-07 | 225.0341 | 2.250341275934176e+002 | 2.8271e-06 |  | 2.250341275934176e+002 | 5.6466e-06 |  | 2.250341275934176e+002 | 4.8908e-06 |  | 225.1902 | 4.016e-06 | 23.5488 | 4.016e-06
2.251901634361437e+002 | 1.7051e-07 | 225.1902 | 2.251901634361437e+002 | 2.8271e-06 |  | 2.251901634361437e+002 | 5.6466e-06 |  | 2.251901634361437e+002 | 4.8908e-06 |  | 225.3463 | 4.0159e-06 | 23.5523 | 4.0159e-06
2.253463074721668e+002 | 1.7049e-07 | 225.3463 | 2.253463074721668e+002 | 2.8271e-06 |  | 2.253463074721668e+002 | 5.6466e-06 |  | 2.253463074721668e+002 | 4.8908e-06 |  | 225.5026 | 4.0159e-06 | 23.5557 | 4.0159e-06
2.255025597765068e+002 | 1.7046e-07 | 225.5026 | 2.255025597765068e+002 | 2.8271e-06 |  | 2.255025597765068e+002 | 5.6466e-06 |  | 2.255025597765068e+002 | 4.8908e-06 |  | 225.6589 | 4.0159e-06 | 23.5592 | 4.0159e-06
2.256589204242357e+002 | 1.7044e-07 | 225.6589 | 2.256589204242357e+002 | 2.8271e-06 |  | 2.256589204242357e+002 | 5.6466e-06 |  | 2.256589204242357e+002 | 4.8908e-06 |  | 225.8154 | 4.0159e-06 | 23.5626 | 4.0159e-06
2.258153894904773e+002 | 1.7041e-07 | 225.8154 | 2.258153894904773e+002 | 2.8271e-06 |  | 2.258153894904773e+002 | 5.6466e-06 |  | 2.258153894904773e+002 | 4.8909e-06 |  | 225.972 | 4.0159e-06 | 23.5661 | 4.0159e-06
2.259719670504078e+002 | 1.7038e-07 | 225.972 | 2.259719670504078e+002 | 2.8271e-06 |  | 2.259719670504078e+002 | 5.6466e-06 |  | 2.259719670504078e+002 | 4.8909e-06 |  | 226.1287 | 4.0159e-06 | 23.5695 | 4.0159e-06
2.261286531792552e+002 | 1.7036e-07 | 226.1287 | 2.261286531792552e+002 | 2.8271e-06 |  | 2.261286531792552e+002 | 5.6466e-06 |  | 2.261286531792552e+002 | 4.8909e-06 |  | 226.2854 | 4.0159e-06 | 23.573 | 4.0159e-06
2.262854479522999e+002 | 1.7033e-07 | 226.2854 | 2.262854479522999e+002 | 2.8271e-06 |  | 2.262854479522999e+002 | 5.6466e-06 |  | 2.262854479522999e+002 | 4.8909e-06 |  | 226.4424 | 4.0159e-06 | 23.5764 | 4.0159e-06
2.264423514448745e+002 | 1.7031e-07 | 226.4424 | 2.264423514448745e+002 | 2.8271e-06 |  | 2.264423514448745e+002 | 5.6466e-06 |  | 2.264423514448745e+002 | 4.8909e-06 |  | 226.5994 | 4.0159e-06 | 23.5798 | 4.0159e-06
2.265993637323637e+002 | 1.7028e-07 | 226.5994 | 2.265993637323637e+002 | 2.8271e-06 |  | 2.265993637323637e+002 | 5.6466e-06 |  | 2.265993637323637e+002 | 4.8909e-06 |  | 226.7565 | 4.0158e-06 | 23.5832 | 4.0158e-06
2.267564848902044e+002 | 1.7026e-07 | 226.7565 | 2.267564848902044e+002 | 2.8271e-06 |  | 2.267564848902044e+002 | 5.6467e-06 |  | 2.267564848902044e+002 | 4.8909e-06 |  | 226.9137 | 4.0158e-06 | 23.5867 | 4.0158e-06
2.269137149938862e+002 | 1.7023e-07 | 226.9137 | 2.269137149938862e+002 | 2.8271e-06 |  | 2.269137149938862e+002 | 5.6467e-06 |  | 2.269137149938862e+002 | 4.8909e-06 |  | 227.0711 | 4.0158e-06 | 23.5901 | 4.0158e-06
2.270710541189505e+002 | 1.7021e-07 | 227.0711 | 2.270710541189505e+002 | 2.8271e-06 |  | 2.270710541189505e+002 | 5.6467e-06 |  | 2.270710541189505e+002 | 4.8909e-06 |  | 227.2285 | 4.0158e-06 | 23.5935 | 4.0158e-06
2.272285023409916e+002 | 1.7018e-07 | 227.2285 | 2.272285023409916e+002 | 2.8271e-06 |  | 2.272285023409916e+002 | 5.6467e-06 |  | 2.272285023409916e+002 | 4.8909e-06 |  | 227.3861 | 4.0158e-06 | 23.5969 | 4.0158e-06
2.273860597356558e+002 | 1.7016e-07 | 227.3861 | 2.273860597356558e+002 | 2.8271e-06 |  | 2.273860597356558e+002 | 5.6467e-06 |  | 2.273860597356558e+002 | 4.8909e-06 |  | 227.5437 | 4.0158e-06 | 23.6003 | 4.0158e-06
2.275437263786421e+002 | 1.7013e-07 | 227.5437 | 2.275437263786421e+002 | 2.8271e-06 |  | 2.275437263786421e+002 | 5.6467e-06 |  | 2.275437263786421e+002 | 4.8909e-06 |  | 227.7015 | 4.0158e-06 | 23.6037 | 4.0158e-06
2.277015023457019e+002 | 1.7011e-07 | 227.7015 | 2.277015023457019e+002 | 2.8271e-06 |  | 2.277015023457019e+002 | 5.6467e-06 |  | 2.277015023457019e+002 | 4.8909e-06 |  | 227.8594 | 4.0158e-06 | 23.6071 | 4.0158e-06
2.278593877126392e+002 | 1.7008e-07 | 227.8594 | 2.278593877126392e+002 | 2.8271e-06 |  | 2.278593877126392e+002 | 5.6467e-06 |  | 2.278593877126392e+002 | 4.8909e-06 |  | 228.0174 | 4.0158e-06 | 23.6105 | 4.0158e-06
2.280173825553104e+002 | 1.7006e-07 | 228.0174 | 2.280173825553104e+002 | 2.8271e-06 |  | 2.280173825553104e+002 | 5.6467e-06 |  | 2.280173825553104e+002 | 4.8909e-06 |  | 228.1755 | 4.0157e-06 | 23.6139 | 4.0157e-06
2.281754869496247e+002 | 1.7003e-07 | 228.1755 | 2.281754869496247e+002 | 2.8271e-06 |  | 2.281754869496247e+002 | 5.6467e-06 |  | 2.281754869496247e+002 | 4.8909e-06 |  | 228.3337 | 4.0157e-06 | 23.6173 | 4.0157e-06
2.283337009715439e+002 | 1.7001e-07 | 228.3337 | 2.283337009715439e+002 | 2.8271e-06 |  | 2.283337009715439e+002 | 5.6467e-06 |  | 2.283337009715439e+002 | 4.8909e-06 |  | 228.492 | 4.0157e-06 | 23.6207 | 4.0157e-06
2.284920246970821e+002 | 1.6998e-07 | 228.492 | 2.284920246970821e+002 | 2.8271e-06 |  | 2.284920246970821e+002 | 5.6467e-06 |  | 2.284920246970821e+002 | 4.8909e-06 |  | 228.6505 | 4.0157e-06 | 23.6241 | 4.0157e-06
2.286504582023068e+002 | 1.6996e-07 | 228.6505 | 2.286504582023068e+002 | 2.8271e-06 |  | 2.286504582023068e+002 | 5.6467e-06 |  | 2.286504582023068e+002 | 4.8909e-06 |  | 228.809 | 4.0157e-06 | 23.6274 | 4.0157e-06
2.288090015633376e+002 | 1.6993e-07 | 228.809 | 2.288090015633376e+002 | 2.8271e-06 |  | 2.288090015633376e+002 | 5.6467e-06 |  | 2.288090015633376e+002 | 4.8909e-06 |  | 228.9677 | 4.0157e-06 | 23.6308 | 4.0157e-06
2.289676548563472e+002 | 1.6991e-07 | 228.9677 | 2.289676548563472e+002 | 2.8271e-06 |  | 2.289676548563472e+002 | 5.6467e-06 |  | 2.289676548563472e+002 | 4.8909e-06 |  | 229.1264 | 4.0157e-06 | 23.6342 | 4.0157e-06
2.291264181575611e+002 | 1.6989e-07 | 229.1264 | 2.291264181575611e+002 | 2.8271e-06 |  | 2.291264181575611e+002 | 5.6467e-06 |  | 2.291264181575611e+002 | 4.8909e-06 |  | 229.2853 | 4.0157e-06 | 23.6376 | 4.0157e-06
2.292852915432575e+002 | 1.6986e-07 | 229.2853 | 2.292852915432575e+002 | 2.8271e-06 |  | 2.292852915432575e+002 | 5.6467e-06 |  | 2.292852915432575e+002 | 4.8909e-06 |  | 229.4443 | 4.0157e-06 | 23.6409 | 4.0157e-06
2.294442750897678e+002 | 1.6984e-07 | 229.4443 | 2.294442750897678e+002 | 2.8271e-06 |  | 2.294442750897678e+002 | 5.6467e-06 |  | 2.294442750897678e+002 | 4.8909e-06 |  | 229.6034 | 4.0156e-06 | 23.6443 | 4.0156e-06
2.296033688734759e+002 | 1.6981e-07 | 229.6034 | 2.296033688734759e+002 | 2.8271e-06 |  | 2.296033688734759e+002 | 5.6467e-06 |  | 2.296033688734759e+002 | 4.8909e-06 |  | 229.7626 | 4.0156e-06 | 23.6476 | 4.0156e-06
2.297625729708191e+002 | 1.6979e-07 | 229.7626 | 2.297625729708191e+002 | 2.8271e-06 |  | 2.297625729708191e+002 | 5.6467e-06 |  | 2.297625729708191e+002 | 4.8909e-06 |  | 229.9219 | 4.0156e-06 | 23.651 | 4.0156e-06
2.299218874582873e+002 | 1.6976e-07 | 229.9219 | 2.299218874582873e+002 | 2.8271e-06 |  | 2.299218874582873e+002 | 5.6467e-06 |  | 2.299218874582873e+002 | 4.8909e-06 |  | 230.0813 | 4.0156e-06 | 23.6543 | 4.0156e-06
2.300813124124237e+002 | 1.6974e-07 | 230.0813 | 2.300813124124237e+002 | 2.8271e-06 |  | 2.300813124124237e+002 | 5.6467e-06 |  | 2.300813124124237e+002 | 4.8909e-06 |  | 230.2408 | 4.0156e-06 | 23.6577 | 4.0156e-06
2.302408479098246e+002 | 1.6971e-07 | 230.2408 | 2.302408479098246e+002 | 2.8271e-06 |  | 2.302408479098246e+002 | 5.6467e-06 |  | 2.302408479098246e+002 | 4.8909e-06 |  | 230.4005 | 4.0156e-06 | 23.661 | 4.0156e-06
2.304004940271392e+002 | 1.6969e-07 | 230.4005 | 2.304004940271392e+002 | 2.8271e-06 |  | 2.304004940271392e+002 | 5.6467e-06 |  | 2.304004940271392e+002 | 4.8909e-06 |  | 230.5603 | 4.0156e-06 | 23.6644 | 4.0156e-06
2.305602508410700e+002 | 1.6966e-07 | 230.5603 | 2.305602508410700e+002 | 2.8271e-06 |  | 2.305602508410700e+002 | 5.6467e-06 |  | 2.305602508410700e+002 | 4.8909e-06 |  | 230.7201 | 4.0156e-06 | 23.6677 | 4.0156e-06
2.307201184283727e+002 | 1.6964e-07 | 230.7201 | 2.307201184283727e+002 | 2.8271e-06 |  | 2.307201184283727e+002 | 5.6467e-06 |  | 2.307201184283727e+002 | 4.8909e-06 |  | 230.8801 | 4.0156e-06 | 23.671 | 4.0156e-06
2.308800968658560e+002 | 1.6962e-07 | 230.8801 | 2.308800968658560e+002 | 2.8271e-06 |  | 2.308800968658560e+002 | 5.6467e-06 |  | 2.308800968658560e+002 | 4.8909e-06 |  | 231.0402 | 4.0156e-06 | 23.6744 | 4.0156e-06
2.310401862303822e+002 | 1.6959e-07 | 231.0402 | 2.310401862303822e+002 | 2.8271e-06 |  | 2.310401862303822e+002 | 5.6467e-06 |  | 2.310401862303822e+002 | 4.8909e-06 |  | 231.2004 | 4.0155e-06 | 23.6777 | 4.0155e-06
2.312003865988667e+002 | 1.6957e-07 | 231.2004 | 2.312003865988667e+002 | 2.8271e-06 |  | 2.312003865988667e+002 | 5.6467e-06 |  | 2.312003865988667e+002 | 4.8909e-06 |  | 231.3607 | 4.0155e-06 | 23.681 | 4.0155e-06
2.313606980482781e+002 | 1.6954e-07 | 231.3607 | 2.313606980482781e+002 | 2.8271e-06 |  | 2.313606980482781e+002 | 5.6467e-06 |  | 2.313606980482781e+002 | 4.8909e-06 |  | 231.5211 | 4.0155e-06 | 23.6843 | 4.0155e-06
2.315211206556387e+002 | 1.6952e-07 | 231.5211 | 2.315211206556387e+002 | 2.8271e-06 |  | 2.315211206556387e+002 | 5.6467e-06 |  | 2.315211206556387e+002 | 4.8909e-06 |  | 231.6817 | 4.0155e-06 | 23.6876 | 4.0155e-06
2.316816544980239e+002 | 1.6949e-07 | 231.6817 | 2.316816544980239e+002 | 2.8271e-06 |  | 2.316816544980239e+002 | 5.6467e-06 |  | 2.316816544980239e+002 | 4.8909e-06 |  | 231.8423 | 4.0155e-06 | 23.6909 | 4.0155e-06
2.318422996525628e+002 | 1.6947e-07 | 231.8423 | 2.318422996525628e+002 | 2.8271e-06 |  | 2.318422996525628e+002 | 5.6467e-06 |  | 2.318422996525628e+002 | 4.8909e-06 |  | 232.0031 | 4.0155e-06 | 23.6943 | 4.0155e-06
2.320030561964377e+002 | 1.6945e-07 | 232.0031 | 2.320030561964377e+002 | 2.8271e-06 |  | 2.320030561964377e+002 | 5.6467e-06 |  | 2.320030561964377e+002 | 4.8909e-06 |  | 232.1639 | 4.0155e-06 | 23.6976 | 4.0155e-06
2.321639242068847e+002 | 1.6942e-07 | 232.1639 | 2.321639242068847e+002 | 2.8271e-06 |  | 2.321639242068847e+002 | 5.6467e-06 |  | 2.321639242068847e+002 | 4.8909e-06 |  | 232.3249 | 4.0155e-06 | 23.7009 | 4.0155e-06
2.323249037611933e+002 | 1.694e-07 | 232.3249 | 2.323249037611933e+002 | 2.8271e-06 |  | 2.323249037611933e+002 | 5.6467e-06 |  | 2.323249037611933e+002 | 4.8909e-06 |  | 232.486 | 4.0155e-06 | 23.7042 | 4.0155e-06
2.324859949367066e+002 | 1.6937e-07 | 232.486 | 2.324859949367066e+002 | 2.8271e-06 |  | 2.324859949367066e+002 | 5.6467e-06 |  | 2.324859949367066e+002 | 4.8909e-06 |  | 232.6472 | 4.0154e-06 | 23.7075 | 4.0154e-06
2.326471978108213e+002 | 1.6935e-07 | 232.6472 | 2.326471978108213e+002 | 2.8271e-06 |  | 2.326471978108213e+002 | 5.6467e-06 |  | 2.326471978108213e+002 | 4.8909e-06 |  | 232.8085 | 4.0154e-06 | 23.7107 | 4.0154e-06
2.328085124609878e+002 | 1.6933e-07 | 232.8085 | 2.328085124609878e+002 | 2.8271e-06 |  | 2.328085124609878e+002 | 5.6467e-06 |  | 2.328085124609878e+002 | 4.8909e-06 |  | 232.9699 | 4.0154e-06 | 23.714 | 4.0154e-06
2.329699389647103e+002 | 1.693e-07 | 232.9699 | 2.329699389647103e+002 | 2.8271e-06 |  | 2.329699389647103e+002 | 5.6468e-06 |  | 2.329699389647103e+002 | 4.8909e-06 |  | 233.1315 | 4.0154e-06 | 23.7173 | 4.0154e-06
2.331314773995466e+002 | 1.6928e-07 | 233.1315 | 2.331314773995466e+002 | 2.8271e-06 |  | 2.331314773995466e+002 | 5.6468e-06 |  | 2.331314773995466e+002 | 4.8909e-06 |  | 233.2931 | 4.0154e-06 | 23.7206 | 4.0154e-06
2.332931278431084e+002 | 1.6926e-07 | 233.2931 | 2.332931278431084e+002 | 2.8271e-06 |  | 2.332931278431084e+002 | 5.6468e-06 |  | 2.332931278431084e+002 | 4.8909e-06 |  | 233.4549 | 4.0154e-06 | 23.7239 | 4.0154e-06
2.334548903730610e+002 | 1.6923e-07 | 233.4549 | 2.334548903730610e+002 | 2.8271e-06 |  | 2.334548903730610e+002 | 5.6468e-06 |  | 2.334548903730610e+002 | 4.8909e-06 |  | 233.6168 | 4.0154e-06 | 23.7271 | 4.0154e-06
2.336167650671238e+002 | 1.6921e-07 | 233.6168 | 2.336167650671238e+002 | 2.8271e-06 |  | 2.336167650671238e+002 | 5.6468e-06 |  | 2.336167650671238e+002 | 4.891e-06 |  | 233.7788 | 4.0154e-06 | 23.7304 | 4.0154e-06
2.337787520030700e+002 | 1.6918e-07 | 233.7788 | 2.337787520030700e+002 | 2.8271e-06 |  | 2.337787520030700e+002 | 5.6468e-06 |  | 2.337787520030700e+002 | 4.891e-06 |  | 233.9409 | 4.0154e-06 | 23.7337 | 4.0154e-06
2.339408512587267e+002 | 1.6916e-07 | 233.9409 | 2.339408512587267e+002 | 2.8271e-06 |  | 2.339408512587267e+002 | 5.6468e-06 |  | 2.339408512587267e+002 | 4.891e-06 |  | 234.1031 | 4.0153e-06 | 23.7369 | 4.0153e-06
2.341030629119749e+002 | 1.6914e-07 | 234.1031 | 2.341030629119749e+002 | 2.8271e-06 |  | 2.341030629119749e+002 | 5.6468e-06 |  | 2.341030629119749e+002 | 4.891e-06 |  | 234.2654 | 4.0153e-06 | 23.7402 | 4.0153e-06
2.342653870407498e+002 | 1.6911e-07 | 234.2654 | 2.342653870407498e+002 | 2.8271e-06 |  | 2.342653870407498e+002 | 5.6468e-06 |  | 2.342653870407498e+002 | 4.891e-06 |  | 234.4278 | 4.0153e-06 | 23.7434 | 4.0153e-06
2.344278237230405e+002 | 1.6909e-07 | 234.4278 | 2.344278237230405e+002 | 2.8271e-06 |  | 2.344278237230405e+002 | 5.6468e-06 |  | 2.344278237230405e+002 | 4.891e-06 |  | 234.5904 | 4.0153e-06 | 23.7467 | 4.0153e-06
2.345903730368901e+002 | 1.6907e-07 | 234.5904 | 2.345903730368901e+002 | 2.8271e-06 |  | 2.345903730368901e+002 | 5.6468e-06 |  | 2.345903730368901e+002 | 4.891e-06 |  | 234.753 | 4.0153e-06 | 23.7499 | 4.0153e-06
2.347530350603960e+002 | 1.6904e-07 | 234.753 | 2.347530350603960e+002 | 2.8271e-06 |  | 2.347530350603960e+002 | 5.6468e-06 |  | 2.347530350603960e+002 | 4.891e-06 |  | 234.9158 | 4.0153e-06 | 23.7532 | 4.0153e-06
2.349158098717096e+002 | 1.6902e-07 | 234.9158 | 2.349158098717096e+002 | 2.8271e-06 |  | 2.349158098717096e+002 | 5.6468e-06 |  | 2.349158098717096e+002 | 4.891e-06 |  | 235.0787 | 4.0153e-06 | 23.7564 | 4.0153e-06
2.350786975490366e+002 | 1.69e-07 | 235.0787 | 2.350786975490366e+002 | 2.8271e-06 |  | 2.350786975490366e+002 | 5.6468e-06 |  | 2.350786975490366e+002 | 4.891e-06 |  | 235.2417 | 4.0153e-06 | 23.7597 | 4.0153e-06
2.352416981706369e+002 | 1.6897e-07 | 235.2417 | 2.352416981706369e+002 | 2.8271e-06 |  | 2.352416981706369e+002 | 5.6468e-06 |  | 2.352416981706369e+002 | 4.891e-06 |  | 235.4048 | 4.0153e-06 | 23.7629 | 4.0153e-06
2.354048118148246e+002 | 1.6895e-07 | 235.4048 | 2.354048118148246e+002 | 2.8271e-06 |  | 2.354048118148246e+002 | 5.6468e-06 |  | 2.354048118148246e+002 | 4.891e-06 |  | 235.568 | 4.0153e-06 | 23.7661 | 4.0153e-06
2.355680385599682e+002 | 1.6893e-07 | 235.568 | 2.355680385599682e+002 | 2.8271e-06 |  | 2.355680385599682e+002 | 5.6468e-06 |  | 2.355680385599682e+002 | 4.891e-06 |  | 235.7314 | 4.0152e-06 | 23.7693 | 4.0152e-06
2.357313784844903e+002 | 1.689e-07 | 235.7314 | 2.357313784844903e+002 | 2.8271e-06 |  | 2.357313784844903e+002 | 5.6468e-06 |  | 2.357313784844903e+002 | 4.891e-06 |  | 235.8948 | 4.0152e-06 | 23.7726 | 4.0152e-06
2.358948316668683e+002 | 1.6888e-07 | 235.8948 | 2.358948316668683e+002 | 2.8271e-06 |  | 2.358948316668683e+002 | 5.6468e-06 |  | 2.358948316668683e+002 | 4.891e-06 |  | 236.0584 | 4.0152e-06 | 23.7758 | 4.0152e-06
2.360583981856337e+002 | 1.6886e-07 | 236.0584 | 2.360583981856337e+002 | 2.8271e-06 |  | 2.360583981856337e+002 | 5.6468e-06 |  | 2.360583981856337e+002 | 4.891e-06 |  | 236.2221 | 4.0152e-06 | 23.779 | 4.0152e-06
2.362220781193725e+002 | 1.6883e-07 | 236.2221 | 2.362220781193725e+002 | 2.8271e-06 |  | 2.362220781193725e+002 | 5.6468e-06 |  | 2.362220781193725e+002 | 4.891e-06 |  | 236.3859 | 4.0152e-06 | 23.7822 | 4.0152e-06
2.363858715467252e+002 | 1.6881e-07 | 236.3859 | 2.363858715467252e+002 | 2.8271e-06 |  | 2.363858715467252e+002 | 5.6468e-06 |  | 2.363858715467252e+002 | 4.891e-06 |  | 236.5498 | 4.0152e-06 | 23.7854 | 4.0152e-06
2.365497785463869e+002 | 1.6879e-07 | 236.5498 | 2.365497785463869e+002 | 2.8271e-06 |  | 2.365497785463869e+002 | 5.6468e-06 |  | 2.365497785463869e+002 | 4.891e-06 |  | 236.7138 | 4.0152e-06 | 23.7886 | 4.0152e-06
2.367137991971072e+002 | 1.6876e-07 | 236.7138 | 2.367137991971072e+002 | 2.8271e-06 |  | 2.367137991971072e+002 | 5.6468e-06 |  | 2.367137991971072e+002 | 4.891e-06 |  | 236.8779 | 4.0152e-06 | 23.7918 | 4.0152e-06
2.368779335776903e+002 | 1.6874e-07 | 236.8779 | 2.368779335776903e+002 | 2.8271e-06 |  | 2.368779335776903e+002 | 5.6468e-06 |  | 2.368779335776903e+002 | 4.891e-06 |  | 237.0422 | 4.0152e-06 | 23.795 | 4.0152e-06
2.370421817669951e+002 | 1.6872e-07 | 237.0422 | 2.370421817669951e+002 | 2.8271e-06 |  | 2.370421817669951e+002 | 5.6468e-06 |  | 2.370421817669951e+002 | 4.891e-06 |  | 237.2065 | 4.0151e-06 | 23.7982 | 4.0151e-06
2.372065438439351e+002 | 1.6869e-07 | 237.2065 | 2.372065438439351e+002 | 2.8271e-06 |  | 2.372065438439351e+002 | 5.6468e-06 |  | 2.372065438439351e+002 | 4.891e-06 |  | 237.371 | 4.0151e-06 | 23.8014 | 4.0151e-06
2.373710198874786e+002 | 1.6867e-07 | 237.371 | 2.373710198874786e+002 | 2.8271e-06 |  | 2.373710198874786e+002 | 5.6468e-06 |  | 2.373710198874786e+002 | 4.891e-06 |  | 237.5356 | 4.0151e-06 | 23.8046 | 4.0151e-06
2.375356099766485e+002 | 1.6865e-07 | 237.5356 | 2.375356099766485e+002 | 2.8271e-06 |  | 2.375356099766485e+002 | 5.6468e-06 |  | 2.375356099766485e+002 | 4.891e-06 |  | 237.7003 | 4.0151e-06 | 23.8078 | 4.0151e-06
2.377003141905227e+002 | 1.6862e-07 | 237.7003 | 2.377003141905227e+002 | 2.8271e-06 |  | 2.377003141905227e+002 | 5.6468e-06 |  | 2.377003141905227e+002 | 4.891e-06 |  | 237.8651 | 4.0151e-06 | 23.811 | 4.0151e-06
2.378651326082339e+002 | 1.686e-07 | 237.8651 | 2.378651326082339e+002 | 2.8271e-06 |  | 2.378651326082339e+002 | 5.6468e-06 |  | 2.378651326082339e+002 | 4.891e-06 |  | 238.0301 | 4.0151e-06 | 23.8142 | 4.0151e-06
2.380300653089696e+002 | 1.6858e-07 | 238.0301 | 2.380300653089696e+002 | 2.8271e-06 |  | 2.380300653089696e+002 | 5.6468e-06 |  | 2.380300653089696e+002 | 4.891e-06 |  | 238.1951 | 4.0151e-06 | 23.8173 | 4.0151e-06
2.381951123719720e+002 | 1.6856e-07 | 238.1951 | 2.381951123719720e+002 | 2.8271e-06 |  | 2.381951123719720e+002 | 5.6468e-06 |  | 2.381951123719720e+002 | 4.891e-06 |  | 238.3603 | 4.0151e-06 | 23.8205 | 4.0151e-06
2.383602738765388e+002 | 1.6853e-07 | 238.3603 | 2.383602738765388e+002 | 2.8271e-06 |  | 2.383602738765388e+002 | 5.6468e-06 |  | 2.383602738765388e+002 | 4.891e-06 |  | 238.5255 | 4.0151e-06 | 23.8237 | 4.0151e-06
2.385255499020221e+002 | 1.6851e-07 | 238.5255 | 2.385255499020221e+002 | 2.8271e-06 |  | 2.385255499020221e+002 | 5.6468e-06 |  | 2.385255499020221e+002 | 4.891e-06 |  | 238.6909 | 4.0151e-06 | 23.8268 | 4.0151e-06
2.386909405278292e+002 | 1.6849e-07 | 238.6909 | 2.386909405278292e+002 | 2.8271e-06 |  | 2.386909405278292e+002 | 5.6468e-06 |  | 2.386909405278292e+002 | 4.891e-06 |  | 238.8564 | 4.015e-06 | 23.83 | 4.015e-06
2.388564458334228e+002 | 1.6846e-07 | 238.8564 | 2.388564458334228e+002 | 2.8271e-06 |  | 2.388564458334228e+002 | 5.6468e-06 |  | 2.388564458334228e+002 | 4.891e-06 |  | 239.0221 | 4.015e-06 | 23.8331 | 4.015e-06
2.390220658983203e+002 | 1.6844e-07 | 239.0221 | 2.390220658983203e+002 | 2.8271e-06 |  | 2.390220658983203e+002 | 5.6468e-06 |  | 2.390220658983203e+002 | 4.891e-06 |  | 239.1878 | 4.015e-06 | 23.8363 | 4.015e-06
2.391878008020943e+002 | 1.6842e-07 | 239.1878 | 2.391878008020943e+002 | 2.8271e-06 |  | 2.391878008020943e+002 | 5.6468e-06 |  | 2.391878008020943e+002 | 4.891e-06 |  | 239.3537 | 4.015e-06 | 23.8395 | 4.015e-06
2.393536506243727e+002 | 1.684e-07 | 239.3537 | 2.393536506243727e+002 | 2.8271e-06 |  | 2.393536506243727e+002 | 5.6468e-06 |  | 2.393536506243727e+002 | 4.891e-06 |  | 239.5196 | 4.015e-06 | 23.8426 | 4.015e-06
2.395196154448386e+002 | 1.6837e-07 | 239.5196 | 2.395196154448386e+002 | 2.8271e-06 |  | 2.395196154448386e+002 | 5.6468e-06 |  | 2.395196154448386e+002 | 4.891e-06 |  | 239.6857 | 4.015e-06 | 23.8458 | 4.015e-06
2.396856953432302e+002 | 1.6835e-07 | 239.6857 | 2.396856953432302e+002 | 2.8271e-06 |  | 2.396856953432302e+002 | 5.6468e-06 |  | 2.396856953432302e+002 | 4.891e-06 |  | 239.8519 | 4.015e-06 | 23.8489 | 4.015e-06
2.398518903993411e+002 | 1.6833e-07 | 239.8519 | 2.398518903993411e+002 | 2.8271e-06 |  | 2.398518903993411e+002 | 5.6468e-06 |  | 2.398518903993411e+002 | 4.891e-06 |  | 240.0182 | 4.015e-06 | 23.852 | 4.015e-06
2.400182006930202e+002 | 1.6831e-07 | 240.0182 | 2.400182006930202e+002 | 2.8271e-06 |  | 2.400182006930202e+002 | 5.6468e-06 |  | 2.400182006930202e+002 | 4.891e-06 |  | 240.1846 | 4.015e-06 | 23.8552 | 4.015e-06
2.401846263041719e+002 | 1.6828e-07 | 240.1846 | 2.401846263041719e+002 | 2.8271e-06 |  | 2.401846263041719e+002 | 5.6468e-06 |  | 2.401846263041719e+002 | 4.891e-06 |  | 240.3512 | 4.0149e-06 | 23.8583 | 4.0149e-06
2.403511673127559e+002 | 1.6826e-07 | 240.3512 | 2.403511673127559e+002 | 2.8271e-06 |  | 2.403511673127559e+002 | 5.6468e-06 |  | 2.403511673127559e+002 | 4.891e-06 |  | 240.5178 | 4.0149e-06 | 23.8614 | 4.0149e-06
2.405178237987871e+002 | 1.6824e-07 | 240.5178 | 2.405178237987871e+002 | 2.8271e-06 |  | 2.405178237987871e+002 | 5.6468e-06 |  | 2.405178237987871e+002 | 4.891e-06 |  | 240.6846 | 4.0149e-06 | 23.8645 | 4.0149e-06
2.406845958423364e+002 | 1.6822e-07 | 240.6846 | 2.406845958423364e+002 | 2.8271e-06 |  | 2.406845958423364e+002 | 5.6468e-06 |  | 2.406845958423364e+002 | 4.891e-06 |  | 240.8515 | 4.0149e-06 | 23.8677 | 4.0149e-06
2.408514835235298e+002 | 1.6819e-07 | 240.8515 | 2.408514835235298e+002 | 2.8271e-06 |  | 2.408514835235298e+002 | 5.6469e-06 |  | 2.408514835235298e+002 | 4.891e-06 |  | 241.0185 | 4.0149e-06 | 23.8708 | 4.0149e-06
2.410184869225489e+002 | 1.6817e-07 | 241.0185 | 2.410184869225489e+002 | 2.8271e-06 |  | 2.410184869225489e+002 | 5.6469e-06 |  | 2.410184869225489e+002 | 4.891e-06 |  | 241.1856 | 4.0149e-06 | 23.8739 | 4.0149e-06
2.411856061196312e+002 | 1.6815e-07 | 241.1856 | 2.411856061196312e+002 | 2.8271e-06 |  | 2.411856061196312e+002 | 5.6469e-06 |  | 2.411856061196312e+002 | 4.891e-06 |  | 241.3528 | 4.0149e-06 | 23.877 | 4.0149e-06
2.413528411950694e+002 | 1.6813e-07 | 241.3528 | 2.413528411950694e+002 | 2.8271e-06 |  | 2.413528411950694e+002 | 5.6469e-06 |  | 2.413528411950694e+002 | 4.891e-06 |  | 241.5202 | 4.0149e-06 | 23.8801 | 4.0149e-06
2.415201922292123e+002 | 1.681e-07 | 241.5202 | 2.415201922292123e+002 | 2.8271e-06 |  | 2.415201922292123e+002 | 5.6469e-06 |  | 2.415201922292123e+002 | 4.891e-06 |  | 241.6877 | 4.0149e-06 | 23.8832 | 4.0149e-06
2.416876593024641e+002 | 1.6808e-07 | 241.6877 | 2.416876593024641e+002 | 2.8271e-06 |  | 2.416876593024641e+002 | 5.6469e-06 |  | 2.416876593024641e+002 | 4.891e-06 |  | 241.8552 | 4.0149e-06 | 23.8863 | 4.0149e-06
2.418552424952849e+002 | 1.6806e-07 | 241.8552 | 2.418552424952849e+002 | 2.8271e-06 |  | 2.418552424952849e+002 | 5.6469e-06 |  | 2.418552424952849e+002 | 4.891e-06 |  | 242.0229 | 4.0148e-06 | 23.8894 | 4.0148e-06
2.420229418881905e+002 | 1.6804e-07 | 242.0229 | 2.420229418881905e+002 | 2.8271e-06 |  | 2.420229418881905e+002 | 5.6469e-06 |  | 2.420229418881905e+002 | 4.891e-06 |  | 242.1908 | 4.0148e-06 | 23.8925 | 4.0148e-06
2.421907575617527e+002 | 1.6802e-07 | 242.1908 | 2.421907575617527e+002 | 2.8271e-06 |  | 2.421907575617527e+002 | 5.6469e-06 |  | 2.421907575617527e+002 | 4.891e-06 |  | 242.3587 | 4.0148e-06 | 23.8956 | 4.0148e-06
2.423586895965989e+002 | 1.6799e-07 | 242.3587 | 2.423586895965989e+002 | 2.8271e-06 |  | 2.423586895965989e+002 | 5.6469e-06 |  | 2.423586895965989e+002 | 4.891e-06 |  | 242.5267 | 4.0148e-06 | 23.8987 | 4.0148e-06
2.425267380734127e+002 | 1.6797e-07 | 242.5267 | 2.425267380734127e+002 | 2.8271e-06 |  | 2.425267380734127e+002 | 5.6469e-06 |  | 2.425267380734127e+002 | 4.891e-06 |  | 242.6949 | 4.0148e-06 | 23.9017 | 4.0148e-06
2.426949030729333e+002 | 1.6795e-07 | 242.6949 | 2.426949030729333e+002 | 2.8271e-06 |  | 2.426949030729333e+002 | 5.6469e-06 |  | 2.426949030729333e+002 | 4.891e-06 |  | 242.8632 | 4.0148e-06 | 23.9048 | 4.0148e-06
2.428631846759564e+002 | 1.6793e-07 | 242.8632 | 2.428631846759564e+002 | 2.8271e-06 |  | 2.428631846759564e+002 | 5.6469e-06 |  | 2.428631846759564e+002 | 4.891e-06 |  | 243.0316 | 4.0148e-06 | 23.9079 | 4.0148e-06
2.430315829633331e+002 | 1.6791e-07 | 243.0316 | 2.430315829633331e+002 | 2.8271e-06 |  | 2.430315829633331e+002 | 5.6469e-06 |  | 2.430315829633331e+002 | 4.891e-06 |  | 243.2001 | 4.0148e-06 | 23.911 | 4.0148e-06
2.432000980159710e+002 | 1.6788e-07 | 243.2001 | 2.432000980159710e+002 | 2.8271e-06 |  | 2.432000980159710e+002 | 5.6469e-06 |  | 2.432000980159710e+002 | 4.891e-06 |  | 243.3687 | 4.0148e-06 | 23.914 | 4.0148e-06
2.433687299148336e+002 | 1.6786e-07 | 243.3687 | 2.433687299148336e+002 | 2.8271e-06 |  | 2.433687299148336e+002 | 5.6469e-06 |  | 2.433687299148336e+002 | 4.891e-06 |  | 243.5375 | 4.0148e-06 | 23.9171 | 4.0148e-06
2.435374787409407e+002 | 1.6784e-07 | 243.5375 | 2.435374787409407e+002 | 2.8271e-06 |  | 2.435374787409407e+002 | 5.6469e-06 |  | 2.435374787409407e+002 | 4.891e-06 |  | 243.7063 | 4.0147e-06 | 23.9202 | 4.0147e-06
2.437063445753682e+002 | 1.6782e-07 | 243.7063 | 2.437063445753682e+002 | 2.8271e-06 |  | 2.437063445753682e+002 | 5.6469e-06 |  | 2.437063445753682e+002 | 4.891e-06 |  | 243.8753 | 4.0147e-06 | 23.9232 | 4.0147e-06
2.438753274992481e+002 | 1.678e-07 | 243.8753 | 2.438753274992481e+002 | 2.8271e-06 |  | 2.438753274992481e+002 | 5.6469e-06 |  | 2.438753274992481e+002 | 4.891e-06 |  | 244.0444 | 4.0147e-06 | 23.9263 | 4.0147e-06
2.440444275937688e+002 | 1.6777e-07 | 244.0444 | 2.440444275937688e+002 | 2.8271e-06 |  | 2.440444275937688e+002 | 5.6469e-06 |  | 2.440444275937688e+002 | 4.891e-06 |  | 244.2136 | 4.0147e-06 | 23.9293 | 4.0147e-06
2.442136449401750e+002 | 1.6775e-07 | 244.2136 | 2.442136449401750e+002 | 2.8271e-06 |  | 2.442136449401750e+002 | 5.6469e-06 |  | 2.442136449401750e+002 | 4.891e-06 |  | 244.383 | 4.0147e-06 | 23.9324 | 4.0147e-06
2.443829796197676e+002 | 1.6773e-07 | 244.383 | 2.443829796197676e+002 | 2.8271e-06 |  | 2.443829796197676e+002 | 5.6469e-06 |  | 2.443829796197676e+002 | 4.891e-06 |  | 244.5524 | 4.0147e-06 | 23.9354 | 4.0147e-06
2.445524317139041e+002 | 1.6771e-07 | 244.5524 | 2.445524317139041e+002 | 2.8271e-06 |  | 2.445524317139041e+002 | 5.6469e-06 |  | 2.445524317139041e+002 | 4.891e-06 |  | 244.722 | 4.0147e-06 | 23.9385 | 4.0147e-06
2.447220013039981e+002 | 1.6769e-07 | 244.722 | 2.447220013039981e+002 | 2.8271e-06 |  | 2.447220013039981e+002 | 5.6469e-06 |  | 2.447220013039981e+002 | 4.891e-06 |  | 244.8917 | 4.0147e-06 | 23.9415 | 4.0147e-06
2.448916884715200e+002 | 1.6767e-07 | 244.8917 | 2.448916884715200e+002 | 2.8271e-06 |  | 2.448916884715200e+002 | 5.6469e-06 |  | 2.448916884715200e+002 | 4.8911e-06 |  | 245.0615 | 4.0147e-06 | 23.9445 | 4.0147e-06
2.450614932979963e+002 | 1.6764e-07 | 245.0615 | 2.450614932979963e+002 | 2.8271e-06 |  | 2.450614932979963e+002 | 5.6469e-06 |  | 2.450614932979963e+002 | 4.8911e-06 |  | 245.2314 | 4.0147e-06 | 23.9476 | 4.0147e-06
2.452314158650104e+002 | 1.6762e-07 | 245.2314 | 2.452314158650104e+002 | 2.8271e-06 |  | 2.452314158650104e+002 | 5.6469e-06 |  | 2.452314158650104e+002 | 4.8911e-06 |  | 245.4015 | 4.0146e-06 | 23.9506 | 4.0146e-06
2.454014562542021e+002 | 1.676e-07 | 245.4015 | 2.454014562542021e+002 | 2.8271e-06 |  | 2.454014562542021e+002 | 5.6469e-06 |  | 2.454014562542021e+002 | 4.8911e-06 |  | 245.5716 | 4.0146e-06 | 23.9536 | 4.0146e-06
2.455716145472678e+002 | 1.6758e-07 | 245.5716 | 2.455716145472678e+002 | 2.8271e-06 |  | 2.455716145472678e+002 | 5.6469e-06 |  | 2.455716145472678e+002 | 4.8911e-06 |  | 245.7419 | 4.0146e-06 | 23.9567 | 4.0146e-06
2.457418908259606e+002 | 1.6756e-07 | 245.7419 | 2.457418908259606e+002 | 2.8271e-06 |  | 2.457418908259606e+002 | 5.6469e-06 |  | 2.457418908259606e+002 | 4.8911e-06 |  | 245.9123 | 4.0146e-06 | 23.9597 | 4.0146e-06
2.459122851720902e+002 | 1.6754e-07 | 245.9123 | 2.459122851720902e+002 | 2.8271e-06 |  | 2.459122851720902e+002 | 5.6469e-06 |  | 2.459122851720902e+002 | 4.8911e-06 |  | 246.0828 | 4.0146e-06 | 23.9627 | 4.0146e-06
2.460827976675230e+002 | 1.6751e-07 | 246.0828 | 2.460827976675230e+002 | 2.8271e-06 |  | 2.460827976675230e+002 | 5.6469e-06 |  | 2.460827976675230e+002 | 4.8911e-06 |  | 246.2534 | 4.0146e-06 | 23.9657 | 4.0146e-06
2.462534283941825e+002 | 1.6749e-07 | 246.2534 | 2.462534283941825e+002 | 2.8271e-06 |  | 2.462534283941825e+002 | 5.6469e-06 |  | 2.462534283941825e+002 | 4.8911e-06 |  | 246.4242 | 4.0146e-06 | 23.9687 | 4.0146e-06
2.464241774340485e+002 | 1.6747e-07 | 246.4242 | 2.464241774340485e+002 | 2.8271e-06 |  | 2.464241774340485e+002 | 5.6469e-06 |  | 2.464241774340485e+002 | 4.8911e-06 |  | 246.595 | 4.0146e-06 | 23.9717 | 4.0146e-06
2.465950448691580e+002 | 1.6745e-07 | 246.595 | 2.465950448691580e+002 | 2.8271e-06 |  | 2.465950448691580e+002 | 5.6469e-06 |  | 2.465950448691580e+002 | 4.8911e-06 |  | 246.766 | 4.0146e-06 | 23.9747 | 4.0146e-06
2.467660307816048e+002 | 1.6743e-07 | 246.766 | 2.467660307816048e+002 | 2.8271e-06 |  | 2.467660307816048e+002 | 5.6469e-06 |  | 2.467660307816048e+002 | 4.8911e-06 |  | 246.9371 | 4.0146e-06 | 23.9777 | 4.0146e-06
2.469371352535395e+002 | 1.6741e-07 | 246.9371 | 2.469371352535395e+002 | 2.8271e-06 |  | 2.469371352535395e+002 | 5.6469e-06 |  | 2.469371352535395e+002 | 4.8911e-06 |  | 247.1084 | 4.0145e-06 | 23.9807 | 4.0145e-06
2.471083583671699e+002 | 1.6739e-07 | 247.1084 | 2.471083583671699e+002 | 2.8271e-06 |  | 2.471083583671699e+002 | 5.6469e-06 |  | 2.471083583671699e+002 | 4.8911e-06 |  | 247.2797 | 4.0145e-06 | 23.9837 | 4.0145e-06
2.472797002047606e+002 | 1.6736e-07 | 247.2797 | 2.472797002047606e+002 | 2.8271e-06 |  | 2.472797002047606e+002 | 5.6469e-06 |  | 2.472797002047606e+002 | 4.8911e-06 |  | 247.4512 | 4.0145e-06 | 23.9867 | 4.0145e-06
2.474511608486333e+002 | 1.6734e-07 | 247.4512 | 2.474511608486333e+002 | 2.8271e-06 |  | 2.474511608486333e+002 | 5.6469e-06 |  | 2.474511608486333e+002 | 4.8911e-06 |  | 247.6227 | 4.0145e-06 | 23.9897 | 4.0145e-06
2.476227403811668e+002 | 1.6732e-07 | 247.6227 | 2.476227403811668e+002 | 2.8271e-06 |  | 2.476227403811668e+002 | 5.6469e-06 |  | 2.476227403811668e+002 | 4.8911e-06 |  | 247.7944 | 4.0145e-06 | 23.9927 | 4.0145e-06
2.477944388847969e+002 | 1.673e-07 | 247.7944 | 2.477944388847969e+002 | 2.8271e-06 |  | 2.477944388847969e+002 | 5.6469e-06 |  | 2.477944388847969e+002 | 4.8911e-06 |  | 247.9663 | 4.0145e-06 | 23.9956 | 4.0145e-06
2.479662564420168e+002 | 1.6728e-07 | 247.9663 | 2.479662564420168e+002 | 2.8271e-06 |  | 2.479662564420168e+002 | 5.6469e-06 |  | 2.479662564420168e+002 | 4.8911e-06 |  | 248.1382 | 4.0145e-06 | 23.9986 | 4.0145e-06
2.481381931353768e+002 | 1.6726e-07 | 248.1382 | 2.481381931353768e+002 | 2.8271e-06 |  | 2.481381931353768e+002 | 5.6469e-06 |  | 2.481381931353768e+002 | 4.8911e-06 |  | 248.3102 | 4.0145e-06 | 24.0016 | 4.0145e-06
2.483102490474843e+002 | 1.6724e-07 | 248.3102 | 2.483102490474843e+002 | 2.8271e-06 |  | 2.483102490474843e+002 | 5.6469e-06 |  | 2.483102490474843e+002 | 4.8911e-06 |  | 248.4824 | 4.0145e-06 | 24.0046 | 4.0145e-06
2.484824242610040e+002 | 1.6722e-07 | 248.4824 | 2.484824242610040e+002 | 2.8271e-06 |  | 2.484824242610040e+002 | 5.6469e-06 |  | 2.484824242610040e+002 | 4.8911e-06 |  | 248.6547 | 4.0145e-06 | 24.0075 | 4.0145e-06
2.486547188586583e+002 | 1.672e-07 | 248.6547 | 2.486547188586583e+002 | 2.8271e-06 |  | 2.486547188586583e+002 | 5.6469e-06 |  | 2.486547188586583e+002 | 4.8911e-06 |  | 248.8271 | 4.0144e-06 | 24.0105 | 4.0144e-06
2.488271329232264e+002 | 1.6717e-07 | 248.8271 | 2.488271329232264e+002 | 2.8271e-06 |  | 2.488271329232264e+002 | 5.6469e-06 |  | 2.488271329232264e+002 | 4.8911e-06 |  | 248.9997 | 4.0144e-06 | 24.0134 | 4.0144e-06
2.489996665375452e+002 | 1.6715e-07 | 248.9997 | 2.489996665375452e+002 | 2.8271e-06 |  | 2.489996665375452e+002 | 5.6469e-06 |  | 2.489996665375452e+002 | 4.8911e-06 |  | 249.1723 | 4.0144e-06 | 24.0164 | 4.0144e-06
2.491723197845091e+002 | 1.6713e-07 | 249.1723 | 2.491723197845091e+002 | 2.8271e-06 |  | 2.491723197845091e+002 | 5.6469e-06 |  | 2.491723197845091e+002 | 4.8911e-06 |  | 249.3451 | 4.0144e-06 | 24.0194 | 4.0144e-06
2.493450927470698e+002 | 1.6711e-07 | 249.3451 | 2.493450927470698e+002 | 2.8271e-06 |  | 2.493450927470698e+002 | 5.6469e-06 |  | 2.493450927470698e+002 | 4.8911e-06 |  | 249.518 | 4.0144e-06 | 24.0223 | 4.0144e-06
2.495179855082367e+002 | 1.6709e-07 | 249.518 | 2.495179855082367e+002 | 2.8271e-06 |  | 2.495179855082367e+002 | 5.6469e-06 |  | 2.495179855082367e+002 | 4.8911e-06 |  | 249.691 | 4.0144e-06 | 24.0252 | 4.0144e-06
2.496909981510764e+002 | 1.6707e-07 | 249.691 | 2.496909981510764e+002 | 2.8271e-06 |  | 2.496909981510764e+002 | 5.6469e-06 |  | 2.496909981510764e+002 | 4.8911e-06 |  | 249.8641 | 4.0144e-06 | 24.0282 | 4.0144e-06
2.498641307587136e+002 | 1.6705e-07 | 249.8641 | 2.498641307587136e+002 | 2.8271e-06 |  | 2.498641307587136e+002 | 5.6469e-06 |  | 2.498641307587136e+002 | 4.8911e-06 |  | 250.0374 | 4.0144e-06 | 24.0311 | 4.0144e-06
2.500373834143304e+002 | 1.6703e-07 | 250.0374 | 2.500373834143304e+002 | 2.8271e-06 |  | 2.500373834143304e+002 | 5.6469e-06 |  | 2.500373834143304e+002 | 4.8911e-06 |  | 250.2108 | 4.0144e-06 | 24.0341 | 4.0144e-06
2.502107562011663e+002 | 1.6701e-07 | 250.2108 | 2.502107562011663e+002 | 2.8271e-06 |  | 2.502107562011663e+002 | 5.6469e-06 |  | 2.502107562011663e+002 | 4.8911e-06 |  | 250.3842 | 4.0144e-06 | 24.037 | 4.0144e-06
2.503842492025190e+002 | 1.6699e-07 | 250.3842 | 2.503842492025190e+002 | 2.8271e-06 |  | 2.503842492025190e+002 | 5.6469e-06 |  | 2.503842492025190e+002 | 4.8911e-06 |  | 250.5579 | 4.0143e-06 | 24.0399 | 4.0143e-06
2.505578625017437e+002 | 1.6697e-07 | 250.5579 | 2.505578625017437e+002 | 2.8271e-06 |  | 2.505578625017437e+002 | 5.6469e-06 |  | 2.505578625017437e+002 | 4.8911e-06 |  | 250.7316 | 4.0143e-06 | 24.0429 | 4.0143e-06
2.507315961822534e+002 | 1.6694e-07 | 250.7316 | 2.507315961822534e+002 | 2.8271e-06 |  | 2.507315961822534e+002 | 5.6469e-06 |  | 2.507315961822534e+002 | 4.8911e-06 |  | 250.9055 | 4.0143e-06 | 24.0458 | 4.0143e-06
2.509054503275190e+002 | 1.6692e-07 | 250.9055 | 2.509054503275190e+002 | 2.8271e-06 |  | 2.509054503275190e+002 | 5.6469e-06 |  | 2.509054503275190e+002 | 4.8911e-06 |  | 251.0794 | 4.0143e-06 | 24.0487 | 4.0143e-06
2.510794250210693e+002 | 1.669e-07 | 251.0794 | 2.510794250210693e+002 | 2.8271e-06 |  | 2.510794250210693e+002 | 5.6469e-06 |  | 2.510794250210693e+002 | 4.8911e-06 |  | 251.2535 | 4.0143e-06 | 24.0516 | 4.0143e-06
2.512535203464908e+002 | 1.6688e-07 | 251.2535 | 2.512535203464908e+002 | 2.8271e-06 |  | 2.512535203464908e+002 | 5.6469e-06 |  | 2.512535203464908e+002 | 4.8911e-06 |  | 251.4277 | 4.0143e-06 | 24.0545 | 4.0143e-06
2.514277363874283e+002 | 1.6686e-07 | 251.4277 | 2.514277363874283e+002 | 2.8271e-06 |  | 2.514277363874283e+002 | 5.6469e-06 |  | 2.514277363874283e+002 | 4.8911e-06 |  | 251.6021 | 4.0143e-06 | 24.0575 | 4.0143e-06
2.516020732275844e+002 | 1.6684e-07 | 251.6021 | 2.516020732275844e+002 | 2.8271e-06 |  | 2.516020732275844e+002 | 5.6469e-06 |  | 2.516020732275844e+002 | 4.8911e-06 |  | 251.7765 | 4.0143e-06 | 24.0603 | 4.0143e-06
2.517765309507197e+002 | 1.6682e-07 | 251.7765 | 2.517765309507197e+002 | 2.8271e-06 |  | 2.517765309507197e+002 | 5.6469e-06 |  | 2.517765309507197e+002 | 4.8911e-06 |  | 251.9511 | 4.0143e-06 | 24.0633 | 4.0143e-06
2.519511096406530e+002 | 1.668e-07 | 251.9511 | 2.519511096406530e+002 | 2.8271e-06 |  | 2.519511096406530e+002 | 5.6469e-06 |  | 2.519511096406530e+002 | 4.8911e-06 |  | 252.1258 | 4.0143e-06 | 24.0662 | 4.0143e-06
2.521258093812611e+002 | 1.6678e-07 | 252.1258 | 2.521258093812611e+002 | 2.8271e-06 |  | 2.521258093812611e+002 | 5.6469e-06 |  | 2.521258093812611e+002 | 4.8911e-06 |  | 252.3006 | 4.0142e-06 | 24.0691 | 4.0142e-06
2.523006302564791e+002 | 1.6676e-07 | 252.3006 | 2.523006302564791e+002 | 2.8271e-06 |  | 2.523006302564791e+002 | 5.6469e-06 |  | 2.523006302564791e+002 | 4.8911e-06 |  | 252.4756 | 4.0142e-06 | 24.072 | 4.0142e-06
2.524755723503001e+002 | 1.6674e-07 | 252.4756 | 2.524755723503001e+002 | 2.8271e-06 |  | 2.524755723503001e+002 | 5.6469e-06 |  | 2.524755723503001e+002 | 4.8911e-06 |  | 252.6506 | 4.0142e-06 | 24.0748 | 4.0142e-06
2.526506357467757e+002 | 1.6672e-07 | 252.6506 | 2.526506357467757e+002 | 2.8271e-06 |  | 2.526506357467757e+002 | 5.6469e-06 |  | 2.526506357467757e+002 | 4.8911e-06 |  | 252.8258 | 4.0142e-06 | 24.0777 | 4.0142e-06
2.528258205300155e+002 | 1.667e-07 | 252.8258 | 2.528258205300155e+002 | 2.8271e-06 |  | 2.528258205300155e+002 | 5.6469e-06 |  | 2.528258205300155e+002 | 4.8911e-06 |  | 253.0011 | 4.0142e-06 | 24.0806 | 4.0142e-06
2.530011267841877e+002 | 1.6668e-07 | 253.0011 | 2.530011267841877e+002 | 2.8271e-06 |  | 2.530011267841877e+002 | 5.647e-06 |  | 2.530011267841877e+002 | 4.8911e-06 |  | 253.1766 | 4.0142e-06 | 24.0835 | 4.0142e-06
2.531765545935186e+002 | 1.6666e-07 | 253.1766 | 2.531765545935186e+002 | 2.8271e-06 |  | 2.531765545935186e+002 | 5.647e-06 |  | 2.531765545935186e+002 | 4.8911e-06 |  | 253.3521 | 4.0142e-06 | 24.0864 | 4.0142e-06
2.533521040422931e+002 | 1.6664e-07 | 253.3521 | 2.533521040422931e+002 | 2.8271e-06 |  | 2.533521040422931e+002 | 5.647e-06 |  | 2.533521040422931e+002 | 4.8911e-06 |  | 253.5278 | 4.0142e-06 | 24.0892 | 4.0142e-06
2.535277752148544e+002 | 1.6662e-07 | 253.5278 | 2.535277752148544e+002 | 2.8271e-06 |  | 2.535277752148544e+002 | 5.647e-06 |  | 2.535277752148544e+002 | 4.8911e-06 |  | 253.7036 | 4.0142e-06 | 24.0921 | 4.0142e-06
2.537035681956044e+002 | 1.666e-07 | 253.7036 | 2.537035681956044e+002 | 2.8271e-06 |  | 2.537035681956044e+002 | 5.647e-06 |  | 2.537035681956044e+002 | 4.8911e-06 |  | 253.8795 | 4.0142e-06 | 24.095 | 4.0142e-06
2.538794830690032e+002 | 1.6658e-07 | 253.8795 | 2.538794830690032e+002 | 2.8271e-06 |  | 2.538794830690032e+002 | 5.647e-06 |  | 2.538794830690032e+002 | 4.8911e-06 |  | 254.0555 | 4.0141e-06 | 24.0979 | 4.0141e-06
2.540555199195697e+002 | 1.6656e-07 | 254.0555 | 2.540555199195697e+002 | 2.8271e-06 |  | 2.540555199195697e+002 | 5.647e-06 |  | 2.540555199195697e+002 | 4.8911e-06 |  | 254.2317 | 4.0141e-06 | 24.1007 | 4.0141e-06
2.542316788318813e+002 | 1.6654e-07 | 254.2317 | 2.542316788318813e+002 | 2.8271e-06 |  | 2.542316788318813e+002 | 5.647e-06 |  | 2.542316788318813e+002 | 4.8911e-06 |  | 254.408 | 4.0141e-06 | 24.1036 | 4.0141e-06
2.544079598905742e+002 | 1.6652e-07 | 254.408 | 2.544079598905742e+002 | 2.8271e-06 |  | 2.544079598905742e+002 | 5.647e-06 |  | 2.544079598905742e+002 | 4.8911e-06 |  | 254.5844 | 4.0141e-06 | 24.1064 | 4.0141e-06
2.545843631803430e+002 | 1.665e-07 | 254.5844 | 2.545843631803430e+002 | 2.8271e-06 |  | 2.545843631803430e+002 | 5.647e-06 |  | 2.545843631803430e+002 | 4.8911e-06 |  | 254.7609 | 4.0141e-06 | 24.1093 | 4.0141e-06
2.547608887859414e+002 | 1.6648e-07 | 254.7609 | 2.547608887859414e+002 | 2.8271e-06 |  | 2.547608887859414e+002 | 5.647e-06 |  | 2.547608887859414e+002 | 4.8911e-06 |  | 254.9375 | 4.0141e-06 | 24.1121 | 4.0141e-06
2.549375367921814e+002 | 1.6646e-07 | 254.9375 | 2.549375367921814e+002 | 2.8271e-06 |  | 2.549375367921814e+002 | 5.647e-06 |  | 2.549375367921814e+002 | 4.8911e-06 |  | 255.1143 | 4.0141e-06 | 24.115 | 4.0141e-06
2.551143072839343e+002 | 1.6644e-07 | 255.1143 | 2.551143072839343e+002 | 2.8271e-06 |  | 2.551143072839343e+002 | 5.647e-06 |  | 2.551143072839343e+002 | 4.8911e-06 |  | 255.2912 | 4.0141e-06 | 24.1178 | 4.0141e-06
2.552912003461299e+002 | 1.6642e-07 | 255.2912 | 2.552912003461299e+002 | 2.8271e-06 |  | 2.552912003461299e+002 | 5.647e-06 |  | 2.552912003461299e+002 | 4.8911e-06 |  | 255.4682 | 4.0141e-06 | 24.1207 | 4.0141e-06
2.554682160637571e+002 | 1.664e-07 | 255.4682 | 2.554682160637571e+002 | 2.8271e-06 |  | 2.554682160637571e+002 | 5.647e-06 |  | 2.554682160637571e+002 | 4.8911e-06 |  | 255.6454 | 4.0141e-06 | 24.1235 | 4.0141e-06
2.556453545218635e+002 | 1.6638e-07 | 255.6454 | 2.556453545218635e+002 | 2.827e-06 |  | 2.556453545218635e+002 | 5.647e-06 |  | 2.556453545218635e+002 | 4.8911e-06 |  | 255.8226 | 4.014e-06 | 24.1263 | 4.014e-06
2.558226158055560e+002 | 1.6636e-07 | 255.8226 | 2.558226158055560e+002 | 2.827e-06 |  | 2.558226158055560e+002 | 5.647e-06 |  | 2.558226158055560e+002 | 4.8911e-06 |  | 256 | 4.014e-06 | 24.1292 | 4.014e-06
2.560000000000001e+002 | 1.6634e-07 | 256 | 2.560000000000001e+002 | 2.827e-06 |  | 2.560000000000001e+002 | 5.647e-06 |  | 2.560000000000001e+002 | 4.8911e-06 |  | 256.1775 | 4.014e-06 | 24.132 | 4.014e-06
2.561775071904208e+002 | 1.6632e-07 | 256.1775 | 2.561775071904208e+002 | 2.827e-06 |  | 2.561775071904208e+002 | 5.647e-06 |  | 2.561775071904208e+002 | 4.8911e-06 |  | 256.3551 | 4.014e-06 | 24.1348 | 4.014e-06
2.563551374621018e+002 | 1.663e-07 | 256.3551 | 2.563551374621018e+002 | 2.827e-06 |  | 2.563551374621018e+002 | 5.647e-06 |  | 2.563551374621018e+002 | 4.8911e-06 |  | 256.5329 | 4.014e-06 | 24.1376 | 4.014e-06
2.565328909003861e+002 | 1.6628e-07 | 256.5329 | 2.565328909003861e+002 | 2.827e-06 |  | 2.565328909003861e+002 | 5.647e-06 |  | 2.565328909003861e+002 | 4.8911e-06 |  | 256.7108 | 4.014e-06 | 24.1405 | 4.014e-06
2.567107675906760e+002 | 1.6626e-07 | 256.7108 | 2.567107675906760e+002 | 2.827e-06 |  | 2.567107675906760e+002 | 5.647e-06 |  | 2.567107675906760e+002 | 4.8911e-06 |  | 256.8888 | 4.014e-06 | 24.1433 | 4.014e-06
2.568887676184328e+002 | 1.6624e-07 | 256.8888 | 2.568887676184328e+002 | 2.827e-06 |  | 2.568887676184328e+002 | 5.647e-06 |  | 2.568887676184328e+002 | 4.8911e-06 |  | 257.0669 | 4.014e-06 | 24.1461 | 4.014e-06
2.570668910691773e+002 | 1.6622e-07 | 257.0669 | 2.570668910691773e+002 | 2.827e-06 |  | 2.570668910691773e+002 | 5.647e-06 |  | 2.570668910691773e+002 | 4.8911e-06 |  | 257.2451 | 4.014e-06 | 24.1489 | 4.014e-06
2.572451380284892e+002 | 1.662e-07 | 257.2451 | 2.572451380284892e+002 | 2.827e-06 |  | 2.572451380284892e+002 | 5.647e-06 |  | 2.572451380284892e+002 | 4.8911e-06 |  | 257.4235 | 4.014e-06 | 24.1517 | 4.014e-06
2.574235085820080e+002 | 1.6618e-07 | 257.4235 | 2.574235085820080e+002 | 2.827e-06 |  | 2.574235085820080e+002 | 5.647e-06 |  | 2.574235085820080e+002 | 4.8911e-06 |  | 257.602 | 4.0139e-06 | 24.1545 | 4.014e-06
2.576020028154323e+002 | 1.6616e-07 | 257.602 | 2.576020028154323e+002 | 2.827e-06 |  | 2.576020028154323e+002 | 5.647e-06 |  | 2.576020028154323e+002 | 4.8911e-06 |  | 257.7806 | 4.0139e-06 | 24.1573 | 4.0139e-06
2.577806208145202e+002 | 1.6614e-07 | 257.7806 | 2.577806208145202e+002 | 2.827e-06 |  | 2.577806208145202e+002 | 5.647e-06 |  | 2.577806208145202e+002 | 4.8911e-06 |  | 257.9594 | 4.0139e-06 | 24.1601 | 4.0139e-06
2.579593626650892e+002 | 1.6612e-07 | 257.9594 | 2.579593626650892e+002 | 2.827e-06 |  | 2.579593626650892e+002 | 5.647e-06 |  | 2.579593626650892e+002 | 4.8911e-06 |  | 258.1382 | 4.0139e-06 | 24.1629 | 4.0139e-06
2.581382284530164e+002 | 1.661e-07 | 258.1382 | 2.581382284530164e+002 | 2.827e-06 |  | 2.581382284530164e+002 | 5.647e-06 |  | 2.581382284530164e+002 | 4.8911e-06 |  | 258.3172 | 4.0139e-06 | 24.1657 | 4.0139e-06
2.583172182642385e+002 | 1.6608e-07 | 258.3172 | 2.583172182642385e+002 | 2.827e-06 |  | 2.583172182642385e+002 | 5.647e-06 |  | 2.583172182642385e+002 | 4.8911e-06 |  | 258.4963 | 4.0139e-06 | 24.1685 | 4.0139e-06
2.584963321847517e+002 | 1.6606e-07 | 258.4963 | 2.584963321847517e+002 | 2.827e-06 |  | 2.584963321847517e+002 | 5.647e-06 |  | 2.584963321847517e+002 | 4.8911e-06 |  | 258.6756 | 4.0139e-06 | 24.1712 | 4.0139e-06
2.586755703006117e+002 | 1.6604e-07 | 258.6756 | 2.586755703006117e+002 | 2.827e-06 |  | 2.586755703006117e+002 | 5.647e-06 |  | 2.586755703006117e+002 | 4.8911e-06 |  | 258.8549 | 4.0139e-06 | 24.174 | 4.0139e-06
2.588549326979340e+002 | 1.6602e-07 | 258.8549 | 2.588549326979340e+002 | 2.827e-06 |  | 2.588549326979340e+002 | 5.647e-06 |  | 2.588549326979340e+002 | 4.8911e-06 |  | 259.0344 | 4.0139e-06 | 24.1768 | 4.0139e-06
2.590344194628939e+002 | 1.66e-07 | 259.0344 | 2.590344194628939e+002 | 2.827e-06 |  | 2.590344194628939e+002 | 5.647e-06 |  | 2.590344194628939e+002 | 4.8911e-06 |  | 259.214 | 4.0139e-06 | 24.1796 | 4.0139e-06
2.592140306817263e+002 | 1.6598e-07 | 259.214 | 2.592140306817263e+002 | 2.827e-06 |  | 2.592140306817263e+002 | 5.647e-06 |  | 2.592140306817263e+002 | 4.8911e-06 |  | 259.3938 | 4.0139e-06 | 24.1823 | 4.0139e-06
2.593937664407260e+002 | 1.6596e-07 | 259.3938 | 2.593937664407260e+002 | 2.827e-06 |  | 2.593937664407260e+002 | 5.647e-06 |  | 2.593937664407260e+002 | 4.8911e-06 |  | 259.5736 | 4.0138e-06 | 24.1851 | 4.0138e-06
2.595736268262476e+002 | 1.6594e-07 | 259.5736 | 2.595736268262476e+002 | 2.827e-06 |  | 2.595736268262476e+002 | 5.647e-06 |  | 2.595736268262476e+002 | 4.8911e-06 |  | 259.7536 | 4.0138e-06 | 24.1879 | 4.0138e-06
2.597536119247055e+002 | 1.6592e-07 | 259.7536 | 2.597536119247055e+002 | 2.827e-06 |  | 2.597536119247055e+002 | 5.647e-06 |  | 2.597536119247055e+002 | 4.8911e-06 |  | 259.9337 | 4.0138e-06 | 24.1906 | 4.0138e-06
2.599337218225741e+002 | 1.6591e-07 | 259.9337 | 2.599337218225741e+002 | 2.827e-06 |  | 2.599337218225741e+002 | 5.647e-06 |  | 2.599337218225741e+002 | 4.8911e-06 |  | 260.114 | 4.0138e-06 | 24.1934 | 4.0138e-06
2.601139566063878e+002 | 1.6589e-07 | 260.114 | 2.601139566063878e+002 | 2.827e-06 |  | 2.601139566063878e+002 | 5.647e-06 |  | 2.601139566063878e+002 | 4.8911e-06 |  | 260.2943 | 4.0138e-06 | 24.1961 | 4.0138e-06
2.602943163627409e+002 | 1.6587e-07 | 260.2943 | 2.602943163627409e+002 | 2.827e-06 |  | 2.602943163627409e+002 | 5.647e-06 |  | 2.602943163627409e+002 | 4.8911e-06 |  | 260.4748 | 4.0138e-06 | 24.1989 | 4.0138e-06
2.604748011782879e+002 | 1.6585e-07 | 260.4748 | 2.604748011782879e+002 | 2.827e-06 |  | 2.604748011782879e+002 | 5.647e-06 |  | 2.604748011782879e+002 | 4.8911e-06 |  | 260.6554 | 4.0138e-06 | 24.2016 | 4.0138e-06
2.606554111397431e+002 | 1.6583e-07 | 260.6554 | 2.606554111397431e+002 | 2.827e-06 |  | 2.606554111397431e+002 | 5.647e-06 |  | 2.606554111397431e+002 | 4.8911e-06 |  | 260.8361 | 4.0138e-06 | 24.2044 | 4.0138e-06
2.608361463338812e+002 | 1.6581e-07 | 260.8361 | 2.608361463338812e+002 | 2.827e-06 |  | 2.608361463338812e+002 | 5.647e-06 |  | 2.608361463338812e+002 | 4.8911e-06 |  | 261.017 | 4.0138e-06 | 24.2071 | 4.0138e-06
2.610170068475370e+002 | 1.6579e-07 | 261.017 | 2.610170068475370e+002 | 2.827e-06 |  | 2.610170068475370e+002 | 5.647e-06 |  | 2.610170068475370e+002 | 4.8911e-06 |  | 261.198 | 4.0138e-06 | 24.2099 | 4.0138e-06
2.611979927676053e+002 | 1.6577e-07 | 261.198 | 2.611979927676053e+002 | 2.827e-06 |  | 2.611979927676053e+002 | 5.647e-06 |  | 2.611979927676053e+002 | 4.8911e-06 |  | 261.3791 | 4.0137e-06 | 24.2126 | 4.0137e-06
2.613791041810416e+002 | 1.6575e-07 | 261.3791 | 2.613791041810416e+002 | 2.827e-06 |  | 2.613791041810416e+002 | 5.647e-06 |  | 2.613791041810416e+002 | 4.8911e-06 |  | 261.5603 | 4.0137e-06 | 24.2153 | 4.0137e-06
2.615603411748613e+002 | 1.6573e-07 | 261.5603 | 2.615603411748613e+002 | 2.827e-06 |  | 2.615603411748613e+002 | 5.647e-06 |  | 2.615603411748613e+002 | 4.8911e-06 |  | 261.7417 | 4.0137e-06 | 24.2181 | 4.0137e-06
2.617417038361403e+002 | 1.6571e-07 | 261.7417 | 2.617417038361403e+002 | 2.827e-06 |  | 2.617417038361403e+002 | 5.647e-06 |  | 2.617417038361403e+002 | 4.8911e-06 |  | 261.9232 | 4.0137e-06 | 24.2208 | 4.0137e-06
2.619231922520148e+002 | 1.6569e-07 | 261.9232 | 2.619231922520148e+002 | 2.827e-06 |  | 2.619231922520148e+002 | 5.647e-06 |  | 2.619231922520148e+002 | 4.8911e-06 |  | 262.1048 | 4.0137e-06 | 24.2235 | 4.0137e-06
2.621048065096814e+002 | 1.6568e-07 | 262.1048 | 2.621048065096814e+002 | 2.827e-06 |  | 2.621048065096814e+002 | 5.647e-06 |  | 2.621048065096814e+002 | 4.8911e-06 |  | 262.2865 | 4.0137e-06 | 24.2262 | 4.0137e-06
2.622865466963973e+002 | 1.6566e-07 | 262.2865 | 2.622865466963973e+002 | 2.827e-06 |  | 2.622865466963973e+002 | 5.647e-06 |  | 2.622865466963973e+002 | 4.8911e-06 |  | 262.4684 | 4.0137e-06 | 24.229 | 4.0137e-06
2.624684128994802e+002 | 1.6564e-07 | 262.4684 | 2.624684128994802e+002 | 2.827e-06 |  | 2.624684128994802e+002 | 5.647e-06 |  | 2.624684128994802e+002 | 4.8911e-06 |  | 262.6504 | 4.0137e-06 | 24.2317 | 4.0137e-06
2.626504052063081e+002 | 1.6562e-07 | 262.6504 | 2.626504052063081e+002 | 2.827e-06 |  | 2.626504052063081e+002 | 5.647e-06 |  | 2.626504052063081e+002 | 4.8911e-06 |  | 262.8325 | 4.0137e-06 | 24.2344 | 4.0137e-06
2.628325237043199e+002 | 1.656e-07 | 262.8325 | 2.628325237043199e+002 | 2.827e-06 |  | 2.628325237043199e+002 | 5.647e-06 |  | 2.628325237043199e+002 | 4.8911e-06 |  | 263.0148 | 4.0137e-06 | 24.2371 | 4.0137e-06
2.630147684810149e+002 | 1.6558e-07 | 263.0148 | 2.630147684810149e+002 | 2.827e-06 |  | 2.630147684810149e+002 | 5.647e-06 |  | 2.630147684810149e+002 | 4.8911e-06 |  | 263.1971 | 4.0137e-06 | 24.2398 | 4.0137e-06
2.631971396239532e+002 | 1.6556e-07 | 263.1971 | 2.631971396239532e+002 | 2.827e-06 |  | 2.631971396239532e+002 | 5.647e-06 |  | 2.631971396239532e+002 | 4.8911e-06 |  | 263.3796 | 4.0136e-06 | 24.2425 | 4.0136e-06
2.633796372207555e+002 | 1.6554e-07 | 263.3796 | 2.633796372207555e+002 | 2.827e-06 |  | 2.633796372207555e+002 | 5.647e-06 |  | 2.633796372207555e+002 | 4.8911e-06 |  | 263.5623 | 4.0136e-06 | 24.2452 | 4.0136e-06
2.635622613591034e+002 | 1.6552e-07 | 263.5623 | 2.635622613591034e+002 | 2.827e-06 |  | 2.635622613591034e+002 | 5.647e-06 |  | 2.635622613591034e+002 | 4.8911e-06 |  | 263.745 | 4.0136e-06 | 24.2479 | 4.0136e-06
2.637450121267392e+002 | 1.6551e-07 | 263.745 | 2.637450121267392e+002 | 2.827e-06 |  | 2.637450121267392e+002 | 5.647e-06 |  | 2.637450121267392e+002 | 4.8911e-06 |  | 263.9279 | 4.0136e-06 | 24.2506 | 4.0136e-06
2.639278896114661e+002 | 1.6549e-07 | 263.9279 | 2.639278896114661e+002 | 2.827e-06 |  | 2.639278896114661e+002 | 5.647e-06 |  | 2.639278896114661e+002 | 4.8911e-06 |  | 264.1109 | 4.0136e-06 | 24.2533 | 4.0136e-06
2.641108939011480e+002 | 1.6547e-07 | 264.1109 | 2.641108939011480e+002 | 2.827e-06 |  | 2.641108939011480e+002 | 5.647e-06 |  | 2.641108939011480e+002 | 4.8911e-06 |  | 264.294 | 4.0136e-06 | 24.256 | 4.0136e-06
2.642940250837100e+002 | 1.6545e-07 | 264.294 | 2.642940250837100e+002 | 2.827e-06 |  | 2.642940250837100e+002 | 5.647e-06 |  | 2.642940250837100e+002 | 4.8911e-06 |  | 264.4773 | 4.0136e-06 | 24.2586 | 4.0136e-06
2.644772832471381e+002 | 1.6543e-07 | 264.4773 | 2.644772832471381e+002 | 2.827e-06 |  | 2.644772832471381e+002 | 5.647e-06 |  | 2.644772832471381e+002 | 4.8911e-06 |  | 264.6607 | 4.0136e-06 | 24.2613 | 4.0136e-06
2.646606684794790e+002 | 1.6541e-07 | 264.6607 | 2.646606684794790e+002 | 2.827e-06 |  | 2.646606684794790e+002 | 5.647e-06 |  | 2.646606684794790e+002 | 4.8911e-06 |  | 264.8442 | 4.0136e-06 | 24.264 | 4.0136e-06
2.648441808688409e+002 | 1.6539e-07 | 264.8442 | 2.648441808688409e+002 | 2.827e-06 |  | 2.648441808688409e+002 | 5.647e-06 |  | 2.648441808688409e+002 | 4.8911e-06 |  | 265.0278 | 4.0136e-06 | 24.2667 | 4.0136e-06
2.650278205033928e+002 | 1.6538e-07 | 265.0278 | 2.650278205033928e+002 | 2.827e-06 |  | 2.650278205033928e+002 | 5.647e-06 |  | 2.650278205033928e+002 | 4.8911e-06 |  | 265.2116 | 4.0135e-06 | 24.2693 | 4.0136e-06
2.652115874713649e+002 | 1.6536e-07 | 265.2116 | 2.652115874713649e+002 | 2.827e-06 |  | 2.652115874713649e+002 | 5.647e-06 |  | 2.652115874713649e+002 | 4.8911e-06 |  | 265.3955 | 4.0135e-06 | 24.272 | 4.0135e-06
2.653954818610487e+002 | 1.6534e-07 | 265.3955 | 2.653954818610487e+002 | 2.827e-06 |  | 2.653954818610487e+002 | 5.647e-06 |  | 2.653954818610487e+002 | 4.8911e-06 |  | 265.5795 | 4.0135e-06 | 24.2747 | 4.0135e-06
2.655795037607967e+002 | 1.6532e-07 | 265.5795 | 2.655795037607967e+002 | 2.827e-06 |  | 2.655795037607967e+002 | 5.647e-06 |  | 2.655795037607967e+002 | 4.8911e-06 |  | 265.7637 | 4.0135e-06 | 24.2774 | 4.0135e-06
2.657636532590228e+002 | 1.653e-07 | 265.7637 | 2.657636532590228e+002 | 2.827e-06 |  | 2.657636532590228e+002 | 5.647e-06 |  | 2.657636532590228e+002 | 4.8911e-06 |  | 265.9479 | 4.0135e-06 | 24.28 | 4.0135e-06
2.659479304442022e+002 | 1.6528e-07 | 265.9479 | 2.659479304442022e+002 | 2.827e-06 |  | 2.659479304442022e+002 | 5.647e-06 |  | 2.659479304442022e+002 | 4.8911e-06 |  | 266.1323 | 4.0135e-06 | 24.2827 | 4.0135e-06
2.661323354048715e+002 | 1.6526e-07 | 266.1323 | 2.661323354048715e+002 | 2.827e-06 |  | 2.661323354048715e+002 | 5.647e-06 |  | 2.661323354048715e+002 | 4.8911e-06 |  | 266.3169 | 4.0135e-06 | 24.2853 | 4.0135e-06
2.663168682296285e+002 | 1.6525e-07 | 266.3169 | 2.663168682296285e+002 | 2.827e-06 |  | 2.663168682296285e+002 | 5.647e-06 |  | 2.663168682296285e+002 | 4.8911e-06 |  | 266.5015 | 4.0135e-06 | 24.288 | 4.0135e-06
2.665015290071327e+002 | 1.6523e-07 | 266.5015 | 2.665015290071327e+002 | 2.827e-06 |  | 2.665015290071327e+002 | 5.647e-06 |  | 2.665015290071327e+002 | 4.8911e-06 |  | 266.6863 | 4.0135e-06 | 24.2906 | 4.0135e-06
2.666863178261048e+002 | 1.6521e-07 | 266.6863 | 2.666863178261048e+002 | 2.827e-06 |  | 2.666863178261048e+002 | 5.647e-06 |  | 2.666863178261048e+002 | 4.8911e-06 |  | 266.8712 | 4.0135e-06 | 24.2933 | 4.0135e-06
2.668712347753272e+002 | 1.6519e-07 | 266.8712 | 2.668712347753272e+002 | 2.827e-06 |  | 2.668712347753272e+002 | 5.647e-06 |  | 2.668712347753272e+002 | 4.8911e-06 |  | 267.0563 | 4.0135e-06 | 24.2959 | 4.0135e-06
2.670562799436439e+002 | 1.6517e-07 | 267.0563 | 2.670562799436439e+002 | 2.827e-06 |  | 2.670562799436439e+002 | 5.647e-06 |  | 2.670562799436439e+002 | 4.8911e-06 |  | 267.2415 | 4.0134e-06 | 24.2985 | 4.0134e-06
2.672414534199602e+002 | 1.6515e-07 | 267.2415 | 2.672414534199602e+002 | 2.827e-06 |  | 2.672414534199602e+002 | 5.647e-06 |  | 2.672414534199602e+002 | 4.8911e-06 |  | 267.4268 | 4.0134e-06 | 24.3012 | 4.0134e-06
2.674267552932435e+002 | 1.6514e-07 | 267.4268 | 2.674267552932435e+002 | 2.827e-06 |  | 2.674267552932435e+002 | 5.647e-06 |  | 2.674267552932435e+002 | 4.8911e-06 |  | 267.6122 | 4.0134e-06 | 24.3038 | 4.0134e-06
2.676121856525224e+002 | 1.6512e-07 | 267.6122 | 2.676121856525224e+002 | 2.827e-06 |  | 2.676121856525224e+002 | 5.647e-06 |  | 2.676121856525224e+002 | 4.8911e-06 |  | 267.7977 | 4.0134e-06 | 24.3064 | 4.0134e-06
2.677977445868876e+002 | 1.651e-07 | 267.7977 | 2.677977445868876e+002 | 2.827e-06 |  | 2.677977445868876e+002 | 5.647e-06 |  | 2.677977445868876e+002 | 4.8911e-06 |  | 267.9834 | 4.0134e-06 | 24.3091 | 4.0134e-06
2.679834321854916e+002 | 1.6508e-07 | 267.9834 | 2.679834321854916e+002 | 2.827e-06 |  | 2.679834321854916e+002 | 5.647e-06 |  | 2.679834321854916e+002 | 4.8911e-06 |  | 268.1692 | 4.0134e-06 | 24.3117 | 4.0134e-06
2.681692485375483e+002 | 1.6506e-07 | 268.1692 | 2.681692485375483e+002 | 2.827e-06 |  | 2.681692485375483e+002 | 5.647e-06 |  | 2.681692485375483e+002 | 4.8911e-06 |  | 268.3552 | 4.0134e-06 | 24.3143 | 4.0134e-06
2.683551937323339e+002 | 1.6504e-07 | 268.3552 | 2.683551937323339e+002 | 2.827e-06 |  | 2.683551937323339e+002 | 5.647e-06 |  | 2.683551937323339e+002 | 4.8911e-06 |  | 268.5413 | 4.0134e-06 | 24.3169 | 4.0134e-06
2.685412678591863e+002 | 1.6503e-07 | 268.5413 | 2.685412678591863e+002 | 2.827e-06 |  | 2.685412678591863e+002 | 5.647e-06 |  | 2.685412678591863e+002 | 4.8911e-06 |  | 268.7275 | 4.0134e-06 | 24.3195 | 4.0134e-06
2.687274710075054e+002 | 1.6501e-07 | 268.7275 | 2.687274710075054e+002 | 2.827e-06 |  | 2.687274710075054e+002 | 5.647e-06 |  | 2.687274710075054e+002 | 4.8911e-06 |  | 268.9138 | 4.0134e-06 | 24.3222 | 4.0134e-06
2.689138032667530e+002 | 1.6499e-07 | 268.9138 | 2.689138032667530e+002 | 2.827e-06 |  | 2.689138032667530e+002 | 5.647e-06 |  | 2.689138032667530e+002 | 4.8911e-06 |  | 269.1003 | 4.0134e-06 | 24.3248 | 4.0134e-06
2.691002647264530e+002 | 1.6497e-07 | 269.1003 | 2.691002647264530e+002 | 2.827e-06 |  | 2.691002647264530e+002 | 5.647e-06 |  | 2.691002647264530e+002 | 4.8911e-06 |  | 269.2869 | 4.0133e-06 | 24.3274 | 4.0133e-06
2.692868554761915e+002 | 1.6495e-07 | 269.2869 | 2.692868554761915e+002 | 2.827e-06 |  | 2.692868554761915e+002 | 5.647e-06 |  | 2.692868554761915e+002 | 4.8911e-06 |  | 269.4736 | 4.0133e-06 | 24.33 | 4.0133e-06
2.694735756056164e+002 | 1.6494e-07 | 269.4736 | 2.694735756056164e+002 | 2.827e-06 |  | 2.694735756056164e+002 | 5.647e-06 |  | 2.694735756056164e+002 | 4.8911e-06 |  | 269.6604 | 4.0133e-06 | 24.3326 | 4.0133e-06
2.696604252044381e+002 | 1.6492e-07 | 269.6604 | 2.696604252044381e+002 | 2.827e-06 |  | 2.696604252044381e+002 | 5.647e-06 |  | 2.696604252044381e+002 | 4.8911e-06 |  | 269.8474 | 4.0133e-06 | 24.3352 | 4.0133e-06
2.698474043624291e+002 | 1.649e-07 | 269.8474 | 2.698474043624291e+002 | 2.827e-06 |  | 2.698474043624291e+002 | 5.647e-06 |  | 2.698474043624291e+002 | 4.8911e-06 |  | 270.0345 | 4.0133e-06 | 24.3378 | 4.0133e-06
2.700345131694239e+002 | 1.6488e-07 | 270.0345 | 2.700345131694239e+002 | 2.827e-06 |  | 2.700345131694239e+002 | 5.647e-06 |  | 2.700345131694239e+002 | 4.8911e-06 |  | 270.2218 | 4.0133e-06 | 24.3403 | 4.0133e-06
2.702217517153196e+002 | 1.6486e-07 | 270.2218 | 2.702217517153196e+002 | 2.827e-06 |  | 2.702217517153196e+002 | 5.647e-06 |  | 2.702217517153196e+002 | 4.8911e-06 |  | 270.4091 | 4.0133e-06 | 24.3429 | 4.0133e-06
2.704091200900756e+002 | 1.6485e-07 | 270.4091 | 2.704091200900756e+002 | 2.827e-06 |  | 2.704091200900756e+002 | 5.647e-06 |  | 2.704091200900756e+002 | 4.8911e-06 |  | 270.5966 | 4.0133e-06 | 24.3455 | 4.0133e-06
2.705966183837135e+002 | 1.6483e-07 | 270.5966 | 2.705966183837135e+002 | 2.827e-06 |  | 2.705966183837135e+002 | 5.647e-06 |  | 2.705966183837135e+002 | 4.8911e-06 |  | 270.7842 | 4.0133e-06 | 24.3481 | 4.0133e-06
2.707842466863175e+002 | 1.6481e-07 | 270.7842 | 2.707842466863175e+002 | 2.827e-06 |  | 2.707842466863175e+002 | 5.647e-06 |  | 2.707842466863175e+002 | 4.8911e-06 |  | 270.972 | 4.0133e-06 | 24.3507 | 4.0133e-06
2.709720050880342e+002 | 1.6479e-07 | 270.972 | 2.709720050880342e+002 | 2.827e-06 |  | 2.709720050880342e+002 | 5.647e-06 |  | 2.709720050880342e+002 | 4.8911e-06 |  | 271.1599 | 4.0133e-06 | 24.3533 | 4.0133e-06
2.711598936790725e+002 | 1.6478e-07 | 271.1599 | 2.711598936790725e+002 | 2.827e-06 |  | 2.711598936790725e+002 | 5.647e-06 |  | 2.711598936790725e+002 | 4.8911e-06 |  | 271.3479 | 4.0132e-06 | 24.3558 | 4.0132e-06
2.713479125497043e+002 | 1.6476e-07 | 271.3479 | 2.713479125497043e+002 | 2.827e-06 |  | 2.713479125497043e+002 | 5.647e-06 |  | 2.713479125497043e+002 | 4.8911e-06 |  | 271.5361 | 4.0132e-06 | 24.3584 | 4.0132e-06
2.715360617902637e+002 | 1.6474e-07 | 271.5361 | 2.715360617902637e+002 | 2.827e-06 |  | 2.715360617902637e+002 | 5.647e-06 |  | 2.715360617902637e+002 | 4.8911e-06 |  | 271.7243 | 4.0132e-06 | 24.361 | 4.0132e-06
2.717243414911476e+002 | 1.6472e-07 | 271.7243 | 2.717243414911476e+002 | 2.827e-06 |  | 2.717243414911476e+002 | 5.647e-06 |  | 2.717243414911476e+002 | 4.8911e-06 |  | 271.9128 | 4.0132e-06 | 24.3635 | 4.0132e-06
2.719127517428155e+002 | 1.647e-07 | 271.9128 | 2.719127517428155e+002 | 2.827e-06 |  | 2.719127517428155e+002 | 5.647e-06 |  | 2.719127517428155e+002 | 4.8911e-06 |  | 272.1013 | 4.0132e-06 | 24.3661 | 4.0132e-06
2.721012926357898e+002 | 1.6469e-07 | 272.1013 | 2.721012926357898e+002 | 2.827e-06 |  | 2.721012926357898e+002 | 5.647e-06 |  | 2.721012926357898e+002 | 4.8911e-06 |  | 272.29 | 4.0132e-06 | 24.3687 | 4.0132e-06
2.722899642606554e+002 | 1.6467e-07 | 272.29 | 2.722899642606554e+002 | 2.827e-06 |  | 2.722899642606554e+002 | 5.647e-06 |  | 2.722899642606554e+002 | 4.8911e-06 |  | 272.4788 | 4.0132e-06 | 24.3712 | 4.0132e-06
2.724787667080603e+002 | 1.6465e-07 | 272.4788 | 2.724787667080603e+002 | 2.827e-06 |  | 2.724787667080603e+002 | 5.647e-06 |  | 2.724787667080603e+002 | 4.8911e-06 |  | 272.6677 | 4.0132e-06 | 24.3738 | 4.0132e-06
2.726677000687151e+002 | 1.6463e-07 | 272.6677 | 2.726677000687151e+002 | 2.827e-06 |  | 2.726677000687151e+002 | 5.647e-06 |  | 2.726677000687151e+002 | 4.8911e-06 |  | 272.8568 | 4.0132e-06 | 24.3763 | 4.0132e-06
2.728567644333934e+002 | 1.6462e-07 | 272.8568 | 2.728567644333934e+002 | 2.827e-06 |  | 2.728567644333934e+002 | 5.647e-06 |  | 2.728567644333934e+002 | 4.8911e-06 |  | 273.046 | 4.0132e-06 | 24.3789 | 4.0132e-06
2.730459598929319e+002 | 1.646e-07 | 273.046 | 2.730459598929319e+002 | 2.827e-06 |  | 2.730459598929319e+002 | 5.647e-06 |  | 2.730459598929319e+002 | 4.8911e-06 |  | 273.2353 | 4.0132e-06 | 24.3814 | 4.0132e-06
2.732352865382299e+002 | 1.6458e-07 | 273.2353 | 2.732352865382299e+002 | 2.827e-06 |  | 2.732352865382299e+002 | 5.647e-06 |  | 2.732352865382299e+002 | 4.8911e-06 |  | 273.4247 | 4.0131e-06 | 24.3839 | 4.0131e-06
2.734247444602502e+002 | 1.6456e-07 | 273.4247 | 2.734247444602502e+002 | 2.827e-06 |  | 2.734247444602502e+002 | 5.647e-06 |  | 2.734247444602502e+002 | 4.8911e-06 |  | 273.6143 | 4.0131e-06 | 24.3865 | 4.0131e-06
2.736143337500182e+002 | 1.6455e-07 | 273.6143 | 2.736143337500182e+002 | 2.827e-06 |  | 2.736143337500182e+002 | 5.647e-06 |  | 2.736143337500182e+002 | 4.8911e-06 |  | 273.8041 | 4.0131e-06 | 24.389 | 4.0131e-06
2.738040544986228e+002 | 1.6453e-07 | 273.8041 | 2.738040544986228e+002 | 2.827e-06 |  | 2.738040544986228e+002 | 5.647e-06 |  | 2.738040544986228e+002 | 4.8911e-06 |  | 273.9939 | 4.0131e-06 | 24.3915 | 4.0131e-06
2.739939067972159e+002 | 1.6451e-07 | 273.9939 | 2.739939067972159e+002 | 2.827e-06 |  | 2.739939067972159e+002 | 5.647e-06 |  | 2.739939067972159e+002 | 4.8911e-06 |  | 274.1839 | 4.0131e-06 | 24.3941 | 4.0131e-06
2.741838907370126e+002 | 1.6449e-07 | 274.1839 | 2.741838907370126e+002 | 2.827e-06 |  | 2.741838907370126e+002 | 5.647e-06 |  | 2.741838907370126e+002 | 4.8911e-06 |  | 274.374 | 4.0131e-06 | 24.3966 | 4.0131e-06
2.743740064092912e+002 | 1.6448e-07 | 274.374 | 2.743740064092912e+002 | 2.827e-06 |  | 2.743740064092912e+002 | 5.647e-06 |  | 2.743740064092912e+002 | 4.8911e-06 |  | 274.5643 | 4.0131e-06 | 24.3991 | 4.0131e-06
2.745642539053934e+002 | 1.6446e-07 | 274.5643 | 2.745642539053934e+002 | 2.827e-06 |  | 2.745642539053934e+002 | 5.647e-06 |  | 2.745642539053934e+002 | 4.8911e-06 |  | 274.7546 | 4.0131e-06 | 24.4016 | 4.0131e-06
2.747546333167242e+002 | 1.6444e-07 | 274.7546 | 2.747546333167242e+002 | 2.827e-06 |  | 2.747546333167242e+002 | 5.647e-06 |  | 2.747546333167242e+002 | 4.8911e-06 |  | 274.9451 | 4.0131e-06 | 24.4042 | 4.0131e-06
2.749451447347520e+002 | 1.6442e-07 | 274.9451 | 2.749451447347520e+002 | 2.827e-06 |  | 2.749451447347520e+002 | 5.647e-06 |  | 2.749451447347520e+002 | 4.8911e-06 |  | 275.1358 | 4.0131e-06 | 24.4067 | 4.0131e-06
2.751357882510085e+002 | 1.6441e-07 | 275.1358 | 2.751357882510085e+002 | 2.827e-06 |  | 2.751357882510085e+002 | 5.647e-06 |  | 2.751357882510085e+002 | 4.8911e-06 |  | 275.3266 | 4.0131e-06 | 24.4092 | 4.0131e-06
2.753265639570890e+002 | 1.6439e-07 | 275.3266 | 2.753265639570890e+002 | 2.827e-06 |  | 2.753265639570890e+002 | 5.647e-06 |  | 2.753265639570890e+002 | 4.8911e-06 |  | 275.5175 | 4.013e-06 | 24.4117 | 4.013e-06
2.755174719446522e+002 | 1.6437e-07 | 275.5175 | 2.755174719446522e+002 | 2.827e-06 |  | 2.755174719446522e+002 | 5.647e-06 |  | 2.755174719446522e+002 | 4.8911e-06 |  | 275.7085 | 4.013e-06 | 24.4142 | 4.013e-06
2.757085123054205e+002 | 1.6436e-07 | 275.7085 | 2.757085123054205e+002 | 2.827e-06 |  | 2.757085123054205e+002 | 5.647e-06 |  | 2.757085123054205e+002 | 4.8911e-06 |  | 275.8997 | 4.013e-06 | 24.4167 | 4.013e-06
2.758996851311799e+002 | 1.6434e-07 | 275.8997 | 2.758996851311799e+002 | 2.827e-06 |  | 2.758996851311799e+002 | 5.647e-06 |  | 2.758996851311799e+002 | 4.8911e-06 |  | 276.091 | 4.013e-06 | 24.4192 | 4.013e-06
2.760909905137798e+002 | 1.6432e-07 | 276.091 | 2.760909905137798e+002 | 2.827e-06 |  | 2.760909905137798e+002 | 5.647e-06 |  | 2.760909905137798e+002 | 4.8911e-06 |  | 276.2824 | 4.013e-06 | 24.4217 | 4.013e-06
2.762824285451335e+002 | 1.643e-07 | 276.2824 | 2.762824285451335e+002 | 2.827e-06 |  | 2.762824285451335e+002 | 5.647e-06 |  | 2.762824285451335e+002 | 4.8911e-06 |  | 276.474 | 4.013e-06 | 24.4242 | 4.013e-06
2.764739993172180e+002 | 1.6429e-07 | 276.474 | 2.764739993172180e+002 | 2.827e-06 |  | 2.764739993172180e+002 | 5.647e-06 |  | 2.764739993172180e+002 | 4.8911e-06 |  | 276.6657 | 4.013e-06 | 24.4267 | 4.013e-06
2.766657029220741e+002 | 1.6427e-07 | 276.6657 | 2.766657029220741e+002 | 2.827e-06 |  | 2.766657029220741e+002 | 5.647e-06 |  | 2.766657029220741e+002 | 4.8911e-06 |  | 276.8575 | 4.013e-06 | 24.4292 | 4.013e-06
2.768575394518064e+002 | 1.6425e-07 | 276.8575 | 2.768575394518064e+002 | 2.827e-06 |  | 2.768575394518064e+002 | 5.647e-06 |  | 2.768575394518064e+002 | 4.8911e-06 |  | 277.0495 | 4.013e-06 | 24.4317 | 4.013e-06
2.770495089985832e+002 | 1.6424e-07 | 277.0495 | 2.770495089985832e+002 | 2.827e-06 |  | 2.770495089985832e+002 | 5.647e-06 |  | 2.770495089985832e+002 | 4.8911e-06 |  | 277.2416 | 4.013e-06 | 24.4341 | 4.013e-06
2.772416116546369e+002 | 1.6422e-07 | 277.2416 | 2.772416116546369e+002 | 2.827e-06 |  | 2.772416116546369e+002 | 5.647e-06 |  | 2.772416116546369e+002 | 4.8911e-06 |  | 277.4338 | 4.013e-06 | 24.4366 | 4.013e-06
2.774338475122639e+002 | 1.642e-07 | 277.4338 | 2.774338475122639e+002 | 2.827e-06 |  | 2.774338475122639e+002 | 5.647e-06 |  | 2.774338475122639e+002 | 4.8911e-06 |  | 277.6262 | 4.0129e-06 | 24.4391 | 4.0129e-06
2.776262166638244e+002 | 1.6418e-07 | 277.6262 | 2.776262166638244e+002 | 2.827e-06 |  | 2.776262166638244e+002 | 5.647e-06 |  | 2.776262166638244e+002 | 4.8911e-06 |  | 277.8187 | 4.0129e-06 | 24.4416 | 4.0129e-06
2.778187192017428e+002 | 1.6417e-07 | 277.8187 | 2.778187192017428e+002 | 2.827e-06 |  | 2.778187192017428e+002 | 5.647e-06 |  | 2.778187192017428e+002 | 4.8911e-06 |  | 278.0114 | 4.0129e-06 | 24.444 | 4.0129e-06
2.780113552185075e+002 | 1.6415e-07 | 278.0114 | 2.780113552185075e+002 | 2.827e-06 |  | 2.780113552185075e+002 | 5.647e-06 |  | 2.780113552185075e+002 | 4.8911e-06 |  | 278.2041 | 4.0129e-06 | 24.4465 | 4.0129e-06
2.782041248066710e+002 | 1.6413e-07 | 278.2041 | 2.782041248066710e+002 | 2.827e-06 |  | 2.782041248066710e+002 | 5.647e-06 |  | 2.782041248066710e+002 | 4.8911e-06 |  | 278.397 | 4.0129e-06 | 24.449 | 4.0129e-06
2.783970280588502e+002 | 1.6412e-07 | 278.397 | 2.783970280588502e+002 | 2.827e-06 |  | 2.783970280588502e+002 | 5.647e-06 |  | 2.783970280588502e+002 | 4.8911e-06 |  | 278.5901 | 4.0129e-06 | 24.4514 | 4.0129e-06
2.785900650677259e+002 | 1.641e-07 | 278.5901 | 2.785900650677259e+002 | 2.827e-06 |  | 2.785900650677259e+002 | 5.647e-06 |  | 2.785900650677259e+002 | 4.8911e-06 |  | 278.7832 | 4.0129e-06 | 24.4539 | 4.0129e-06
2.787832359260434e+002 | 1.6408e-07 | 278.7832 | 2.787832359260434e+002 | 2.827e-06 |  | 2.787832359260434e+002 | 5.647e-06 |  | 2.787832359260434e+002 | 4.8911e-06 |  | 278.9765 | 4.0129e-06 | 24.4564 | 4.0129e-06
2.789765407266121e+002 | 1.6407e-07 | 278.9765 | 2.789765407266121e+002 | 2.827e-06 |  | 2.789765407266121e+002 | 5.647e-06 |  | 2.789765407266121e+002 | 4.8911e-06 |  | 279.17 | 4.0129e-06 | 24.4588 | 4.0129e-06
2.791699795623061e+002 | 1.6405e-07 | 279.17 | 2.791699795623061e+002 | 2.8269e-06 |  | 2.791699795623061e+002 | 5.647e-06 |  | 2.791699795623061e+002 | 4.8911e-06 |  | 279.3636 | 4.0129e-06 | 24.4613 | 4.0129e-06
2.793635525260635e+002 | 1.6403e-07 | 279.3636 | 2.793635525260635e+002 | 2.8269e-06 |  | 2.793635525260635e+002 | 5.647e-06 |  | 2.793635525260635e+002 | 4.8911e-06 |  | 279.5573 | 4.0129e-06 | 24.4637 | 4.0129e-06
2.795572597108871e+002 | 1.6402e-07 | 279.5573 | 2.795572597108871e+002 | 2.8269e-06 |  | 2.795572597108871e+002 | 5.647e-06 |  | 2.795572597108871e+002 | 4.8911e-06 |  | 279.7511 | 4.0128e-06 | 24.4662 | 4.0128e-06
2.797511012098440e+002 | 1.64e-07 | 279.7511 | 2.797511012098440e+002 | 2.8269e-06 |  | 2.797511012098440e+002 | 5.647e-06 |  | 2.797511012098440e+002 | 4.8911e-06 |  | 279.9451 | 4.0128e-06 | 24.4686 | 4.0128e-06
2.799450771160661e+002 | 1.6398e-07 | 279.9451 | 2.799450771160661e+002 | 2.8269e-06 |  | 2.799450771160661e+002 | 5.647e-06 |  | 2.799450771160661e+002 | 4.8911e-06 |  | 280.1392 | 4.0128e-06 | 24.471 | 4.0128e-06
2.801391875227495e+002 | 1.6397e-07 | 280.1392 | 2.801391875227495e+002 | 2.8269e-06 |  | 2.801391875227495e+002 | 5.647e-06 |  | 2.801391875227495e+002 | 4.8911e-06 |  | 280.3334 | 4.0128e-06 | 24.4735 | 4.0128e-06
2.803334325231553e+002 | 1.6395e-07 | 280.3334 | 2.803334325231553e+002 | 2.8269e-06 |  | 2.803334325231553e+002 | 5.647e-06 |  | 2.803334325231553e+002 | 4.8911e-06 |  | 280.5278 | 4.0128e-06 | 24.4759 | 4.0128e-06
2.805278122106090e+002 | 1.6393e-07 | 280.5278 | 2.805278122106090e+002 | 2.8269e-06 |  | 2.805278122106090e+002 | 5.647e-06 |  | 2.805278122106090e+002 | 4.8911e-06 |  | 280.7223 | 4.0128e-06 | 24.4783 | 4.0128e-06
2.807223266785010e+002 | 1.6392e-07 | 280.7223 | 2.807223266785010e+002 | 2.8269e-06 |  | 2.807223266785010e+002 | 5.647e-06 |  | 2.807223266785010e+002 | 4.8911e-06 |  | 280.917 | 4.0128e-06 | 24.4808 | 4.0128e-06
2.809169760202864e+002 | 1.639e-07 | 280.917 | 2.809169760202864e+002 | 2.8269e-06 |  | 2.809169760202864e+002 | 5.647e-06 |  | 2.809169760202864e+002 | 4.8911e-06 |  | 281.1118 | 4.0128e-06 | 24.4832 | 4.0128e-06
2.811117603294849e+002 | 1.6388e-07 | 281.1118 | 2.811117603294849e+002 | 2.8269e-06 |  | 2.811117603294849e+002 | 5.647e-06 |  | 2.811117603294849e+002 | 4.8911e-06 |  | 281.3067 | 4.0128e-06 | 24.4856 | 4.0128e-06
2.813066796996814e+002 | 1.6387e-07 | 281.3067 | 2.813066796996814e+002 | 2.8269e-06 |  | 2.813066796996814e+002 | 5.647e-06 |  | 2.813066796996814e+002 | 4.8911e-06 |  | 281.5017 | 4.0128e-06 | 24.488 | 4.0128e-06
2.815017342245253e+002 | 1.6385e-07 | 281.5017 | 2.815017342245253e+002 | 2.8269e-06 |  | 2.815017342245253e+002 | 5.647e-06 |  | 2.815017342245253e+002 | 4.8911e-06 |  | 281.6969 | 4.0128e-06 | 24.4905 | 4.0128e-06
2.816969239977313e+002 | 1.6383e-07 | 281.6969 | 2.816969239977313e+002 | 2.8269e-06 |  | 2.816969239977313e+002 | 5.647e-06 |  | 2.816969239977313e+002 | 4.8911e-06 |  | 281.8922 | 4.0127e-06 | 24.4929 | 4.0128e-06
2.818922491130788e+002 | 1.6382e-07 | 281.8922 | 2.818922491130788e+002 | 2.8269e-06 |  | 2.818922491130788e+002 | 5.647e-06 |  | 2.818922491130788e+002 | 4.8911e-06 |  | 282.0877 | 4.0127e-06 | 24.4953 | 4.0127e-06
2.820877096644125e+002 | 1.638e-07 | 282.0877 | 2.820877096644125e+002 | 2.8269e-06 |  | 2.820877096644125e+002 | 5.647e-06 |  | 2.820877096644125e+002 | 4.8911e-06 |  | 282.2833 | 4.0127e-06 | 24.4977 | 4.0127e-06
2.822833057456419e+002 | 1.6378e-07 | 282.2833 | 2.822833057456419e+002 | 2.8269e-06 |  | 2.822833057456419e+002 | 5.647e-06 |  | 2.822833057456419e+002 | 4.8911e-06 |  | 282.479 | 4.0127e-06 | 24.5001 | 4.0127e-06
2.824790374507417e+002 | 1.6377e-07 | 282.479 | 2.824790374507417e+002 | 2.8269e-06 |  | 2.824790374507417e+002 | 5.647e-06 |  | 2.824790374507417e+002 | 4.8911e-06 |  | 282.6749 | 4.0127e-06 | 24.5025 | 4.0127e-06
2.826749048737519e+002 | 1.6375e-07 | 282.6749 | 2.826749048737519e+002 | 2.8269e-06 |  | 2.826749048737519e+002 | 5.6469e-06 |  | 2.826749048737519e+002 | 4.8911e-06 |  | 282.8709 | 4.0127e-06 | 24.5049 | 4.0127e-06
2.828709081087775e+002 | 1.6373e-07 | 282.8709 | 2.828709081087775e+002 | 2.8269e-06 |  | 2.828709081087775e+002 | 5.6469e-06 |  | 2.828709081087775e+002 | 4.8911e-06 |  | 283.067 | 4.0127e-06 | 24.5073 | 4.0127e-06
2.830670472499890e+002 | 1.6372e-07 | 283.067 | 2.830670472499890e+002 | 2.8269e-06 |  | 2.830670472499890e+002 | 5.6469e-06 |  | 2.830670472499890e+002 | 4.8911e-06 |  | 283.2633 | 4.0127e-06 | 24.5097 | 4.0127e-06
2.832633223916218e+002 | 1.637e-07 | 283.2633 | 2.832633223916218e+002 | 2.8269e-06 |  | 2.832633223916218e+002 | 5.6469e-06 |  | 2.832633223916218e+002 | 4.8911e-06 |  | 283.4597 | 4.0127e-06 | 24.5121 | 4.0127e-06
2.834597336279771e+002 | 1.6369e-07 | 283.4597 | 2.834597336279771e+002 | 2.8269e-06 |  | 2.834597336279771e+002 | 5.6469e-06 |  | 2.834597336279771e+002 | 4.8911e-06 |  | 283.6563 | 4.0127e-06 | 24.5145 | 4.0127e-06
2.836562810534212e+002 | 1.6367e-07 | 283.6563 | 2.836562810534212e+002 | 2.8269e-06 |  | 2.836562810534212e+002 | 5.6469e-06 |  | 2.836562810534212e+002 | 4.8911e-06 |  | 283.853 | 4.0127e-06 | 24.5169 | 4.0127e-06
2.838529647623859e+002 | 1.6365e-07 | 283.853 | 2.838529647623859e+002 | 2.8269e-06 |  | 2.838529647623859e+002 | 5.6469e-06 |  | 2.838529647623859e+002 | 4.8911e-06 |  | 284.0498 | 4.0127e-06 | 24.5192 | 4.0127e-06
2.840497848493685e+002 | 1.6364e-07 | 284.0498 | 2.840497848493685e+002 | 2.8269e-06 |  | 2.840497848493685e+002 | 5.6469e-06 |  | 2.840497848493685e+002 | 4.8911e-06 |  | 284.2467 | 4.0126e-06 | 24.5216 | 4.0126e-06
2.842467414089318e+002 | 1.6362e-07 | 284.2467 | 2.842467414089318e+002 | 2.8269e-06 |  | 2.842467414089318e+002 | 5.6469e-06 |  | 2.842467414089318e+002 | 4.8911e-06 |  | 284.4438 | 4.0126e-06 | 24.524 | 4.0126e-06
2.844438345357041e+002 | 1.636e-07 | 284.4438 | 2.844438345357041e+002 | 2.8269e-06 |  | 2.844438345357041e+002 | 5.6469e-06 |  | 2.844438345357041e+002 | 4.8911e-06 |  | 284.6411 | 4.0126e-06 | 24.5264 | 4.0126e-06
2.846410643243796e+002 | 1.6359e-07 | 284.6411 | 2.846410643243796e+002 | 2.8269e-06 |  | 2.846410643243796e+002 | 5.6469e-06 |  | 2.846410643243796e+002 | 4.8911e-06 |  | 284.8384 | 4.0126e-06 | 24.5288 | 4.0126e-06
2.848384308697177e+002 | 1.6357e-07 | 284.8384 | 2.848384308697177e+002 | 2.8269e-06 |  | 2.848384308697177e+002 | 5.6469e-06 |  | 2.848384308697177e+002 | 4.8911e-06 |  | 285.0359 | 4.0126e-06 | 24.5311 | 4.0126e-06
2.850359342665439e+002 | 1.6356e-07 | 285.0359 | 2.850359342665439e+002 | 2.8269e-06 |  | 2.850359342665439e+002 | 5.6469e-06 |  | 2.850359342665439e+002 | 4.8911e-06 |  | 285.2336 | 4.0126e-06 | 24.5335 | 4.0126e-06
2.852335746097493e+002 | 1.6354e-07 | 285.2336 | 2.852335746097493e+002 | 2.8269e-06 |  | 2.852335746097493e+002 | 5.6469e-06 |  | 2.852335746097493e+002 | 4.8911e-06 |  | 285.4314 | 4.0126e-06 | 24.5359 | 4.0126e-06
2.854313519942907e+002 | 1.6352e-07 | 285.4314 | 2.854313519942907e+002 | 2.8269e-06 |  | 2.854313519942907e+002 | 5.6469e-06 |  | 2.854313519942907e+002 | 4.8911e-06 |  | 285.6293 | 4.0126e-06 | 24.5382 | 4.0126e-06
2.856292665151910e+002 | 1.6351e-07 | 285.6293 | 2.856292665151910e+002 | 2.8269e-06 |  | 2.856292665151910e+002 | 5.6469e-06 |  | 2.856292665151910e+002 | 4.8911e-06 |  | 285.8273 | 4.0126e-06 | 24.5406 | 4.0126e-06
2.858273182675387e+002 | 1.6349e-07 | 285.8273 | 2.858273182675387e+002 | 2.8269e-06 |  | 2.858273182675387e+002 | 5.6469e-06 |  | 2.858273182675387e+002 | 4.891e-06 |  | 286.0255 | 4.0126e-06 | 24.5429 | 4.0126e-06
2.860255073464885e+002 | 1.6348e-07 | 286.0255 | 2.860255073464885e+002 | 2.8269e-06 |  | 2.860255073464885e+002 | 5.6469e-06 |  | 2.860255073464885e+002 | 4.891e-06 |  | 286.2238 | 4.0126e-06 | 24.5453 | 4.0126e-06
2.862238338472608e+002 | 1.6346e-07 | 286.2238 | 2.862238338472608e+002 | 2.8269e-06 |  | 2.862238338472608e+002 | 5.6469e-06 |  | 2.862238338472608e+002 | 4.891e-06 |  | 286.4223 | 4.0125e-06 | 24.5476 | 4.0125e-06
2.864222978651422e+002 | 1.6344e-07 | 286.4223 | 2.864222978651422e+002 | 2.8269e-06 |  | 2.864222978651422e+002 | 5.6469e-06 |  | 2.864222978651422e+002 | 4.891e-06 |  | 286.6209 | 4.0125e-06 | 24.55 | 4.0125e-06
2.866208994954855e+002 | 1.6343e-07 | 286.6209 | 2.866208994954855e+002 | 2.8269e-06 |  | 2.866208994954855e+002 | 5.6469e-06 |  | 2.866208994954855e+002 | 4.891e-06 |  | 286.8196 | 4.0125e-06 | 24.5523 | 4.0125e-06
2.868196388337092e+002 | 1.6341e-07 | 286.8196 | 2.868196388337092e+002 | 2.8269e-06 |  | 2.868196388337092e+002 | 5.6469e-06 |  | 2.868196388337092e+002 | 4.891e-06 |  | 287.0185 | 4.0125e-06 | 24.5547 | 4.0125e-06
2.870185159752984e+002 | 1.634e-07 | 287.0185 | 2.870185159752984e+002 | 2.8269e-06 |  | 2.870185159752984e+002 | 5.6469e-06 |  | 2.870185159752984e+002 | 4.891e-06 |  | 287.2175 | 4.0125e-06 | 24.557 | 4.0125e-06
2.872175310158042e+002 | 1.6338e-07 | 287.2175 | 2.872175310158042e+002 | 2.8269e-06 |  | 2.872175310158042e+002 | 5.6469e-06 |  | 2.872175310158042e+002 | 4.891e-06 |  | 287.4167 | 4.0125e-06 | 24.5594 | 4.0125e-06
2.874166840508439e+002 | 1.6336e-07 | 287.4167 | 2.874166840508439e+002 | 2.8269e-06 |  | 2.874166840508439e+002 | 5.6469e-06 |  | 2.874166840508439e+002 | 4.891e-06 |  | 287.616 | 4.0125e-06 | 24.5617 | 4.0125e-06
2.876159751761012e+002 | 1.6335e-07 | 287.616 | 2.876159751761012e+002 | 2.8269e-06 |  | 2.876159751761012e+002 | 5.6469e-06 |  | 2.876159751761012e+002 | 4.891e-06 |  | 287.8154 | 4.0125e-06 | 24.564 | 4.0125e-06
2.878154044873263e+002 | 1.6333e-07 | 287.8154 | 2.878154044873263e+002 | 2.8269e-06 |  | 2.878154044873263e+002 | 5.6469e-06 |  | 2.878154044873263e+002 | 4.891e-06 |  | 288.015 | 4.0125e-06 | 24.5664 | 4.0125e-06
2.880149720803354e+002 | 1.6332e-07 | 288.015 | 2.880149720803354e+002 | 2.8269e-06 |  | 2.880149720803354e+002 | 5.6469e-06 |  | 2.880149720803354e+002 | 4.891e-06 |  | 288.2147 | 4.0125e-06 | 24.5687 | 4.0125e-06
2.882146780510114e+002 | 1.633e-07 | 288.2147 | 2.882146780510114e+002 | 2.8269e-06 |  | 2.882146780510114e+002 | 5.6469e-06 |  | 2.882146780510114e+002 | 4.891e-06 |  | 288.4145 | 4.0125e-06 | 24.571 | 4.0125e-06
2.884145224953037e+002 | 1.6328e-07 | 288.4145 | 2.884145224953037e+002 | 2.8269e-06 |  | 2.884145224953037e+002 | 5.6469e-06 |  | 2.884145224953037e+002 | 4.891e-06 |  | 288.6145 | 4.0125e-06 | 24.5733 | 4.0125e-06
2.886145055092281e+002 | 1.6327e-07 | 288.6145 | 2.886145055092281e+002 | 2.8269e-06 |  | 2.886145055092281e+002 | 5.6469e-06 |  | 2.886145055092281e+002 | 4.891e-06 |  | 288.8146 | 4.0124e-06 | 24.5756 | 4.0124e-06
2.888146271888671e+002 | 1.6325e-07 | 288.8146 | 2.888146271888671e+002 | 2.8269e-06 |  | 2.888146271888671e+002 | 5.6469e-06 |  | 2.888146271888671e+002 | 4.891e-06 |  | 289.0149 | 4.0124e-06 | 24.5779 | 4.0124e-06
2.890148876303697e+002 | 1.6324e-07 | 289.0149 | 2.890148876303697e+002 | 2.8269e-06 |  | 2.890148876303697e+002 | 5.6469e-06 |  | 2.890148876303697e+002 | 4.891e-06 |  | 289.2153 | 4.0124e-06 | 24.5803 | 4.0124e-06
2.892152869299518e+002 | 1.6322e-07 | 289.2153 | 2.892152869299518e+002 | 2.8269e-06 |  | 2.892152869299518e+002 | 5.6469e-06 |  | 2.892152869299518e+002 | 4.891e-06 |  | 289.4158 | 4.0124e-06 | 24.5826 | 4.0124e-06
2.894158251838957e+002 | 1.6321e-07 | 289.4158 | 2.894158251838957e+002 | 2.8269e-06 |  | 2.894158251838957e+002 | 5.6469e-06 |  | 2.894158251838957e+002 | 4.891e-06 |  | 289.6165 | 4.0124e-06 | 24.5849 | 4.0124e-06
2.896165024885506e+002 | 1.6319e-07 | 289.6165 | 2.896165024885506e+002 | 2.8269e-06 |  | 2.896165024885506e+002 | 5.6469e-06 |  | 2.896165024885506e+002 | 4.891e-06 |  | 289.8173 | 4.0124e-06 | 24.5872 | 4.0124e-06
2.898173189403327e+002 | 1.6318e-07 | 289.8173 | 2.898173189403327e+002 | 2.8269e-06 |  | 2.898173189403327e+002 | 5.6469e-06 |  | 2.898173189403327e+002 | 4.891e-06 |  | 290.0183 | 4.0124e-06 | 24.5895 | 4.0124e-06
2.900182746357246e+002 | 1.6316e-07 | 290.0183 | 2.900182746357246e+002 | 2.8269e-06 |  | 2.900182746357246e+002 | 5.6469e-06 |  | 2.900182746357246e+002 | 4.891e-06 |  | 290.2194 | 4.0124e-06 | 24.5918 | 4.0124e-06
2.902193696712763e+002 | 1.6314e-07 | 290.2194 | 2.902193696712763e+002 | 2.8269e-06 |  | 2.902193696712763e+002 | 5.6469e-06 |  | 2.902193696712763e+002 | 4.891e-06 |  | 290.4206 | 4.0124e-06 | 24.5941 | 4.0124e-06
2.904206041436044e+002 | 1.6313e-07 | 290.4206 | 2.904206041436044e+002 | 2.8269e-06 |  | 2.904206041436044e+002 | 5.6469e-06 |  | 2.904206041436044e+002 | 4.891e-06 |  | 290.622 | 4.0124e-06 | 24.5964 | 4.0124e-06
2.906219781493927e+002 | 1.6311e-07 | 290.622 | 2.906219781493927e+002 | 2.8269e-06 |  | 2.906219781493927e+002 | 5.6469e-06 |  | 2.906219781493927e+002 | 4.891e-06 |  | 290.8235 | 4.0124e-06 | 24.5987 | 4.0124e-06
2.908234917853919e+002 | 1.631e-07 | 290.8235 | 2.908234917853919e+002 | 2.8269e-06 |  | 2.908234917853919e+002 | 5.6469e-06 |  | 2.908234917853919e+002 | 4.891e-06 |  | 291.0251 | 4.0123e-06 | 24.601 | 4.0124e-06
2.910251451484198e+002 | 1.6308e-07 | 291.0251 | 2.910251451484198e+002 | 2.8269e-06 |  | 2.910251451484198e+002 | 5.6469e-06 |  | 2.910251451484198e+002 | 4.891e-06 |  | 291.2269 | 4.0123e-06 | 24.6032 | 4.0123e-06
2.912269383353614e+002 | 1.6307e-07 | 291.2269 | 2.912269383353614e+002 | 2.8269e-06 |  | 2.912269383353614e+002 | 5.6469e-06 |  | 2.912269383353614e+002 | 4.891e-06 |  | 291.4289 | 4.0123e-06 | 24.6055 | 4.0123e-06
2.914288714431689e+002 | 1.6305e-07 | 291.4289 | 2.914288714431689e+002 | 2.8269e-06 |  | 2.914288714431689e+002 | 5.6469e-06 |  | 2.914288714431689e+002 | 4.891e-06 |  | 291.6309 | 4.0123e-06 | 24.6078 | 4.0123e-06
2.916309445688616e+002 | 1.6304e-07 | 291.6309 | 2.916309445688616e+002 | 2.8269e-06 |  | 2.916309445688616e+002 | 5.6469e-06 |  | 2.916309445688616e+002 | 4.891e-06 |  | 291.8332 | 4.0123e-06 | 24.6101 | 4.0123e-06
2.918331578095262e+002 | 1.6302e-07 | 291.8332 | 2.918331578095262e+002 | 2.8269e-06 |  | 2.918331578095262e+002 | 5.6469e-06 |  | 2.918331578095262e+002 | 4.891e-06 |  | 292.0355 | 4.0123e-06 | 24.6124 | 4.0123e-06
2.920355112623166e+002 | 1.63e-07 | 292.0355 | 2.920355112623166e+002 | 2.8269e-06 |  | 2.920355112623166e+002 | 5.6469e-06 |  | 2.920355112623166e+002 | 4.891e-06 |  | 292.238 | 4.0123e-06 | 24.6146 | 4.0123e-06
2.922380050244543e+002 | 1.6299e-07 | 292.238 | 2.922380050244543e+002 | 2.8269e-06 |  | 2.922380050244543e+002 | 5.6469e-06 |  | 2.922380050244543e+002 | 4.891e-06 |  | 292.4406 | 4.0123e-06 | 24.6169 | 4.0123e-06
2.924406391932278e+002 | 1.6297e-07 | 292.4406 | 2.924406391932278e+002 | 2.8269e-06 |  | 2.924406391932278e+002 | 5.6469e-06 |  | 2.924406391932278e+002 | 4.891e-06 |  | 292.6434 | 4.0123e-06 | 24.6192 | 4.0123e-06
2.926434138659934e+002 | 1.6296e-07 | 292.6434 | 2.926434138659934e+002 | 2.8269e-06 |  | 2.926434138659934e+002 | 5.6469e-06 |  | 2.926434138659934e+002 | 4.891e-06 |  | 292.8463 | 4.0123e-06 | 24.6214 | 4.0123e-06
2.928463291401749e+002 | 1.6294e-07 | 292.8463 | 2.928463291401749e+002 | 2.8269e-06 |  | 2.928463291401749e+002 | 5.6469e-06 |  | 2.928463291401749e+002 | 4.891e-06 |  | 293.0494 | 4.0123e-06 | 24.6237 | 4.0123e-06
2.930493851132634e+002 | 1.6293e-07 | 293.0494 | 2.930493851132634e+002 | 2.8269e-06 |  | 2.930493851132634e+002 | 5.6469e-06 |  | 2.930493851132634e+002 | 4.891e-06 |  | 293.2526 | 4.0123e-06 | 24.6259 | 4.0123e-06
2.932525818828179e+002 | 1.6291e-07 | 293.2526 | 2.932525818828179e+002 | 2.8269e-06 |  | 2.932525818828179e+002 | 5.6469e-06 |  | 2.932525818828179e+002 | 4.891e-06 |  | 293.4559 | 4.0122e-06 | 24.6282 | 4.0122e-06
2.934559195464649e+002 | 1.629e-07 | 293.4559 | 2.934559195464649e+002 | 2.8269e-06 |  | 2.934559195464649e+002 | 5.6469e-06 |  | 2.934559195464649e+002 | 4.891e-06 |  | 293.6594 | 4.0122e-06 | 24.6305 | 4.0122e-06
2.936593982018985e+002 | 1.6288e-07 | 293.6594 | 2.936593982018985e+002 | 2.8269e-06 |  | 2.936593982018985e+002 | 5.6469e-06 |  | 2.936593982018985e+002 | 4.891e-06 |  | 293.863 | 4.0122e-06 | 24.6327 | 4.0122e-06
2.938630179468806e+002 | 1.6287e-07 | 293.863 | 2.938630179468806e+002 | 2.8269e-06 |  | 2.938630179468806e+002 | 5.6469e-06 |  | 2.938630179468806e+002 | 4.891e-06 |  | 294.0668 | 4.0122e-06 | 24.635 | 4.0122e-06
2.940667788792411e+002 | 1.6285e-07 | 294.0668 | 2.940667788792411e+002 | 2.8268e-06 |  | 2.940667788792411e+002 | 5.6469e-06 |  | 2.940667788792411e+002 | 4.891e-06 |  | 294.2707 | 4.0122e-06 | 24.6372 | 4.0122e-06
2.942706810968775e+002 | 1.6284e-07 | 294.2707 | 2.942706810968775e+002 | 2.8268e-06 |  | 2.942706810968775e+002 | 5.6469e-06 |  | 2.942706810968775e+002 | 4.891e-06 |  | 294.4747 | 4.0122e-06 | 24.6395 | 4.0122e-06
2.944747246977551e+002 | 1.6282e-07 | 294.4747 | 2.944747246977551e+002 | 2.8268e-06 |  | 2.944747246977551e+002 | 5.6469e-06 |  | 2.944747246977551e+002 | 4.891e-06 |  | 294.6789 | 4.0122e-06 | 24.6417 | 4.0122e-06
2.946789097799074e+002 | 1.6281e-07 | 294.6789 | 2.946789097799074e+002 | 2.8268e-06 |  | 2.946789097799074e+002 | 5.6469e-06 |  | 2.946789097799074e+002 | 4.891e-06 |  | 294.8832 | 4.0122e-06 | 24.6439 | 4.0122e-06
2.948832364414357e+002 | 1.6279e-07 | 294.8832 | 2.948832364414357e+002 | 2.8268e-06 |  | 2.948832364414357e+002 | 5.6469e-06 |  | 2.948832364414357e+002 | 4.891e-06 |  | 295.0877 | 4.0122e-06 | 24.6462 | 4.0122e-06
2.950877047805094e+002 | 1.6278e-07 | 295.0877 | 2.950877047805094e+002 | 2.8268e-06 |  | 2.950877047805094e+002 | 5.6469e-06 |  | 2.950877047805094e+002 | 4.891e-06 |  | 295.2923 | 4.0122e-06 | 24.6484 | 4.0122e-06
2.952923148953659e+002 | 1.6276e-07 | 295.2923 | 2.952923148953659e+002 | 2.8268e-06 |  | 2.952923148953659e+002 | 5.6469e-06 |  | 2.952923148953659e+002 | 4.891e-06 |  | 295.4971 | 4.0122e-06 | 24.6506 | 4.0122e-06
2.954970668843108e+002 | 1.6275e-07 | 295.4971 | 2.954970668843108e+002 | 2.8268e-06 |  | 2.954970668843108e+002 | 5.6469e-06 |  | 2.954970668843108e+002 | 4.891e-06 |  | 295.702 | 4.0122e-06 | 24.6529 | 4.0122e-06
2.957019608457177e+002 | 1.6273e-07 | 295.702 | 2.957019608457177e+002 | 2.8268e-06 |  | 2.957019608457177e+002 | 5.6469e-06 |  | 2.957019608457177e+002 | 4.891e-06 |  | 295.907 | 4.0121e-06 | 24.6551 | 4.0121e-06
2.959069968780286e+002 | 1.6272e-07 | 295.907 | 2.959069968780286e+002 | 2.8268e-06 |  | 2.959069968780286e+002 | 5.6469e-06 |  | 2.959069968780286e+002 | 4.891e-06 |  | 296.1122 | 4.0121e-06 | 24.6573 | 4.0121e-06
2.961121750797537e+002 | 1.627e-07 | 296.1122 | 2.961121750797537e+002 | 2.8268e-06 |  | 2.961121750797537e+002 | 5.6469e-06 |  | 2.961121750797537e+002 | 4.891e-06 |  | 296.3175 | 4.0121e-06 | 24.6595 | 4.0121e-06
2.963174955494715e+002 | 1.6269e-07 | 296.3175 | 2.963174955494715e+002 | 2.8268e-06 |  | 2.963174955494715e+002 | 5.6468e-06 |  | 2.963174955494715e+002 | 4.891e-06 |  | 296.523 | 4.0121e-06 | 24.6617 | 4.0121e-06
2.965229583858288e+002 | 1.6267e-07 | 296.523 | 2.965229583858288e+002 | 2.8268e-06 |  | 2.965229583858288e+002 | 5.6468e-06 |  | 2.965229583858288e+002 | 4.891e-06 |  | 296.7286 | 4.0121e-06 | 24.664 | 4.0121e-06
2.967285636875409e+002 | 1.6266e-07 | 296.7286 | 2.967285636875409e+002 | 2.8268e-06 |  | 2.967285636875409e+002 | 5.6468e-06 |  | 2.967285636875409e+002 | 4.891e-06 |  | 296.9343 | 4.0121e-06 | 24.6662 | 4.0121e-06
2.969343115533914e+002 | 1.6264e-07 | 296.9343 | 2.969343115533914e+002 | 2.8268e-06 |  | 2.969343115533914e+002 | 5.6468e-06 |  | 2.969343115533914e+002 | 4.891e-06 |  | 297.1402 | 4.0121e-06 | 24.6684 | 4.0121e-06
2.971402020822325e+002 | 1.6263e-07 | 297.1402 | 2.971402020822325e+002 | 2.8268e-06 |  | 2.971402020822325e+002 | 5.6468e-06 |  | 2.971402020822325e+002 | 4.891e-06 |  | 297.3462 | 4.0121e-06 | 24.6706 | 4.0121e-06
2.973462353729850e+002 | 1.6261e-07 | 297.3462 | 2.973462353729850e+002 | 2.8268e-06 |  | 2.973462353729850e+002 | 5.6468e-06 |  | 2.973462353729850e+002 | 4.891e-06 |  | 297.5524 | 4.0121e-06 | 24.6728 | 4.0121e-06
2.975524115246382e+002 | 1.626e-07 | 297.5524 | 2.975524115246382e+002 | 2.8268e-06 |  | 2.975524115246382e+002 | 5.6468e-06 |  | 2.975524115246382e+002 | 4.891e-06 |  | 297.7587 | 4.0121e-06 | 24.675 | 4.0121e-06
2.977587306362500e+002 | 1.6258e-07 | 297.7587 | 2.977587306362500e+002 | 2.8268e-06 |  | 2.977587306362500e+002 | 5.6468e-06 |  | 2.977587306362500e+002 | 4.891e-06 |  | 297.9652 | 4.0121e-06 | 24.6772 | 4.0121e-06
2.979651928069471e+002 | 1.6257e-07 | 297.9652 | 2.979651928069471e+002 | 2.8268e-06 |  | 2.979651928069471e+002 | 5.6468e-06 |  | 2.979651928069471e+002 | 4.891e-06 |  | 298.1718 | 4.0121e-06 | 24.6794 | 4.0121e-06
2.981717981359249e+002 | 1.6255e-07 | 298.1718 | 2.981717981359249e+002 | 2.8268e-06 |  | 2.981717981359249e+002 | 5.6468e-06 |  | 2.981717981359249e+002 | 4.891e-06 |  | 298.3785 | 4.012e-06 | 24.6816 | 4.012e-06
2.983785467224474e+002 | 1.6254e-07 | 298.3785 | 2.983785467224474e+002 | 2.8268e-06 |  | 2.983785467224474e+002 | 5.6468e-06 |  | 2.983785467224474e+002 | 4.891e-06 |  | 298.5854 | 4.012e-06 | 24.6838 | 4.012e-06
2.985854386658478e+002 | 1.6252e-07 | 298.5854 | 2.985854386658478e+002 | 2.8268e-06 |  | 2.985854386658478e+002 | 5.6468e-06 |  | 2.985854386658478e+002 | 4.891e-06 |  | 298.7925 | 4.012e-06 | 24.6859 | 4.012e-06
2.987924740655279e+002 | 1.6251e-07 | 298.7925 | 2.987924740655279e+002 | 2.8268e-06 |  | 2.987924740655279e+002 | 5.6468e-06 |  | 2.987924740655279e+002 | 4.891e-06 |  | 298.9997 | 4.012e-06 | 24.6881 | 4.012e-06
2.989996530209583e+002 | 1.6249e-07 | 298.9997 | 2.989996530209583e+002 | 2.8268e-06 |  | 2.989996530209583e+002 | 5.6468e-06 |  | 2.989996530209583e+002 | 4.8909e-06 |  | 299.207 | 4.012e-06 | 24.6903 | 4.012e-06
2.992069756316790e+002 | 1.6248e-07 | 299.207 | 2.992069756316790e+002 | 2.8268e-06 |  | 2.992069756316790e+002 | 5.6468e-06 |  | 2.992069756316790e+002 | 4.8909e-06 |  | 299.4144 | 4.012e-06 | 24.6925 | 4.012e-06
2.994144419972987e+002 | 1.6246e-07 | 299.4144 | 2.994144419972987e+002 | 2.8268e-06 |  | 2.994144419972987e+002 | 5.6468e-06 |  | 2.994144419972987e+002 | 4.8909e-06 |  | 299.6221 | 4.012e-06 | 24.6947 | 4.012e-06
2.996220522174952e+002 | 1.6245e-07 | 299.6221 | 2.996220522174952e+002 | 2.8268e-06 |  | 2.996220522174952e+002 | 5.6468e-06 |  | 2.996220522174952e+002 | 4.8909e-06 |  | 299.8298 | 4.012e-06 | 24.6969 | 4.012e-06
2.998298063920155e+002 | 1.6243e-07 | 299.8298 | 2.998298063920155e+002 | 2.8268e-06 |  | 2.998298063920155e+002 | 5.6468e-06 |  | 2.998298063920155e+002 | 4.8909e-06 |  | 300.0377 | 4.012e-06 | 24.699 | 4.012e-06
3.000377046206757e+002 | 1.6242e-07 | 300.0377 | 3.000377046206757e+002 | 2.8268e-06 |  | 3.000377046206757e+002 | 5.6468e-06 |  | 3.000377046206757e+002 | 4.8909e-06 |  | 300.2457 | 4.012e-06 | 24.7012 | 4.012e-06
3.002457470033612e+002 | 1.6241e-07 | 300.2457 | 3.002457470033612e+002 | 2.8268e-06 |  | 3.002457470033612e+002 | 5.6468e-06 |  | 3.002457470033612e+002 | 4.8909e-06 |  | 300.4539 | 4.012e-06 | 24.7034 | 4.012e-06
3.004539336400264e+002 | 1.6239e-07 | 300.4539 | 3.004539336400264e+002 | 2.8268e-06 |  | 3.004539336400264e+002 | 5.6468e-06 |  | 3.004539336400264e+002 | 4.8909e-06 |  | 300.6623 | 4.012e-06 | 24.7055 | 4.012e-06
3.006622646306955e+002 | 1.6238e-07 | 300.6623 | 3.006622646306955e+002 | 2.8268e-06 |  | 3.006622646306955e+002 | 5.6468e-06 |  | 3.006622646306955e+002 | 4.8909e-06 |  | 300.8707 | 4.0119e-06 | 24.7077 | 4.0119e-06
3.008707400754615e+002 | 1.6236e-07 | 300.8707 | 3.008707400754615e+002 | 2.8268e-06 |  | 3.008707400754615e+002 | 5.6468e-06 |  | 3.008707400754615e+002 | 4.8909e-06 |  | 301.0794 | 4.0119e-06 | 24.7098 | 4.0119e-06
3.010793600744872e+002 | 1.6235e-07 | 301.0794 | 3.010793600744872e+002 | 2.8268e-06 |  | 3.010793600744872e+002 | 5.6468e-06 |  | 3.010793600744872e+002 | 4.8909e-06 |  | 301.2881 | 4.0119e-06 | 24.712 | 4.0119e-06
3.012881247280046e+002 | 1.6233e-07 | 301.2881 | 3.012881247280046e+002 | 2.8268e-06 |  | 3.012881247280046e+002 | 5.6468e-06 |  | 3.012881247280046e+002 | 4.8909e-06 |  | 301.497 | 4.0119e-06 | 24.7142 | 4.0119e-06
3.014970341363155e+002 | 1.6232e-07 | 301.497 | 3.014970341363155e+002 | 2.8268e-06 |  | 3.014970341363155e+002 | 5.6468e-06 |  | 3.014970341363155e+002 | 4.8909e-06 |  | 301.7061 | 4.0119e-06 | 24.7163 | 4.0119e-06
3.017060883997908e+002 | 1.623e-07 | 301.7061 | 3.017060883997908e+002 | 2.8268e-06 |  | 3.017060883997908e+002 | 5.6468e-06 |  | 3.017060883997908e+002 | 4.8909e-06 |  | 301.9153 | 4.0119e-06 | 24.7185 | 4.0119e-06
3.019152876188715e+002 | 1.6229e-07 | 301.9153 | 3.019152876188715e+002 | 2.8268e-06 |  | 3.019152876188715e+002 | 5.6468e-06 |  | 3.019152876188715e+002 | 4.8909e-06 |  | 302.1246 | 4.0119e-06 | 24.7206 | 4.0119e-06
3.021246318940678e+002 | 1.6228e-07 | 302.1246 | 3.021246318940678e+002 | 2.8268e-06 |  | 3.021246318940678e+002 | 5.6468e-06 |  | 3.021246318940678e+002 | 4.8909e-06 |  | 302.3341 | 4.0119e-06 | 24.7228 | 4.0119e-06
3.023341213259599e+002 | 1.6226e-07 | 302.3341 | 3.023341213259599e+002 | 2.8268e-06 |  | 3.023341213259599e+002 | 5.6468e-06 |  | 3.023341213259599e+002 | 4.8909e-06 |  | 302.5438 | 4.0119e-06 | 24.7249 | 4.0119e-06
3.025437560151977e+002 | 1.6225e-07 | 302.5438 | 3.025437560151977e+002 | 2.8268e-06 |  | 3.025437560151977e+002 | 5.6468e-06 |  | 3.025437560151977e+002 | 4.8909e-06 |  | 302.7535 | 4.0119e-06 | 24.7271 | 4.0119e-06
3.027535360625007e+002 | 1.6223e-07 | 302.7535 | 3.027535360625007e+002 | 2.8268e-06 |  | 3.027535360625007e+002 | 5.6468e-06 |  | 3.027535360625007e+002 | 4.8909e-06 |  | 302.9635 | 4.0119e-06 | 24.7292 | 4.0119e-06
3.029634615686584e+002 | 1.6222e-07 | 302.9635 | 3.029634615686584e+002 | 2.8268e-06 |  | 3.029634615686584e+002 | 5.6468e-06 |  | 3.029634615686584e+002 | 4.8909e-06 |  | 303.1735 | 4.0119e-06 | 24.7313 | 4.0119e-06
3.031735326345302e+002 | 1.622e-07 | 303.1735 | 3.031735326345302e+002 | 2.8268e-06 |  | 3.031735326345302e+002 | 5.6468e-06 |  | 3.031735326345302e+002 | 4.8909e-06 |  | 303.3837 | 4.0118e-06 | 24.7335 | 4.0118e-06
3.033837493610452e+002 | 1.6219e-07 | 303.3837 | 3.033837493610452e+002 | 2.8268e-06 |  | 3.033837493610452e+002 | 5.6468e-06 |  | 3.033837493610452e+002 | 4.8909e-06 |  | 303.5941 | 4.0118e-06 | 24.7356 | 4.0118e-06
3.035941118492028e+002 | 1.6217e-07 | 303.5941 | 3.035941118492028e+002 | 2.8268e-06 |  | 3.035941118492028e+002 | 5.6468e-06 |  | 3.035941118492028e+002 | 4.8909e-06 |  | 303.8046 | 4.0118e-06 | 24.7377 | 4.0118e-06
3.038046202000724e+002 | 1.6216e-07 | 303.8046 | 3.038046202000724e+002 | 2.8268e-06 |  | 3.038046202000724e+002 | 5.6468e-06 |  | 3.038046202000724e+002 | 4.8909e-06 |  | 304.0153 | 4.0118e-06 | 24.7398 | 4.0118e-06
3.040152745147932e+002 | 1.6215e-07 | 304.0153 | 3.040152745147932e+002 | 2.8268e-06 |  | 3.040152745147932e+002 | 5.6468e-06 |  | 3.040152745147932e+002 | 4.8909e-06 |  | 304.2261 | 4.0118e-06 | 24.7419 | 4.0118e-06
3.042260748945748e+002 | 1.6213e-07 | 304.2261 | 3.042260748945748e+002 | 2.8268e-06 |  | 3.042260748945748e+002 | 5.6468e-06 |  | 3.042260748945748e+002 | 4.8909e-06 |  | 304.437 | 4.0118e-06 | 24.7441 | 4.0118e-06
3.044370214406968e+002 | 1.6212e-07 | 304.437 | 3.044370214406968e+002 | 2.8268e-06 |  | 3.044370214406968e+002 | 5.6468e-06 |  | 3.044370214406968e+002 | 4.8909e-06 |  | 304.6481 | 4.0118e-06 | 24.7462 | 4.0118e-06
3.046481142545092e+002 | 1.621e-07 | 304.6481 | 3.046481142545092e+002 | 2.8268e-06 |  | 3.046481142545092e+002 | 5.6468e-06 |  | 3.046481142545092e+002 | 4.8909e-06 |  | 304.8594 | 4.0118e-06 | 24.7483 | 4.0118e-06
3.048593534374321e+002 | 1.6209e-07 | 304.8594 | 3.048593534374321e+002 | 2.8268e-06 |  | 3.048593534374321e+002 | 5.6468e-06 |  | 3.048593534374321e+002 | 4.8909e-06 |  | 305.0707 | 4.0118e-06 | 24.7504 | 4.0118e-06
3.050707390909560e+002 | 1.6208e-07 | 305.0707 | 3.050707390909560e+002 | 2.8268e-06 |  | 3.050707390909560e+002 | 5.6468e-06 |  | 3.050707390909560e+002 | 4.8909e-06 |  | 305.2823 | 4.0118e-06 | 24.7525 | 4.0118e-06
3.052822713166419e+002 | 1.6206e-07 | 305.2823 | 3.052822713166419e+002 | 2.8268e-06 |  | 3.052822713166419e+002 | 5.6468e-06 |  | 3.052822713166419e+002 | 4.8909e-06 |  | 305.494 | 4.0118e-06 | 24.7546 | 4.0118e-06
3.054939502161210e+002 | 1.6205e-07 | 305.494 | 3.054939502161210e+002 | 2.8268e-06 |  | 3.054939502161210e+002 | 5.6468e-06 |  | 3.054939502161210e+002 | 4.8909e-06 |  | 305.7058 | 4.0118e-06 | 24.7567 | 4.0118e-06
3.057057758910951e+002 | 1.6203e-07 | 305.7058 | 3.057057758910951e+002 | 2.8268e-06 |  | 3.057057758910951e+002 | 5.6468e-06 |  | 3.057057758910951e+002 | 4.8909e-06 |  | 305.9177 | 4.0118e-06 | 24.7588 | 4.0118e-06
3.059177484433365e+002 | 1.6202e-07 | 305.9177 | 3.059177484433365e+002 | 2.8268e-06 |  | 3.059177484433365e+002 | 5.6467e-06 |  | 3.059177484433365e+002 | 4.8909e-06 |  | 306.1299 | 4.0117e-06 | 24.761 | 4.0117e-06
3.061298679746880e+002 | 1.62e-07 | 306.1299 | 3.061298679746880e+002 | 2.8268e-06 |  | 3.061298679746880e+002 | 5.6467e-06 |  | 3.061298679746880e+002 | 4.8909e-06 |  | 306.3421 | 4.0117e-06 | 24.763 | 4.0117e-06
3.063421345870631e+002 | 1.6199e-07 | 306.3421 | 3.063421345870631e+002 | 2.8267e-06 |  | 3.063421345870631e+002 | 5.6467e-06 |  | 3.063421345870631e+002 | 4.8909e-06 |  | 306.5545 | 4.0117e-06 | 24.7651 | 4.0117e-06
3.065545483824459e+002 | 1.6198e-07 | 306.5545 | 3.065545483824459e+002 | 2.8267e-06 |  | 3.065545483824459e+002 | 5.6467e-06 |  | 3.065545483824459e+002 | 4.8909e-06 |  | 306.7671 | 4.0117e-06 | 24.7672 | 4.0117e-06
3.067671094628914e+002 | 1.6196e-07 | 306.7671 | 3.067671094628914e+002 | 2.8267e-06 |  | 3.067671094628914e+002 | 5.6467e-06 |  | 3.067671094628914e+002 | 4.8909e-06 |  | 306.9798 | 4.0117e-06 | 24.7693 | 4.0117e-06
3.069798179305250e+002 | 1.6195e-07 | 306.9798 | 3.069798179305250e+002 | 2.8267e-06 |  | 3.069798179305250e+002 | 5.6467e-06 |  | 3.069798179305250e+002 | 4.8909e-06 |  | 307.1927 | 4.0117e-06 | 24.7714 | 4.0117e-06
3.071926738875433e+002 | 1.6193e-07 | 307.1927 | 3.071926738875433e+002 | 2.8267e-06 |  | 3.071926738875433e+002 | 5.6467e-06 |  | 3.071926738875433e+002 | 4.8909e-06 |  | 307.4057 | 4.0117e-06 | 24.7735 | 4.0117e-06
3.074056774362136e+002 | 1.6192e-07 | 307.4057 | 3.074056774362136e+002 | 2.8267e-06 |  | 3.074056774362136e+002 | 5.6467e-06 |  | 3.074056774362136e+002 | 4.8909e-06 |  | 307.6188 | 4.0117e-06 | 24.7756 | 4.0117e-06
3.076188286788740e+002 | 1.6191e-07 | 307.6188 | 3.076188286788740e+002 | 2.8267e-06 |  | 3.076188286788740e+002 | 5.6467e-06 |  | 3.076188286788740e+002 | 4.8909e-06 |  | 307.8321 | 4.0117e-06 | 24.7776 | 4.0117e-06
3.078321277179336e+002 | 1.6189e-07 | 307.8321 | 3.078321277179336e+002 | 2.8267e-06 |  | 3.078321277179336e+002 | 5.6467e-06 |  | 3.078321277179336e+002 | 4.8909e-06 |  | 308.0456 | 4.0117e-06 | 24.7797 | 4.0117e-06
3.080455746558728e+002 | 1.6188e-07 | 308.0456 | 3.080455746558728e+002 | 2.8267e-06 |  | 3.080455746558728e+002 | 5.6467e-06 |  | 3.080455746558728e+002 | 4.8909e-06 |  | 308.2592 | 4.0117e-06 | 24.7818 | 4.0117e-06
3.082591695952426e+002 | 1.6187e-07 | 308.2592 | 3.082591695952426e+002 | 2.8267e-06 |  | 3.082591695952426e+002 | 5.6467e-06 |  | 3.082591695952426e+002 | 4.8909e-06 |  | 308.4729 | 4.0117e-06 | 24.7839 | 4.0117e-06
3.084729126386654e+002 | 1.6185e-07 | 308.4729 | 3.084729126386654e+002 | 2.8267e-06 |  | 3.084729126386654e+002 | 5.6467e-06 |  | 3.084729126386654e+002 | 4.8908e-06 |  | 308.6868 | 4.0116e-06 | 24.7859 | 4.0116e-06
3.086868038888349e+002 | 1.6184e-07 | 308.6868 | 3.086868038888349e+002 | 2.8267e-06 |  | 3.086868038888349e+002 | 5.6467e-06 |  | 3.086868038888349e+002 | 4.8908e-06 |  | 308.9008 | 4.0116e-06 | 24.788 | 4.0116e-06
3.089008434485155e+002 | 1.6182e-07 | 308.9008 | 3.089008434485155e+002 | 2.8267e-06 |  | 3.089008434485155e+002 | 5.6467e-06 |  | 3.089008434485155e+002 | 4.8908e-06 |  | 309.115 | 4.0116e-06 | 24.7901 | 4.0116e-06
3.091150314205432e+002 | 1.6181e-07 | 309.115 | 3.091150314205432e+002 | 2.8267e-06 |  | 3.091150314205432e+002 | 5.6467e-06 |  | 3.091150314205432e+002 | 4.8908e-06 |  | 309.3294 | 4.0116e-06 | 24.7921 | 4.0116e-06
3.093293679078254e+002 | 1.618e-07 | 309.3294 | 3.093293679078254e+002 | 2.8267e-06 |  | 3.093293679078254e+002 | 5.6467e-06 |  | 3.093293679078254e+002 | 4.8908e-06 |  | 309.5439 | 4.0116e-06 | 24.7942 | 4.0116e-06
3.095438530133407e+002 | 1.6178e-07 | 309.5439 | 3.095438530133407e+002 | 2.8267e-06 |  | 3.095438530133407e+002 | 5.6467e-06 |  | 3.095438530133407e+002 | 4.8908e-06 |  | 309.7585 | 4.0116e-06 | 24.7962 | 4.0116e-06
3.097584868401391e+002 | 1.6177e-07 | 309.7585 | 3.097584868401391e+002 | 2.8267e-06 |  | 3.097584868401391e+002 | 5.6467e-06 |  | 3.097584868401391e+002 | 4.8908e-06 |  | 309.9733 | 4.0116e-06 | 24.7983 | 4.0116e-06
3.099732694913420e+002 | 1.6176e-07 | 309.9733 | 3.099732694913420e+002 | 2.8267e-06 |  | 3.099732694913420e+002 | 5.6467e-06 |  | 3.099732694913420e+002 | 4.8908e-06 |  | 310.1882 | 4.0116e-06 | 24.8004 | 4.0116e-06
3.101882010701424e+002 | 1.6174e-07 | 310.1882 | 3.101882010701424e+002 | 2.8267e-06 |  | 3.101882010701424e+002 | 5.6467e-06 |  | 3.101882010701424e+002 | 4.8908e-06 |  | 310.4033 | 4.0116e-06 | 24.8024 | 4.0116e-06
3.104032816798049e+002 | 1.6173e-07 | 310.4033 | 3.104032816798049e+002 | 2.8267e-06 |  | 3.104032816798049e+002 | 5.6467e-06 |  | 3.104032816798049e+002 | 4.8908e-06 |  | 310.6185 | 4.0116e-06 | 24.8045 | 4.0116e-06
3.106185114236656e+002 | 1.6171e-07 | 310.6185 | 3.106185114236656e+002 | 2.8267e-06 |  | 3.106185114236656e+002 | 5.6467e-06 |  | 3.106185114236656e+002 | 4.8908e-06 |  | 310.8339 | 4.0116e-06 | 24.8065 | 4.0116e-06
3.108338904051322e+002 | 1.617e-07 | 310.8339 | 3.108338904051322e+002 | 2.8267e-06 |  | 3.108338904051322e+002 | 5.6467e-06 |  | 3.108338904051322e+002 | 4.8908e-06 |  | 311.0494 | 4.0116e-06 | 24.8085 | 4.0116e-06
3.110494187276843e+002 | 1.6169e-07 | 311.0494 | 3.110494187276843e+002 | 2.8267e-06 |  | 3.110494187276843e+002 | 5.6467e-06 |  | 3.110494187276843e+002 | 4.8908e-06 |  | 311.2651 | 4.0115e-06 | 24.8106 | 4.0115e-06
3.112650964948730e+002 | 1.6167e-07 | 311.2651 | 3.112650964948730e+002 | 2.8267e-06 |  | 3.112650964948730e+002 | 5.6467e-06 |  | 3.112650964948730e+002 | 4.8908e-06 |  | 311.4809 | 4.0115e-06 | 24.8126 | 4.0115e-06
3.114809238103215e+002 | 1.6166e-07 | 311.4809 | 3.114809238103215e+002 | 2.8267e-06 |  | 3.114809238103215e+002 | 5.6467e-06 |  | 3.114809238103215e+002 | 4.8908e-06 |  | 311.6969 | 4.0115e-06 | 24.8147 | 4.0115e-06
3.116969007777246e+002 | 1.6165e-07 | 311.6969 | 3.116969007777246e+002 | 2.8267e-06 |  | 3.116969007777246e+002 | 5.6467e-06 |  | 3.116969007777246e+002 | 4.8908e-06 |  | 311.913 | 4.0115e-06 | 24.8167 | 4.0115e-06
3.119130275008491e+002 | 1.6163e-07 | 311.913 | 3.119130275008491e+002 | 2.8267e-06 |  | 3.119130275008491e+002 | 5.6467e-06 |  | 3.119130275008491e+002 | 4.8908e-06 |  | 312.1293 | 4.0115e-06 | 24.8187 | 4.0115e-06
3.121293040835338e+002 | 1.6162e-07 | 312.1293 | 3.121293040835338e+002 | 2.8267e-06 |  | 3.121293040835338e+002 | 5.6467e-06 |  | 3.121293040835338e+002 | 4.8908e-06 |  | 312.3457 | 4.0115e-06 | 24.8208 | 4.0115e-06
3.123457306296893e+002 | 1.6161e-07 | 312.3457 | 3.123457306296893e+002 | 2.8267e-06 |  | 3.123457306296893e+002 | 5.6467e-06 |  | 3.123457306296893e+002 | 4.8908e-06 |  | 312.5623 | 4.0115e-06 | 24.8228 | 4.0115e-06
3.125623072432986e+002 | 1.6159e-07 | 312.5623 | 3.125623072432986e+002 | 2.8267e-06 |  | 3.125623072432986e+002 | 5.6467e-06 |  | 3.125623072432986e+002 | 4.8908e-06 |  | 312.779 | 4.0115e-06 | 24.8248 | 4.0115e-06
3.127790340284163e+002 | 1.6158e-07 | 312.779 | 3.127790340284163e+002 | 2.8267e-06 |  | 3.127790340284163e+002 | 5.6467e-06 |  | 3.127790340284163e+002 | 4.8908e-06 |  | 312.9959 | 4.0115e-06 | 24.8268 | 4.0115e-06
3.129959110891697e+002 | 1.6157e-07 | 312.9959 | 3.129959110891697e+002 | 2.8267e-06 |  | 3.129959110891697e+002 | 5.6467e-06 |  | 3.129959110891697e+002 | 4.8908e-06 |  | 313.2129 | 4.0115e-06 | 24.8288 | 4.0115e-06
3.132129385297579e+002 | 1.6155e-07 | 313.2129 | 3.132129385297579e+002 | 2.8267e-06 |  | 3.132129385297579e+002 | 5.6467e-06 |  | 3.132129385297579e+002 | 4.8908e-06 |  | 313.4301 | 4.0115e-06 | 24.8309 | 4.0115e-06
3.134301164544525e+002 | 1.6154e-07 | 313.4301 | 3.134301164544525e+002 | 2.8267e-06 |  | 3.134301164544525e+002 | 5.6467e-06 |  | 3.134301164544525e+002 | 4.8908e-06 |  | 313.6474 | 4.0115e-06 | 24.8329 | 4.0115e-06
3.136474449675972e+002 | 1.6152e-07 | 313.6474 | 3.136474449675972e+002 | 2.8267e-06 |  | 3.136474449675972e+002 | 5.6466e-06 |  | 3.136474449675972e+002 | 4.8908e-06 |  | 313.8649 | 4.0115e-06 | 24.8349 | 4.0115e-06
3.138649241736082e+002 | 1.6151e-07 | 313.8649 | 3.138649241736082e+002 | 2.8267e-06 |  | 3.138649241736082e+002 | 5.6466e-06 |  | 3.138649241736082e+002 | 4.8908e-06 |  | 314.0826 | 4.0114e-06 | 24.8369 | 4.0114e-06
3.140825541769740e+002 | 1.615e-07 | 314.0826 | 3.140825541769740e+002 | 2.8267e-06 |  | 3.140825541769740e+002 | 5.6466e-06 |  | 3.140825541769740e+002 | 4.8908e-06 |  | 314.3003 | 4.0114e-06 | 24.8389 | 4.0114e-06
3.143003350822556e+002 | 1.6148e-07 | 314.3003 | 3.143003350822556e+002 | 2.8267e-06 |  | 3.143003350822556e+002 | 5.6466e-06 |  | 3.143003350822556e+002 | 4.8908e-06 |  | 314.5183 | 4.0114e-06 | 24.8409 | 4.0114e-06
3.145182669940866e+002 | 1.6147e-07 | 314.5183 | 3.145182669940866e+002 | 2.8267e-06 |  | 3.145182669940866e+002 | 5.6466e-06 |  | 3.145182669940866e+002 | 4.8908e-06 |  | 314.7364 | 4.0114e-06 | 24.8429 | 4.0114e-06
3.147363500171729e+002 | 1.6146e-07 | 314.7364 | 3.147363500171729e+002 | 2.8267e-06 |  | 3.147363500171729e+002 | 5.6466e-06 |  | 3.147363500171729e+002 | 4.8908e-06 |  | 314.9546 | 4.0114e-06 | 24.8449 | 4.0114e-06
3.149545842562931e+002 | 1.6144e-07 | 314.9546 | 3.149545842562931e+002 | 2.8267e-06 |  | 3.149545842562931e+002 | 5.6466e-06 |  | 3.149545842562931e+002 | 4.8908e-06 |  | 315.173 | 4.0114e-06 | 24.8469 | 4.0114e-06
3.151729698162988e+002 | 1.6143e-07 | 315.173 | 3.151729698162988e+002 | 2.8267e-06 |  | 3.151729698162988e+002 | 5.6466e-06 |  | 3.151729698162988e+002 | 4.8908e-06 |  | 315.3915 | 4.0114e-06 | 24.8489 | 4.0114e-06
3.153915068021137e+002 | 1.6142e-07 | 315.3915 | 3.153915068021137e+002 | 2.8267e-06 |  | 3.153915068021137e+002 | 5.6466e-06 |  | 3.153915068021137e+002 | 4.8908e-06 |  | 315.6102 | 4.0114e-06 | 24.8509 | 4.0114e-06
3.156101953187347e+002 | 1.6141e-07 | 315.6102 | 3.156101953187347e+002 | 2.8267e-06 |  | 3.156101953187347e+002 | 5.6466e-06 |  | 3.156101953187347e+002 | 4.8908e-06 |  | 315.829 | 4.0114e-06 | 24.8529 | 4.0114e-06
3.158290354712313e+002 | 1.6139e-07 | 315.829 | 3.158290354712313e+002 | 2.8267e-06 |  | 3.158290354712313e+002 | 5.6466e-06 |  | 3.158290354712313e+002 | 4.8908e-06 |  | 316.048 | 4.0114e-06 | 24.8549 | 4.0114e-06
3.160480273647460e+002 | 1.6138e-07 | 316.048 | 3.160480273647460e+002 | 2.8267e-06 |  | 3.160480273647460e+002 | 5.6466e-06 |  | 3.160480273647460e+002 | 4.8908e-06 |  | 316.2672 | 4.0114e-06 | 24.8568 | 4.0114e-06
3.162671711044940e+002 | 1.6137e-07 | 316.2672 | 3.162671711044940e+002 | 2.8267e-06 |  | 3.162671711044940e+002 | 5.6466e-06 |  | 3.162671711044940e+002 | 4.8908e-06 |  | 316.4865 | 4.0114e-06 | 24.8588 | 4.0114e-06
3.164864667957638e+002 | 1.6135e-07 | 316.4865 | 3.164864667957638e+002 | 2.8267e-06 |  | 3.164864667957638e+002 | 5.6466e-06 |  | 3.164864667957638e+002 | 4.8908e-06 |  | 316.7059 | 4.0114e-06 | 24.8608 | 4.0114e-06
3.167059145439164e+002 | 1.6134e-07 | 316.7059 | 3.167059145439164e+002 | 2.8267e-06 |  | 3.167059145439164e+002 | 5.6466e-06 |  | 3.167059145439164e+002 | 4.8907e-06 |  | 316.9255 | 4.0113e-06 | 24.8628 | 4.0113e-06
3.169255144543863e+002 | 1.6133e-07 | 316.9255 | 3.169255144543863e+002 | 2.8266e-06 |  | 3.169255144543863e+002 | 5.6466e-06 |  | 3.169255144543863e+002 | 4.8907e-06 |  | 317.1453 | 4.0113e-06 | 24.8648 | 4.0113e-06
3.171452666326808e+002 | 1.6131e-07 | 317.1453 | 3.171452666326808e+002 | 2.8266e-06 |  | 3.171452666326808e+002 | 5.6466e-06 |  | 3.171452666326808e+002 | 4.8907e-06 |  | 317.3652 | 4.0113e-06 | 24.8667 | 4.0113e-06
3.173651711843808e+002 | 1.613e-07 | 317.3652 | 3.173651711843808e+002 | 2.8266e-06 |  | 3.173651711843808e+002 | 5.6466e-06 |  | 3.173651711843808e+002 | 4.8907e-06 |  | 317.5852 | 4.0113e-06 | 24.8687 | 4.0113e-06
3.175852282151398e+002 | 1.6129e-07 | 317.5852 | 3.175852282151398e+002 | 2.8266e-06 |  | 3.175852282151398e+002 | 5.6466e-06 |  | 3.175852282151398e+002 | 4.8907e-06 |  | 317.8054 | 4.0113e-06 | 24.8707 | 4.0113e-06
3.178054378306849e+002 | 1.6127e-07 | 317.8054 | 3.178054378306849e+002 | 2.8266e-06 |  | 3.178054378306849e+002 | 5.6466e-06 |  | 3.178054378306849e+002 | 4.8907e-06 |  | 318.0258 | 4.0113e-06 | 24.8727 | 4.0113e-06
3.180258001368167e+002 | 1.6126e-07 | 318.0258 | 3.180258001368167e+002 | 2.8266e-06 |  | 3.180258001368167e+002 | 5.6466e-06 |  | 3.180258001368167e+002 | 4.8907e-06 |  | 318.2463 | 4.0113e-06 | 24.8746 | 4.0113e-06
3.182463152394087e+002 | 1.6125e-07 | 318.2463 | 3.182463152394087e+002 | 2.8266e-06 |  | 3.182463152394087e+002 | 5.6466e-06 |  | 3.182463152394087e+002 | 4.8907e-06 |  | 318.467 | 4.0113e-06 | 24.8766 | 4.0113e-06
3.184669832444082e+002 | 1.6123e-07 | 318.467 | 3.184669832444082e+002 | 2.8266e-06 |  | 3.184669832444082e+002 | 5.6466e-06 |  | 3.184669832444082e+002 | 4.8907e-06 |  | 318.6878 | 4.0113e-06 | 24.8785 | 4.0113e-06
3.186878042578358e+002 | 1.6122e-07 | 318.6878 | 3.186878042578358e+002 | 2.8266e-06 |  | 3.186878042578358e+002 | 5.6466e-06 |  | 3.186878042578358e+002 | 4.8907e-06 |  | 318.9088 | 4.0113e-06 | 24.8805 | 4.0113e-06
3.189087783857855e+002 | 1.6121e-07 | 318.9088 | 3.189087783857855e+002 | 2.8266e-06 |  | 3.189087783857855e+002 | 5.6466e-06 |  | 3.189087783857855e+002 | 4.8907e-06 |  | 319.1299 | 4.0113e-06 | 24.8824 | 4.0113e-06
3.191299057344251e+002 | 1.612e-07 | 319.1299 | 3.191299057344251e+002 | 2.8266e-06 |  | 3.191299057344251e+002 | 5.6466e-06 |  | 3.191299057344251e+002 | 4.8907e-06 |  | 319.3512 | 4.0113e-06 | 24.8844 | 4.0113e-06
3.193511864099959e+002 | 1.6118e-07 | 319.3512 | 3.193511864099959e+002 | 2.8266e-06 |  | 3.193511864099959e+002 | 5.6466e-06 |  | 3.193511864099959e+002 | 4.8907e-06 |  | 319.5726 | 4.0112e-06 | 24.8863 | 4.0112e-06
3.195726205188128e+002 | 1.6117e-07 | 319.5726 | 3.195726205188128e+002 | 2.8266e-06 |  | 3.195726205188128e+002 | 5.6466e-06 |  | 3.195726205188128e+002 | 4.8907e-06 |  | 319.7942 | 4.0112e-06 | 24.8883 | 4.0112e-06
3.197942081672646e+002 | 1.6116e-07 | 319.7942 | 3.197942081672646e+002 | 2.8266e-06 |  | 3.197942081672646e+002 | 5.6466e-06 |  | 3.197942081672646e+002 | 4.8907e-06 |  | 320.0159 | 4.0112e-06 | 24.8902 | 4.0112e-06
3.200159494618137e+002 | 1.6114e-07 | 320.0159 | 3.200159494618137e+002 | 2.8266e-06 |  | 3.200159494618137e+002 | 5.6466e-06 |  | 3.200159494618137e+002 | 4.8907e-06 |  | 320.2378 | 4.0112e-06 | 24.8922 | 4.0112e-06
3.202378445089964e+002 | 1.6113e-07 | 320.2378 | 3.202378445089964e+002 | 2.8266e-06 |  | 3.202378445089964e+002 | 5.6466e-06 |  | 3.202378445089964e+002 | 4.8907e-06 |  | 320.4599 | 4.0112e-06 | 24.8941 | 4.0112e-06
3.204598934154228e+002 | 1.6112e-07 | 320.4599 | 3.204598934154228e+002 | 2.8266e-06 |  | 3.204598934154228e+002 | 5.6465e-06 |  | 3.204598934154228e+002 | 4.8907e-06 |  | 320.6821 | 4.0112e-06 | 24.8961 | 4.0112e-06
3.206820962877769e+002 | 1.6111e-07 | 320.6821 | 3.206820962877769e+002 | 2.8266e-06 |  | 3.206820962877769e+002 | 5.6465e-06 |  | 3.206820962877769e+002 | 4.8907e-06 |  | 320.9045 | 4.0112e-06 | 24.898 | 4.0112e-06
3.209044532328169e+002 | 1.6109e-07 | 320.9045 | 3.209044532328169e+002 | 2.8266e-06 |  | 3.209044532328169e+002 | 5.6465e-06 |  | 3.209044532328169e+002 | 4.8907e-06 |  | 321.127 | 4.0112e-06 | 24.8999 | 4.0112e-06
3.211269643573749e+002 | 1.6108e-07 | 321.127 | 3.211269643573749e+002 | 2.8266e-06 |  | 3.211269643573749e+002 | 5.6465e-06 |  | 3.211269643573749e+002 | 4.8907e-06 |  | 321.3496 | 4.0112e-06 | 24.9019 | 4.0112e-06
3.213496297683569e+002 | 1.6107e-07 | 321.3496 | 3.213496297683569e+002 | 2.8266e-06 |  | 3.213496297683569e+002 | 5.6465e-06 |  | 3.213496297683569e+002 | 4.8907e-06 |  | 321.5724 | 4.0112e-06 | 24.9038 | 4.0112e-06
3.215724495727432e+002 | 1.6105e-07 | 321.5724 | 3.215724495727432e+002 | 2.8266e-06 |  | 3.215724495727432e+002 | 5.6465e-06 |  | 3.215724495727432e+002 | 4.8907e-06 |  | 321.7954 | 4.0112e-06 | 24.9057 | 4.0112e-06
3.217954238775882e+002 | 1.6104e-07 | 321.7954 | 3.217954238775882e+002 | 2.8266e-06 |  | 3.217954238775882e+002 | 5.6465e-06 |  | 3.217954238775882e+002 | 4.8907e-06 |  | 322.0186 | 4.0112e-06 | 24.9076 | 4.0112e-06
3.220185527900208e+002 | 1.6103e-07 | 322.0186 | 3.220185527900208e+002 | 2.8266e-06 |  | 3.220185527900208e+002 | 5.6465e-06 |  | 3.220185527900208e+002 | 4.8907e-06 |  | 322.2418 | 4.0112e-06 | 24.9096 | 4.0112e-06
3.222418364172438e+002 | 1.6102e-07 | 322.2418 | 3.222418364172438e+002 | 2.8266e-06 |  | 3.222418364172438e+002 | 5.6465e-06 |  | 3.222418364172438e+002 | 4.8907e-06 |  | 322.4653 | 4.0111e-06 | 24.9115 | 4.0111e-06
3.224652748665344e+002 | 1.61e-07 | 322.4653 | 3.224652748665344e+002 | 2.8266e-06 |  | 3.224652748665344e+002 | 5.6465e-06 |  | 3.224652748665344e+002 | 4.8907e-06 |  | 322.6889 | 4.0111e-06 | 24.9134 | 4.0111e-06
3.226888682452445e+002 | 1.6099e-07 | 322.6889 | 3.226888682452445e+002 | 2.8266e-06 |  | 3.226888682452445e+002 | 5.6465e-06 |  | 3.226888682452445e+002 | 4.8907e-06 |  | 322.9126 | 4.0111e-06 | 24.9153 | 4.0111e-06
3.229126166608001e+002 | 1.6098e-07 | 322.9126 | 3.229126166608001e+002 | 2.8266e-06 |  | 3.229126166608001e+002 | 5.6465e-06 |  | 3.229126166608001e+002 | 4.8907e-06 |  | 323.1365 | 4.0111e-06 | 24.9172 | 4.0111e-06
3.231365202207018e+002 | 1.6097e-07 | 323.1365 | 3.231365202207018e+002 | 2.8266e-06 |  | 3.231365202207018e+002 | 5.6465e-06 |  | 3.231365202207018e+002 | 4.8907e-06 |  | 323.3606 | 4.0111e-06 | 24.9191 | 4.0111e-06
3.233605790325248e+002 | 1.6095e-07 | 323.3606 | 3.233605790325248e+002 | 2.8266e-06 |  | 3.233605790325248e+002 | 5.6465e-06 |  | 3.233605790325248e+002 | 4.8907e-06 |  | 323.5848 | 4.0111e-06 | 24.921 | 4.0111e-06
3.235847932039187e+002 | 1.6094e-07 | 323.5848 | 3.235847932039187e+002 | 2.8266e-06 |  | 3.235847932039187e+002 | 5.6465e-06 |  | 3.235847932039187e+002 | 4.8907e-06 |  | 323.8092 | 4.0111e-06 | 24.923 | 4.0111e-06
3.238091628426080e+002 | 1.6093e-07 | 323.8092 | 3.238091628426080e+002 | 2.8266e-06 |  | 3.238091628426080e+002 | 5.6465e-06 |  | 3.238091628426080e+002 | 4.8907e-06 |  | 324.0337 | 4.0111e-06 | 24.9249 | 4.0111e-06
3.240336880563918e+002 | 1.6091e-07 | 324.0337 | 3.240336880563918e+002 | 2.8266e-06 |  | 3.240336880563918e+002 | 5.6465e-06 |  | 3.240336880563918e+002 | 4.8906e-06 |  | 324.2584 | 4.0111e-06 | 24.9268 | 4.0111e-06
3.242583689531439e+002 | 1.609e-07 | 324.2584 | 3.242583689531439e+002 | 2.8266e-06 |  | 3.242583689531439e+002 | 5.6465e-06 |  | 3.242583689531439e+002 | 4.8906e-06 |  | 324.4832 | 4.0111e-06 | 24.9287 | 4.0111e-06
3.244832056408129e+002 | 1.6089e-07 | 324.4832 | 3.244832056408129e+002 | 2.8266e-06 |  | 3.244832056408129e+002 | 5.6465e-06 |  | 3.244832056408129e+002 | 4.8906e-06 |  | 324.7082 | 4.0111e-06 | 24.9306 | 4.0111e-06
3.247081982274222e+002 | 1.6088e-07 | 324.7082 | 3.247081982274222e+002 | 2.8266e-06 |  | 3.247081982274222e+002 | 5.6465e-06 |  | 3.247081982274222e+002 | 4.8906e-06 |  | 324.9333 | 4.0111e-06 | 24.9325 | 4.0111e-06
3.249333468210702e+002 | 1.6086e-07 | 324.9333 | 3.249333468210702e+002 | 2.8266e-06 |  | 3.249333468210702e+002 | 5.6465e-06 |  | 3.249333468210702e+002 | 4.8906e-06 |  | 325.1587 | 4.0111e-06 | 24.9343 | 4.0111e-06
3.251586515299303e+002 | 1.6085e-07 | 325.1587 | 3.251586515299303e+002 | 2.8266e-06 |  | 3.251586515299303e+002 | 5.6465e-06 |  | 3.251586515299303e+002 | 4.8906e-06 |  | 325.3841 | 4.011e-06 | 24.9362 | 4.011e-06
3.253841124622508e+002 | 1.6084e-07 | 325.3841 | 3.253841124622508e+002 | 2.8266e-06 |  | 3.253841124622508e+002 | 5.6465e-06 |  | 3.253841124622508e+002 | 4.8906e-06 |  | 325.6097 | 4.011e-06 | 24.9381 | 4.011e-06
3.256097297263551e+002 | 1.6083e-07 | 325.6097 | 3.256097297263551e+002 | 2.8266e-06 |  | 3.256097297263551e+002 | 5.6465e-06 |  | 3.256097297263551e+002 | 4.8906e-06 |  | 325.8355 | 4.011e-06 | 24.94 | 4.011e-06
3.258355034306416e+002 | 1.6081e-07 | 325.8355 | 3.258355034306416e+002 | 2.8266e-06 |  | 3.258355034306416e+002 | 5.6465e-06 |  | 3.258355034306416e+002 | 4.8906e-06 |  | 326.0614 | 4.011e-06 | 24.9419 | 4.011e-06
3.260614336835840e+002 | 1.608e-07 | 326.0614 | 3.260614336835840e+002 | 2.8266e-06 |  | 3.260614336835840e+002 | 5.6465e-06 |  | 3.260614336835840e+002 | 4.8906e-06 |  | 326.2875 | 4.011e-06 | 24.9438 | 4.011e-06
3.262875205937313e+002 | 1.6079e-07 | 326.2875 | 3.262875205937313e+002 | 2.8266e-06 |  | 3.262875205937313e+002 | 5.6465e-06 |  | 3.262875205937313e+002 | 4.8906e-06 |  | 326.5138 | 4.011e-06 | 24.9457 | 4.011e-06
3.265137642697075e+002 | 1.6078e-07 | 326.5138 | 3.265137642697075e+002 | 2.8266e-06 |  | 3.265137642697075e+002 | 5.6464e-06 |  | 3.265137642697075e+002 | 4.8906e-06 |  | 326.7402 | 4.011e-06 | 24.9475 | 4.011e-06
3.267401648202122e+002 | 1.6077e-07 | 326.7402 | 3.267401648202122e+002 | 2.8265e-06 |  | 3.267401648202122e+002 | 5.6464e-06 |  | 3.267401648202122e+002 | 4.8906e-06 |  | 326.9667 | 4.011e-06 | 24.9494 | 4.011e-06
3.269667223540200e+002 | 1.6075e-07 | 326.9667 | 3.269667223540200e+002 | 2.8265e-06 |  | 3.269667223540200e+002 | 5.6464e-06 |  | 3.269667223540200e+002 | 4.8906e-06 |  | 327.1934 | 4.011e-06 | 24.9513 | 4.011e-06
3.271934369799814e+002 | 1.6074e-07 | 327.1934 | 3.271934369799814e+002 | 2.8265e-06 |  | 3.271934369799814e+002 | 5.6464e-06 |  | 3.271934369799814e+002 | 4.8906e-06 |  | 327.4203 | 4.011e-06 | 24.9531 | 4.011e-06
3.274203088070220e+002 | 1.6073e-07 | 327.4203 | 3.274203088070220e+002 | 2.8265e-06 |  | 3.274203088070220e+002 | 5.6464e-06 |  | 3.274203088070220e+002 | 4.8906e-06 |  | 327.6473 | 4.011e-06 | 24.955 | 4.011e-06
3.276473379441430e+002 | 1.6072e-07 | 327.6473 | 3.276473379441430e+002 | 2.8265e-06 |  | 3.276473379441430e+002 | 5.6464e-06 |  | 3.276473379441430e+002 | 4.8906e-06 |  | 327.8745 | 4.011e-06 | 24.9569 | 4.011e-06
3.278745245004214e+002 | 1.607e-07 | 327.8745 | 3.278745245004214e+002 | 2.8265e-06 |  | 3.278745245004214e+002 | 5.6464e-06 |  | 3.278745245004214e+002 | 4.8906e-06 |  | 328.1019 | 4.011e-06 | 24.9587 | 4.011e-06
3.281018685850096e+002 | 1.6069e-07 | 328.1019 | 3.281018685850096e+002 | 2.8265e-06 |  | 3.281018685850096e+002 | 5.6464e-06 |  | 3.281018685850096e+002 | 4.8906e-06 |  | 328.3294 | 4.0109e-06 | 24.9606 | 4.0109e-06
3.283293703071357e+002 | 1.6068e-07 | 328.3294 | 3.283293703071357e+002 | 2.8265e-06 |  | 3.283293703071357e+002 | 5.6464e-06 |  | 3.283293703071357e+002 | 4.8906e-06 |  | 328.557 | 4.0109e-06 | 24.9625 | 4.0109e-06
3.285570297761037e+002 | 1.6067e-07 | 328.557 | 3.285570297761037e+002 | 2.8265e-06 |  | 3.285570297761037e+002 | 5.6464e-06 |  | 3.285570297761037e+002 | 4.8906e-06 |  | 328.7848 | 4.0109e-06 | 24.9643 | 4.0109e-06
3.287848471012932e+002 | 1.6065e-07 | 328.7848 | 3.287848471012932e+002 | 2.8265e-06 |  | 3.287848471012932e+002 | 5.6464e-06 |  | 3.287848471012932e+002 | 4.8906e-06 |  | 329.0128 | 4.0109e-06 | 24.9662 | 4.0109e-06
3.290128223921597e+002 | 1.6064e-07 | 329.0128 | 3.290128223921597e+002 | 2.8265e-06 |  | 3.290128223921597e+002 | 5.6464e-06 |  | 3.290128223921597e+002 | 4.8906e-06 |  | 329.241 | 4.0109e-06 | 24.968 | 4.0109e-06
3.292409557582347e+002 | 1.6063e-07 | 329.241 | 3.292409557582347e+002 | 2.8265e-06 |  | 3.292409557582347e+002 | 5.6464e-06 |  | 3.292409557582347e+002 | 4.8906e-06 |  | 329.4692 | 4.0109e-06 | 24.9699 | 4.0109e-06
3.294692473091255e+002 | 1.6062e-07 | 329.4692 | 3.294692473091255e+002 | 2.8265e-06 |  | 3.294692473091255e+002 | 5.6464e-06 |  | 3.294692473091255e+002 | 4.8906e-06 |  | 329.6977 | 4.0109e-06 | 24.9717 | 4.0109e-06
3.296976971545155e+002 | 1.6061e-07 | 329.6977 | 3.296976971545155e+002 | 2.8265e-06 |  | 3.296976971545155e+002 | 5.6464e-06 |  | 3.296976971545155e+002 | 4.8906e-06 |  | 329.9263 | 4.0109e-06 | 24.9736 | 4.0109e-06
3.299263054041642e+002 | 1.6059e-07 | 329.9263 | 3.299263054041642e+002 | 2.8265e-06 |  | 3.299263054041642e+002 | 5.6464e-06 |  | 3.299263054041642e+002 | 4.8906e-06 |  | 330.1551 | 4.0109e-06 | 24.9754 | 4.0109e-06
3.301550721679070e+002 | 1.6058e-07 | 330.1551 | 3.301550721679070e+002 | 2.8265e-06 |  | 3.301550721679070e+002 | 5.6464e-06 |  | 3.301550721679070e+002 | 4.8906e-06 |  | 330.384 | 4.0109e-06 | 24.9772 | 4.0109e-06
3.303839975556556e+002 | 1.6057e-07 | 330.384 | 3.303839975556556e+002 | 2.8265e-06 |  | 3.303839975556556e+002 | 5.6464e-06 |  | 3.303839975556556e+002 | 4.8905e-06 |  | 330.6131 | 4.0109e-06 | 24.9791 | 4.0109e-06
3.306130816773979e+002 | 1.6056e-07 | 330.6131 | 3.306130816773979e+002 | 2.8265e-06 |  | 3.306130816773979e+002 | 5.6464e-06 |  | 3.306130816773979e+002 | 4.8905e-06 |  | 330.8423 | 4.0109e-06 | 24.9809 | 4.0109e-06
3.308423246431982e+002 | 1.6055e-07 | 330.8423 | 3.308423246431982e+002 | 2.8265e-06 |  | 3.308423246431982e+002 | 5.6464e-06 |  | 3.308423246431982e+002 | 4.8905e-06 |  | 331.0717 | 4.0109e-06 | 24.9827 | 4.0109e-06
3.310717265631968e+002 | 1.6053e-07 | 331.0717 | 3.310717265631968e+002 | 2.8265e-06 |  | 3.310717265631968e+002 | 5.6464e-06 |  | 3.310717265631968e+002 | 4.8905e-06 |  | 331.3013 | 4.0109e-06 | 24.9846 | 4.0109e-06
3.313012875476107e+002 | 1.6052e-07 | 331.3013 | 3.313012875476107e+002 | 2.8265e-06 |  | 3.313012875476107e+002 | 5.6464e-06 |  | 3.313012875476107e+002 | 4.8905e-06 |  | 331.531 | 4.0108e-06 | 24.9864 | 4.0108e-06
3.315310077067330e+002 | 1.6051e-07 | 331.531 | 3.315310077067330e+002 | 2.8265e-06 |  | 3.315310077067330e+002 | 5.6464e-06 |  | 3.315310077067330e+002 | 4.8905e-06 |  | 331.7609 | 4.0108e-06 | 24.9882 | 4.0108e-06
3.317608871509336e+002 | 1.605e-07 | 331.7609 | 3.317608871509336e+002 | 2.8265e-06 |  | 3.317608871509336e+002 | 5.6464e-06 |  | 3.317608871509336e+002 | 4.8905e-06 |  | 331.9909 | 4.0108e-06 | 24.9901 | 4.0108e-06
3.319909259906586e+002 | 1.6048e-07 | 331.9909 | 3.319909259906586e+002 | 2.8265e-06 |  | 3.319909259906586e+002 | 5.6464e-06 |  | 3.319909259906586e+002 | 4.8905e-06 |  | 332.2211 | 4.0108e-06 | 24.9919 | 4.0108e-06
3.322211243364311e+002 | 1.6047e-07 | 332.2211 | 3.322211243364311e+002 | 2.8265e-06 |  | 3.322211243364311e+002 | 5.6463e-06 |  | 3.322211243364311e+002 | 4.8905e-06 |  | 332.4515 | 4.0108e-06 | 24.9937 | 4.0108e-06
3.324514822988505e+002 | 1.6046e-07 | 332.4515 | 3.324514822988505e+002 | 2.8265e-06 |  | 3.324514822988505e+002 | 5.6463e-06 |  | 3.324514822988505e+002 | 4.8905e-06 |  | 332.682 | 4.0108e-06 | 24.9955 | 4.0108e-06
3.326819999885928e+002 | 1.6045e-07 | 332.682 | 3.326819999885928e+002 | 2.8265e-06 |  | 3.326819999885928e+002 | 5.6463e-06 |  | 3.326819999885928e+002 | 4.8905e-06 |  | 332.9127 | 4.0108e-06 | 24.9973 | 4.0108e-06
3.329126775164112e+002 | 1.6044e-07 | 332.9127 | 3.329126775164112e+002 | 2.8265e-06 |  | 3.329126775164112e+002 | 5.6463e-06 |  | 3.329126775164112e+002 | 4.8905e-06 |  | 333.1435 | 4.0108e-06 | 24.9992 | 4.0108e-06
3.331435149931352e+002 | 1.6043e-07 | 333.1435 | 3.331435149931352e+002 | 2.8265e-06 |  | 3.331435149931352e+002 | 5.6463e-06 |  | 3.331435149931352e+002 | 4.8905e-06 |  | 333.3745 | 4.0108e-06 | 25.001 | 4.0108e-06
3.333745125296715e+002 | 1.6041e-07 | 333.3745 | 3.333745125296715e+002 | 2.8265e-06 |  | 3.333745125296715e+002 | 5.6463e-06 |  | 3.333745125296715e+002 | 4.8905e-06 |  | 333.6057 | 4.0108e-06 | 25.0028 | 4.0108e-06
3.336056702370035e+002 | 1.604e-07 | 333.6057 | 3.336056702370035e+002 | 2.8265e-06 |  | 3.336056702370035e+002 | 5.6463e-06 |  | 3.336056702370035e+002 | 4.8905e-06 |  | 333.837 | 4.0108e-06 | 25.0046 | 4.0108e-06
3.338369882261916e+002 | 1.6039e-07 | 333.837 | 3.338369882261916e+002 | 2.8265e-06 |  | 3.338369882261916e+002 | 5.6463e-06 |  | 3.338369882261916e+002 | 4.8905e-06 |  | 334.0685 | 4.0108e-06 | 25.0064 | 4.0108e-06
3.340684666083733e+002 | 1.6038e-07 | 334.0685 | 3.340684666083733e+002 | 2.8265e-06 |  | 3.340684666083733e+002 | 5.6463e-06 |  | 3.340684666083733e+002 | 4.8905e-06 |  | 334.3001 | 4.0108e-06 | 25.0082 | 4.0108e-06
3.343001054947631e+002 | 1.6037e-07 | 334.3001 | 3.343001054947631e+002 | 2.8265e-06 |  | 3.343001054947631e+002 | 5.6463e-06 |  | 3.343001054947631e+002 | 4.8905e-06 |  | 334.5319 | 4.0107e-06 | 25.01 | 4.0107e-06
3.345319049966526e+002 | 1.6035e-07 | 334.5319 | 3.345319049966526e+002 | 2.8265e-06 |  | 3.345319049966526e+002 | 5.6463e-06 |  | 3.345319049966526e+002 | 4.8905e-06 |  | 334.7639 | 4.0107e-06 | 25.0118 | 4.0107e-06
3.347638652254105e+002 | 1.6034e-07 | 334.7639 | 3.347638652254105e+002 | 2.8265e-06 |  | 3.347638652254105e+002 | 5.6463e-06 |  | 3.347638652254105e+002 | 4.8905e-06 |  | 334.996 | 4.0107e-06 | 25.0136 | 4.0107e-06
3.349959862924828e+002 | 1.6033e-07 | 334.996 | 3.349959862924828e+002 | 2.8265e-06 |  | 3.349959862924828e+002 | 5.6463e-06 |  | 3.349959862924828e+002 | 4.8905e-06 |  | 335.2283 | 4.0107e-06 | 25.0154 | 4.0107e-06
3.352282683093928e+002 | 1.6032e-07 | 335.2283 | 3.352282683093928e+002 | 2.8265e-06 |  | 3.352282683093928e+002 | 5.6463e-06 |  | 3.352282683093928e+002 | 4.8905e-06 |  | 335.4607 | 4.0107e-06 | 25.0172 | 4.0107e-06
3.354607113877412e+002 | 1.6031e-07 | 335.4607 | 3.354607113877412e+002 | 2.8264e-06 |  | 3.354607113877412e+002 | 5.6463e-06 |  | 3.354607113877412e+002 | 4.8905e-06 |  | 335.6933 | 4.0107e-06 | 25.019 | 4.0107e-06
3.356933156392058e+002 | 1.6029e-07 | 335.6933 | 3.356933156392058e+002 | 2.8264e-06 |  | 3.356933156392058e+002 | 5.6463e-06 |  | 3.356933156392058e+002 | 4.8905e-06 |  | 335.9261 | 4.0107e-06 | 25.0208 | 4.0107e-06
3.359260811755422e+002 | 1.6028e-07 | 335.9261 | 3.359260811755422e+002 | 2.8264e-06 |  | 3.359260811755422e+002 | 5.6463e-06 |  | 3.359260811755422e+002 | 4.8905e-06 |  | 336.159 | 4.0107e-06 | 25.0225 | 4.0107e-06
3.361590081085831e+002 | 1.6027e-07 | 336.159 | 3.361590081085831e+002 | 2.8264e-06 |  | 3.361590081085831e+002 | 5.6463e-06 |  | 3.361590081085831e+002 | 4.8905e-06 |  | 336.3921 | 4.0107e-06 | 25.0243 | 4.0107e-06
3.363920965502392e+002 | 1.6026e-07 | 336.3921 | 3.363920965502392e+002 | 2.8264e-06 |  | 3.363920965502392e+002 | 5.6463e-06 |  | 3.363920965502392e+002 | 4.8904e-06 |  | 336.6253 | 4.0107e-06 | 25.0261 | 4.0107e-06
3.366253466124983e+002 | 1.6025e-07 | 336.6253 | 3.366253466124983e+002 | 2.8264e-06 |  | 3.366253466124983e+002 | 5.6463e-06 |  | 3.366253466124983e+002 | 4.8904e-06 |  | 336.8588 | 4.0107e-06 | 25.0279 | 4.0107e-06
3.368587584074263e+002 | 1.6024e-07 | 336.8588 | 3.368587584074263e+002 | 2.8264e-06 |  | 3.368587584074263e+002 | 5.6463e-06 |  | 3.368587584074263e+002 | 4.8904e-06 |  | 337.0923 | 4.0107e-06 | 25.0297 | 4.0107e-06
3.370923320471665e+002 | 1.6022e-07 | 337.0923 | 3.370923320471665e+002 | 2.8264e-06 |  | 3.370923320471665e+002 | 5.6463e-06 |  | 3.370923320471665e+002 | 4.8904e-06 |  | 337.3261 | 4.0107e-06 | 25.0314 | 4.0107e-06
3.373260676439401e+002 | 1.6021e-07 | 337.3261 | 3.373260676439401e+002 | 2.8264e-06 |  | 3.373260676439401e+002 | 5.6463e-06 |  | 3.373260676439401e+002 | 4.8904e-06 |  | 337.56 | 4.0107e-06 | 25.0332 | 4.0107e-06
3.375599653100460e+002 | 1.602e-07 | 337.56 | 3.375599653100460e+002 | 2.8264e-06 |  | 3.375599653100460e+002 | 5.6462e-06 |  | 3.375599653100460e+002 | 4.8904e-06 |  | 337.794 | 4.0106e-06 | 25.035 | 4.0106e-06
3.377940251578611e+002 | 1.6019e-07 | 337.794 | 3.377940251578611e+002 | 2.8264e-06 |  | 3.377940251578611e+002 | 5.6462e-06 |  | 3.377940251578611e+002 | 4.8904e-06 |  | 338.0282 | 4.0106e-06 | 25.0368 | 4.0106e-06
3.380282472998403e+002 | 1.6018e-07 | 338.0282 | 3.380282472998403e+002 | 2.8264e-06 |  | 3.380282472998403e+002 | 5.6462e-06 |  | 3.380282472998403e+002 | 4.8904e-06 |  | 338.2626 | 4.0106e-06 | 25.0385 | 4.0106e-06
3.382626318485160e+002 | 1.6017e-07 | 338.2626 | 3.382626318485160e+002 | 2.8264e-06 |  | 3.382626318485160e+002 | 5.6462e-06 |  | 3.382626318485160e+002 | 4.8904e-06 |  | 338.4972 | 4.0106e-06 | 25.0403 | 4.0106e-06
3.384971789164993e+002 | 1.6016e-07 | 338.4972 | 3.384971789164993e+002 | 2.8264e-06 |  | 3.384971789164993e+002 | 5.6462e-06 |  | 3.384971789164993e+002 | 4.8904e-06 |  | 338.7319 | 4.0106e-06 | 25.0421 | 4.0106e-06
3.387318886164790e+002 | 1.6014e-07 | 338.7319 | 3.387318886164790e+002 | 2.8264e-06 |  | 3.387318886164790e+002 | 5.6462e-06 |  | 3.387318886164790e+002 | 4.8904e-06 |  | 338.9668 | 4.0106e-06 | 25.0438 | 4.0106e-06
3.389667610612219e+002 | 1.6013e-07 | 338.9668 | 3.389667610612219e+002 | 2.8264e-06 |  | 3.389667610612219e+002 | 5.6462e-06 |  | 3.389667610612219e+002 | 4.8904e-06 |  | 339.2018 | 4.0106e-06 | 25.0456 | 4.0106e-06
3.392017963635733e+002 | 1.6012e-07 | 339.2018 | 3.392017963635733e+002 | 2.8264e-06 |  | 3.392017963635733e+002 | 5.6462e-06 |  | 3.392017963635733e+002 | 4.8904e-06 |  | 339.437 | 4.0106e-06 | 25.0473 | 4.0106e-06
3.394369946364566e+002 | 1.6011e-07 | 339.437 | 3.394369946364566e+002 | 2.8264e-06 |  | 3.394369946364566e+002 | 5.6462e-06 |  | 3.394369946364566e+002 | 4.8904e-06 |  | 339.6724 | 4.0106e-06 | 25.0491 | 4.0106e-06
3.396723559928736e+002 | 1.601e-07 | 339.6724 | 3.396723559928736e+002 | 2.8264e-06 |  | 3.396723559928736e+002 | 5.6462e-06 |  | 3.396723559928736e+002 | 4.8904e-06 |  | 339.9079 | 4.0106e-06 | 25.0508 | 4.0106e-06
3.399078805459043e+002 | 1.6009e-07 | 339.9079 | 3.399078805459043e+002 | 2.8264e-06 |  | 3.399078805459043e+002 | 5.6462e-06 |  | 3.399078805459043e+002 | 4.8904e-06 |  | 340.1436 | 4.0106e-06 | 25.0526 | 4.0106e-06
3.401435684087072e+002 | 1.6007e-07 | 340.1436 | 3.401435684087072e+002 | 2.8264e-06 |  | 3.401435684087072e+002 | 5.6462e-06 |  | 3.401435684087072e+002 | 4.8904e-06 |  | 340.3794 | 4.0106e-06 | 25.0543 | 4.0106e-06
3.403794196945192e+002 | 1.6006e-07 | 340.3794 | 3.403794196945192e+002 | 2.8264e-06 |  | 3.403794196945192e+002 | 5.6462e-06 |  | 3.403794196945192e+002 | 4.8904e-06 |  | 340.6154 | 4.0106e-06 | 25.0561 | 4.0106e-06
3.406154345166559e+002 | 1.6005e-07 | 340.6154 | 3.406154345166559e+002 | 2.8264e-06 |  | 3.406154345166559e+002 | 5.6462e-06 |  | 3.406154345166559e+002 | 4.8904e-06 |  | 340.8516 | 4.0105e-06 | 25.0578 | 4.0105e-06
3.408516129885111e+002 | 1.6004e-07 | 340.8516 | 3.408516129885111e+002 | 2.8264e-06 |  | 3.408516129885111e+002 | 5.6462e-06 |  | 3.408516129885111e+002 | 4.8904e-06 |  | 341.088 | 4.0105e-06 | 25.0596 | 4.0105e-06
3.410879552235577e+002 | 1.6003e-07 | 341.088 | 3.410879552235577e+002 | 2.8264e-06 |  | 3.410879552235577e+002 | 5.6462e-06 |  | 3.410879552235577e+002 | 4.8904e-06 |  | 341.3245 | 4.0105e-06 | 25.0613 | 4.0105e-06
3.413244613353471e+002 | 1.6002e-07 | 341.3245 | 3.413244613353471e+002 | 2.8264e-06 |  | 3.413244613353471e+002 | 5.6462e-06 |  | 3.413244613353471e+002 | 4.8904e-06 |  | 341.5611 | 4.0105e-06 | 25.063 | 4.0105e-06
3.415611314375091e+002 | 1.6001e-07 | 341.5611 | 3.415611314375091e+002 | 2.8264e-06 |  | 3.415611314375091e+002 | 5.6462e-06 |  | 3.415611314375091e+002 | 4.8904e-06 |  | 341.798 | 4.0105e-06 | 25.0648 | 4.0105e-06
3.417979656437527e+002 | 1.5999e-07 | 341.798 | 3.417979656437527e+002 | 2.8264e-06 |  | 3.417979656437527e+002 | 5.6462e-06 |  | 3.417979656437527e+002 | 4.8904e-06 |  | 342.035 | 4.0105e-06 | 25.0665 | 4.0105e-06
3.420349640678656e+002 | 1.5998e-07 | 342.035 | 3.420349640678656e+002 | 2.8264e-06 |  | 3.420349640678656e+002 | 5.6462e-06 |  | 3.420349640678656e+002 | 4.8903e-06 |  | 342.2721 | 4.0105e-06 | 25.0682 | 4.0105e-06
3.422721268237145e+002 | 1.5997e-07 | 342.2721 | 3.422721268237145e+002 | 2.8264e-06 |  | 3.422721268237145e+002 | 5.6462e-06 |  | 3.422721268237145e+002 | 4.8903e-06 |  | 342.5095 | 4.0105e-06 | 25.07 | 4.0105e-06
3.425094540252449e+002 | 1.5996e-07 | 342.5095 | 3.425094540252449e+002 | 2.8264e-06 |  | 3.425094540252449e+002 | 5.6461e-06 |  | 3.425094540252449e+002 | 4.8903e-06 |  | 342.7469 | 4.0105e-06 | 25.0717 | 4.0105e-06
3.427469457864813e+002 | 1.5995e-07 | 342.7469 | 3.427469457864813e+002 | 2.8264e-06 |  | 3.427469457864813e+002 | 5.6461e-06 |  | 3.427469457864813e+002 | 4.8903e-06 |  | 342.9846 | 4.0105e-06 | 25.0734 | 4.0105e-06
3.429846022215275e+002 | 1.5994e-07 | 342.9846 | 3.429846022215275e+002 | 2.8264e-06 |  | 3.429846022215275e+002 | 5.6461e-06 |  | 3.429846022215275e+002 | 4.8903e-06 |  | 343.2224 | 4.0105e-06 | 25.0751 | 4.0105e-06
3.432224234445661e+002 | 1.5993e-07 | 343.2224 | 3.432224234445661e+002 | 2.8264e-06 |  | 3.432224234445661e+002 | 5.6461e-06 |  | 3.432224234445661e+002 | 4.8903e-06 |  | 343.4604 | 4.0105e-06 | 25.0769 | 4.0105e-06
3.434604095698591e+002 | 1.5992e-07 | 343.4604 | 3.434604095698591e+002 | 2.8264e-06 |  | 3.434604095698591e+002 | 5.6461e-06 |  | 3.434604095698591e+002 | 4.8903e-06 |  | 343.6986 | 4.0105e-06 | 25.0786 | 4.0105e-06
3.436985607117476e+002 | 1.599e-07 | 343.6986 | 3.436985607117476e+002 | 2.8264e-06 |  | 3.436985607117476e+002 | 5.6461e-06 |  | 3.436985607117476e+002 | 4.8903e-06 |  | 343.9369 | 4.0105e-06 | 25.0803 | 4.0105e-06
3.439368769846522e+002 | 1.5989e-07 | 343.9369 | 3.439368769846522e+002 | 2.8263e-06 |  | 3.439368769846522e+002 | 5.6461e-06 |  | 3.439368769846522e+002 | 4.8903e-06 |  | 344.1754 | 4.0104e-06 | 25.082 | 4.0104e-06
3.441753585030725e+002 | 1.5988e-07 | 344.1754 | 3.441753585030725e+002 | 2.8263e-06 |  | 3.441753585030725e+002 | 5.6461e-06 |  | 3.441753585030725e+002 | 4.8903e-06 |  | 344.414 | 4.0104e-06 | 25.0837 | 4.0104e-06
3.444140053815877e+002 | 1.5987e-07 | 344.414 | 3.444140053815877e+002 | 2.8263e-06 |  | 3.444140053815877e+002 | 5.6461e-06 |  | 3.444140053815877e+002 | 4.8903e-06 |  | 344.6528 | 4.0104e-06 | 25.0854 | 4.0104e-06
3.446528177348565e+002 | 1.5986e-07 | 344.6528 | 3.446528177348565e+002 | 2.8263e-06 |  | 3.446528177348565e+002 | 5.6461e-06 |  | 3.446528177348565e+002 | 4.8903e-06 |  | 344.8918 | 4.0104e-06 | 25.0871 | 4.0104e-06
3.448917956776169e+002 | 1.5985e-07 | 344.8918 | 3.448917956776169e+002 | 2.8263e-06 |  | 3.448917956776169e+002 | 5.6461e-06 |  | 3.448917956776169e+002 | 4.8903e-06 |  | 345.1309 | 4.0104e-06 | 25.0888 | 4.0104e-06
3.451309393246867e+002 | 1.5984e-07 | 345.1309 | 3.451309393246867e+002 | 2.8263e-06 |  | 3.451309393246867e+002 | 5.6461e-06 |  | 3.451309393246867e+002 | 4.8903e-06 |  | 345.3702 | 4.0104e-06 | 25.0905 | 4.0104e-06
3.453702487909631e+002 | 1.5983e-07 | 345.3702 | 3.453702487909631e+002 | 2.8263e-06 |  | 3.453702487909631e+002 | 5.6461e-06 |  | 3.453702487909631e+002 | 4.8903e-06 |  | 345.6097 | 4.0104e-06 | 25.0923 | 4.0104e-06
3.456097241914231e+002 | 1.5982e-07 | 345.6097 | 3.456097241914231e+002 | 2.8263e-06 |  | 3.456097241914231e+002 | 5.6461e-06 |  | 3.456097241914231e+002 | 4.8903e-06 |  | 345.8494 | 4.0104e-06 | 25.094 | 4.0104e-06
3.458493656411234e+002 | 1.598e-07 | 345.8494 | 3.458493656411234e+002 | 2.8263e-06 |  | 3.458493656411234e+002 | 5.6461e-06 |  | 3.458493656411234e+002 | 4.8903e-06 |  | 346.0892 | 4.0104e-06 | 25.0957 | 4.0104e-06
3.460891732552004e+002 | 1.5979e-07 | 346.0892 | 3.460891732552004e+002 | 2.8263e-06 |  | 3.460891732552004e+002 | 5.6461e-06 |  | 3.460891732552004e+002 | 4.8903e-06 |  | 346.3291 | 4.0104e-06 | 25.0974 | 4.0104e-06
3.463291471488705e+002 | 1.5978e-07 | 346.3291 | 3.463291471488705e+002 | 2.8263e-06 |  | 3.463291471488705e+002 | 5.6461e-06 |  | 3.463291471488705e+002 | 4.8903e-06 |  | 346.5693 | 4.0104e-06 | 25.099 | 4.0104e-06
3.465692874374298e+002 | 1.5977e-07 | 346.5693 | 3.465692874374298e+002 | 2.8263e-06 |  | 3.465692874374298e+002 | 5.6461e-06 |  | 3.465692874374298e+002 | 4.8903e-06 |  | 346.8096 | 4.0104e-06 | 25.1007 | 4.0104e-06
3.468095942362543e+002 | 1.5976e-07 | 346.8096 | 3.468095942362543e+002 | 2.8263e-06 |  | 3.468095942362543e+002 | 5.6461e-06 |  | 3.468095942362543e+002 | 4.8903e-06 |  | 347.0501 | 4.0104e-06 | 25.1024 | 4.0104e-06
3.470500676608004e+002 | 1.5975e-07 | 347.0501 | 3.470500676608004e+002 | 2.8263e-06 |  | 3.470500676608004e+002 | 5.6461e-06 |  | 3.470500676608004e+002 | 4.8903e-06 |  | 347.2907 | 4.0104e-06 | 25.1041 | 4.0104e-06
3.472907078266042e+002 | 1.5974e-07 | 347.2907 | 3.472907078266042e+002 | 2.8263e-06 |  | 3.472907078266042e+002 | 5.646e-06 |  | 3.472907078266042e+002 | 4.8903e-06 |  | 347.5315 | 4.0103e-06 | 25.1058 | 4.0103e-06
3.475315148492819e+002 | 1.5973e-07 | 347.5315 | 3.475315148492819e+002 | 2.8263e-06 |  | 3.475315148492819e+002 | 5.646e-06 |  | 3.475315148492819e+002 | 4.8902e-06 |  | 347.7725 | 4.0103e-06 | 25.1075 | 4.0103e-06
3.477724888445301e+002 | 1.5972e-07 | 347.7725 | 3.477724888445301e+002 | 2.8263e-06 |  | 3.477724888445301e+002 | 5.646e-06 |  | 3.477724888445301e+002 | 4.8902e-06 |  | 348.0136 | 4.0103e-06 | 25.1091 | 4.0103e-06
3.480136299281253e+002 | 1.597e-07 | 348.0136 | 3.480136299281253e+002 | 2.8263e-06 |  | 3.480136299281253e+002 | 5.646e-06 |  | 3.480136299281253e+002 | 4.8902e-06 |  | 348.2549 | 4.0103e-06 | 25.1108 | 4.0103e-06
3.482549382159247e+002 | 1.5969e-07 | 348.2549 | 3.482549382159247e+002 | 2.8263e-06 |  | 3.482549382159247e+002 | 5.646e-06 |  | 3.482549382159247e+002 | 4.8902e-06 |  | 348.4964 | 4.0103e-06 | 25.1125 | 4.0103e-06
3.484964138238654e+002 | 1.5968e-07 | 348.4964 | 3.484964138238654e+002 | 2.8263e-06 |  | 3.484964138238654e+002 | 5.646e-06 |  | 3.484964138238654e+002 | 4.8902e-06 |  | 348.7381 | 4.0103e-06 | 25.1142 | 4.0103e-06
3.487380568679652e+002 | 1.5967e-07 | 348.7381 | 3.487380568679652e+002 | 2.8263e-06 |  | 3.487380568679652e+002 | 5.646e-06 |  | 3.487380568679652e+002 | 4.8902e-06 |  | 348.9799 | 4.0103e-06 | 25.1159 | 4.0103e-06
3.489798674643221e+002 | 1.5966e-07 | 348.9799 | 3.489798674643221e+002 | 2.8263e-06 |  | 3.489798674643221e+002 | 5.646e-06 |  | 3.489798674643221e+002 | 4.8902e-06 |  | 349.2218 | 4.0103e-06 | 25.1175 | 4.0103e-06
3.492218457291149e+002 | 1.5965e-07 | 349.2218 | 3.492218457291149e+002 | 2.8263e-06 |  | 3.492218457291149e+002 | 5.646e-06 |  | 3.492218457291149e+002 | 4.8902e-06 |  | 349.464 | 4.0103e-06 | 25.1192 | 4.0103e-06
3.494639917786028e+002 | 1.5964e-07 | 349.464 | 3.494639917786028e+002 | 2.8263e-06 |  | 3.494639917786028e+002 | 5.646e-06 |  | 3.494639917786028e+002 | 4.8902e-06 |  | 349.7063 | 4.0103e-06 | 25.1209 | 4.0103e-06
3.497063057291255e+002 | 1.5963e-07 | 349.7063 | 3.497063057291255e+002 | 2.8263e-06 |  | 3.497063057291255e+002 | 5.646e-06 |  | 3.497063057291255e+002 | 4.8902e-06 |  | 349.9488 | 4.0103e-06 | 25.1225 | 4.0103e-06
3.499487876971034e+002 | 1.5962e-07 | 349.9488 | 3.499487876971034e+002 | 2.8263e-06 |  | 3.499487876971034e+002 | 5.646e-06 |  | 3.499487876971034e+002 | 4.8902e-06 |  | 350.1914 | 4.0103e-06 | 25.1242 | 4.0103e-06
3.501914377990379e+002 | 1.5961e-07 | 350.1914 | 3.501914377990379e+002 | 2.8263e-06 |  | 3.501914377990379e+002 | 5.646e-06 |  | 3.501914377990379e+002 | 4.8902e-06 |  | 350.4343 | 4.0103e-06 | 25.1258 | 4.0103e-06
3.504342561515108e+002 | 1.596e-07 | 350.4343 | 3.504342561515108e+002 | 2.8263e-06 |  | 3.504342561515108e+002 | 5.646e-06 |  | 3.504342561515108e+002 | 4.8902e-06 |  | 350.6772 | 4.0103e-06 | 25.1275 | 4.0103e-06
3.506772428711851e+002 | 1.5959e-07 | 350.6772 | 3.506772428711851e+002 | 2.8263e-06 |  | 3.506772428711851e+002 | 5.646e-06 |  | 3.506772428711851e+002 | 4.8902e-06 |  | 350.9204 | 4.0102e-06 | 25.1292 | 4.0102e-06
3.509203980748043e+002 | 1.5957e-07 | 350.9204 | 3.509203980748043e+002 | 2.8263e-06 |  | 3.509203980748043e+002 | 5.646e-06 |  | 3.509203980748043e+002 | 4.8902e-06 |  | 351.1637 | 4.0102e-06 | 25.1308 | 4.0102e-06
3.511637218791931e+002 | 1.5956e-07 | 351.1637 | 3.511637218791931e+002 | 2.8263e-06 |  | 3.511637218791931e+002 | 5.646e-06 |  | 3.511637218791931e+002 | 4.8902e-06 |  | 351.4072 | 4.0102e-06 | 25.1325 | 4.0102e-06
3.514072144012573e+002 | 1.5955e-07 | 351.4072 | 3.514072144012573e+002 | 2.8263e-06 |  | 3.514072144012573e+002 | 5.646e-06 |  | 3.514072144012573e+002 | 4.8902e-06 |  | 351.6509 | 4.0102e-06 | 25.1341 | 4.0102e-06
3.516508757579836e+002 | 1.5954e-07 | 351.6509 | 3.516508757579836e+002 | 2.8262e-06 |  | 3.516508757579836e+002 | 5.646e-06 |  | 3.516508757579836e+002 | 4.8902e-06 |  | 351.8947 | 4.0102e-06 | 25.1358 | 4.0102e-06
3.518947060664397e+002 | 1.5953e-07 | 351.8947 | 3.518947060664397e+002 | 2.8262e-06 |  | 3.518947060664397e+002 | 5.6459e-06 |  | 3.518947060664397e+002 | 4.8902e-06 |  | 352.1387 | 4.0102e-06 | 25.1374 | 4.0102e-06
3.521387054437746e+002 | 1.5952e-07 | 352.1387 | 3.521387054437746e+002 | 2.8262e-06 |  | 3.521387054437746e+002 | 5.6459e-06 |  | 3.521387054437746e+002 | 4.8902e-06 |  | 352.3829 | 4.0102e-06 | 25.1391 | 4.0102e-06
3.523828740072187e+002 | 1.5951e-07 | 352.3829 | 3.523828740072187e+002 | 2.8262e-06 |  | 3.523828740072187e+002 | 5.6459e-06 |  | 3.523828740072187e+002 | 4.8902e-06 |  | 352.6272 | 4.0102e-06 | 25.1407 | 4.0102e-06
3.526272118740834e+002 | 1.595e-07 | 352.6272 | 3.526272118740834e+002 | 2.8262e-06 |  | 3.526272118740834e+002 | 5.6459e-06 |  | 3.526272118740834e+002 | 4.8901e-06 |  | 352.8717 | 4.0102e-06 | 25.1424 | 4.0102e-06
3.528717191617617e+002 | 1.5949e-07 | 352.8717 | 3.528717191617617e+002 | 2.8262e-06 |  | 3.528717191617617e+002 | 5.6459e-06 |  | 3.528717191617617e+002 | 4.8901e-06 |  | 353.1164 | 4.0102e-06 | 25.144 | 4.0102e-06
3.531163959877277e+002 | 1.5948e-07 | 353.1164 | 3.531163959877277e+002 | 2.8262e-06 |  | 3.531163959877277e+002 | 5.6459e-06 |  | 3.531163959877277e+002 | 4.8901e-06 |  | 353.3612 | 4.0102e-06 | 25.1456 | 4.0102e-06
3.533612424695373e+002 | 1.5947e-07 | 353.3612 | 3.533612424695373e+002 | 2.8262e-06 |  | 3.533612424695373e+002 | 5.6459e-06 |  | 3.533612424695373e+002 | 4.8901e-06 |  | 353.6063 | 4.0102e-06 | 25.1473 | 4.0102e-06
3.536062587248276e+002 | 1.5946e-07 | 353.6063 | 3.536062587248276e+002 | 2.8262e-06 |  | 3.536062587248276e+002 | 5.6459e-06 |  | 3.536062587248276e+002 | 4.8901e-06 |  | 353.8514 | 4.0102e-06 | 25.1489 | 4.0102e-06
3.538514448713174e+002 | 1.5945e-07 | 353.8514 | 3.538514448713174e+002 | 2.8262e-06 |  | 3.538514448713174e+002 | 5.6459e-06 |  | 3.538514448713174e+002 | 4.8901e-06 |  | 354.0968 | 4.0102e-06 | 25.1505 | 4.0102e-06
3.540968010268072e+002 | 1.5944e-07 | 354.0968 | 3.540968010268072e+002 | 2.8262e-06 |  | 3.540968010268072e+002 | 5.6459e-06 |  | 3.540968010268072e+002 | 4.8901e-06 |  | 354.3423 | 4.0101e-06 | 25.1522 | 4.0101e-06
3.543423273091791e+002 | 1.5942e-07 | 354.3423 | 3.543423273091791e+002 | 2.8262e-06 |  | 3.543423273091791e+002 | 5.6459e-06 |  | 3.543423273091791e+002 | 4.8901e-06 |  | 354.588 | 4.0101e-06 | 25.1538 | 4.0101e-06
3.545880238363969e+002 | 1.5941e-07 | 354.588 | 3.545880238363969e+002 | 2.8262e-06 |  | 3.545880238363969e+002 | 5.6459e-06 |  | 3.545880238363969e+002 | 4.8901e-06 |  | 354.8339 | 4.0101e-06 | 25.1554 | 4.0101e-06
3.548338907265064e+002 | 1.594e-07 | 354.8339 | 3.548338907265064e+002 | 2.8262e-06 |  | 3.548338907265064e+002 | 5.6459e-06 |  | 3.548338907265064e+002 | 4.8901e-06 |  | 355.0799 | 4.0101e-06 | 25.157 | 4.0101e-06
3.550799280976348e+002 | 1.5939e-07 | 355.0799 | 3.550799280976348e+002 | 2.8262e-06 |  | 3.550799280976348e+002 | 5.6459e-06 |  | 3.550799280976348e+002 | 4.8901e-06 |  | 355.3261 | 4.0101e-06 | 25.1587 | 4.0101e-06
3.553261360679917e+002 | 1.5938e-07 | 355.3261 | 3.553261360679917e+002 | 2.8262e-06 |  | 3.553261360679917e+002 | 5.6459e-06 |  | 3.553261360679917e+002 | 4.8901e-06 |  | 355.5725 | 4.0101e-06 | 25.1603 | 4.0101e-06
3.555725147558685e+002 | 1.5937e-07 | 355.5725 | 3.555725147558685e+002 | 2.8262e-06 |  | 3.555725147558685e+002 | 5.6459e-06 |  | 3.555725147558685e+002 | 4.8901e-06 |  | 355.8191 | 4.0101e-06 | 25.1619 | 4.0101e-06
3.558190642796385e+002 | 1.5936e-07 | 355.8191 | 3.558190642796385e+002 | 2.8262e-06 |  | 3.558190642796385e+002 | 5.6459e-06 |  | 3.558190642796385e+002 | 4.8901e-06 |  | 356.0658 | 4.0101e-06 | 25.1635 | 4.0101e-06
3.560657847577572e+002 | 1.5935e-07 | 356.0658 | 3.560657847577572e+002 | 2.8262e-06 |  | 3.560657847577572e+002 | 5.6459e-06 |  | 3.560657847577572e+002 | 4.8901e-06 |  | 356.3127 | 4.0101e-06 | 25.1651 | 4.0101e-06
3.563126763087621e+002 | 1.5934e-07 | 356.3127 | 3.563126763087621e+002 | 2.8262e-06 |  | 3.563126763087621e+002 | 5.6458e-06 |  | 3.563126763087621e+002 | 4.8901e-06 |  | 356.5597 | 4.0101e-06 | 25.1667 | 4.0101e-06
3.565597390512731e+002 | 1.5933e-07 | 356.5597 | 3.565597390512731e+002 | 2.8262e-06 |  | 3.565597390512731e+002 | 5.6458e-06 |  | 3.565597390512731e+002 | 4.8901e-06 |  | 356.807 | 4.0101e-06 | 25.1683 | 4.0101e-06
3.568069731039923e+002 | 1.5932e-07 | 356.807 | 3.568069731039923e+002 | 2.8262e-06 |  | 3.568069731039923e+002 | 5.6458e-06 |  | 3.568069731039923e+002 | 4.8901e-06 |  | 357.0544 | 4.0101e-06 | 25.17 | 4.0101e-06
3.570543785857040e+002 | 1.5931e-07 | 357.0544 | 3.570543785857040e+002 | 2.8262e-06 |  | 3.570543785857040e+002 | 5.6458e-06 |  | 3.570543785857040e+002 | 4.8901e-06 |  | 357.302 | 4.0101e-06 | 25.1715 | 4.0101e-06
3.573019556152748e+002 | 1.593e-07 | 357.302 | 3.573019556152748e+002 | 2.8262e-06 |  | 3.573019556152748e+002 | 5.6458e-06 |  | 3.573019556152748e+002 | 4.8901e-06 |  | 357.5497 | 4.0101e-06 | 25.1731 | 4.0101e-06
3.575497043116540e+002 | 1.5929e-07 | 357.5497 | 3.575497043116540e+002 | 2.8262e-06 |  | 3.575497043116540e+002 | 5.6458e-06 |  | 3.575497043116540e+002 | 4.89e-06 |  | 357.7976 | 4.01e-06 | 25.1747 | 4.01e-06
3.577976247938731e+002 | 1.5928e-07 | 357.7976 | 3.577976247938731e+002 | 2.8262e-06 |  | 3.577976247938731e+002 | 5.6458e-06 |  | 3.577976247938731e+002 | 4.89e-06 |  | 358.0457 | 4.01e-06 | 25.1763 | 4.01e-06
3.580457171810463e+002 | 1.5927e-07 | 358.0457 | 3.580457171810463e+002 | 2.8262e-06 |  | 3.580457171810463e+002 | 5.6458e-06 |  | 3.580457171810463e+002 | 4.89e-06 |  | 358.294 | 4.01e-06 | 25.1779 | 4.01e-06
3.582939815923704e+002 | 1.5926e-07 | 358.294 | 3.582939815923704e+002 | 2.8262e-06 |  | 3.582939815923704e+002 | 5.6458e-06 |  | 3.582939815923704e+002 | 4.89e-06 |  | 358.5424 | 4.01e-06 | 25.1795 | 4.01e-06
3.585424181471246e+002 | 1.5925e-07 | 358.5424 | 3.585424181471246e+002 | 2.8262e-06 |  | 3.585424181471246e+002 | 5.6458e-06 |  | 3.585424181471246e+002 | 4.89e-06 |  | 358.791 | 4.01e-06 | 25.1811 | 4.01e-06
3.587910269646712e+002 | 1.5924e-07 | 358.791 | 3.587910269646712e+002 | 2.8262e-06 |  | 3.587910269646712e+002 | 5.6458e-06 |  | 3.587910269646712e+002 | 4.89e-06 |  | 359.0398 | 4.01e-06 | 25.1827 | 4.01e-06
3.590398081644549e+002 | 1.5923e-07 | 359.0398 | 3.590398081644549e+002 | 2.8262e-06 |  | 3.590398081644549e+002 | 5.6458e-06 |  | 3.590398081644549e+002 | 4.89e-06 |  | 359.2888 | 4.01e-06 | 25.1843 | 4.01e-06
3.592887618660035e+002 | 1.5922e-07 | 359.2888 | 3.592887618660035e+002 | 2.8261e-06 |  | 3.592887618660035e+002 | 5.6458e-06 |  | 3.592887618660035e+002 | 4.89e-06 |  | 359.5379 | 4.01e-06 | 25.1859 | 4.01e-06
3.595378881889275e+002 | 1.5921e-07 | 359.5379 | 3.595378881889275e+002 | 2.8261e-06 |  | 3.595378881889275e+002 | 5.6458e-06 |  | 3.595378881889275e+002 | 4.89e-06 |  | 359.7872 | 4.01e-06 | 25.1875 | 4.01e-06
3.597871872529204e+002 | 1.592e-07 | 359.7872 | 3.597871872529204e+002 | 2.8261e-06 |  | 3.597871872529204e+002 | 5.6458e-06 |  | 3.597871872529204e+002 | 4.89e-06 |  | 360.0367 | 4.01e-06 | 25.1891 | 4.01e-06
3.600366591777587e+002 | 1.5919e-07 | 360.0367 | 3.600366591777587e+002 | 2.8261e-06 |  | 3.600366591777587e+002 | 5.6458e-06 |  | 3.600366591777587e+002 | 4.89e-06 |  | 360.2863 | 4.01e-06 | 25.1907 | 4.01e-06
3.602863040833020e+002 | 1.5917e-07 | 360.2863 | 3.602863040833020e+002 | 2.8261e-06 |  | 3.602863040833020e+002 | 5.6458e-06 |  | 3.602863040833020e+002 | 4.89e-06 |  | 360.5361 | 4.01e-06 | 25.1922 | 4.01e-06
3.605361220894929e+002 | 1.5916e-07 | 360.5361 | 3.605361220894929e+002 | 2.8261e-06 |  | 3.605361220894929e+002 | 5.6457e-06 |  | 3.605361220894929e+002 | 4.89e-06 |  | 360.7861 | 4.01e-06 | 25.1938 | 4.01e-06
3.607861133163572e+002 | 1.5915e-07 | 360.7861 | 3.607861133163572e+002 | 2.8261e-06 |  | 3.607861133163572e+002 | 5.6457e-06 |  | 3.607861133163572e+002 | 4.89e-06 |  | 361.0363 | 4.01e-06 | 25.1954 | 4.01e-06
3.610362778840039e+002 | 1.5914e-07 | 361.0363 | 3.610362778840039e+002 | 2.8261e-06 |  | 3.610362778840039e+002 | 5.6457e-06 |  | 3.610362778840039e+002 | 4.89e-06 |  | 361.2866 | 4.01e-06 | 25.197 | 4.01e-06
3.612866159126255e+002 | 1.5913e-07 | 361.2866 | 3.612866159126255e+002 | 2.8261e-06 |  | 3.612866159126255e+002 | 5.6457e-06 |  | 3.612866159126255e+002 | 4.89e-06 |  | 361.5371 | 4.0099e-06 | 25.1985 | 4.0099e-06
3.615371275224975e+002 | 1.5912e-07 | 361.5371 | 3.615371275224975e+002 | 2.8261e-06 |  | 3.615371275224975e+002 | 5.6457e-06 |  | 3.615371275224975e+002 | 4.89e-06 |  | 361.7878 | 4.0099e-06 | 25.2001 | 4.0099e-06
3.617878128339790e+002 | 1.5911e-07 | 361.7878 | 3.617878128339790e+002 | 2.8261e-06 |  | 3.617878128339790e+002 | 5.6457e-06 |  | 3.617878128339790e+002 | 4.89e-06 |  | 362.0387 | 4.0099e-06 | 25.2017 | 4.0099e-06
3.620386719675125e+002 | 1.591e-07 | 362.0387 | 3.620386719675125e+002 | 2.8261e-06 |  | 3.620386719675125e+002 | 5.6457e-06 |  | 3.620386719675125e+002 | 4.89e-06 |  | 362.2897 | 4.0099e-06 | 25.2033 | 4.0099e-06
3.622897050436242e+002 | 1.5909e-07 | 362.2897 | 3.622897050436242e+002 | 2.8261e-06 |  | 3.622897050436242e+002 | 5.6457e-06 |  | 3.622897050436242e+002 | 4.8899e-06 |  | 362.5409 | 4.0099e-06 | 25.2048 | 4.0099e-06
3.625409121829234e+002 | 1.5908e-07 | 362.5409 | 3.625409121829234e+002 | 2.8261e-06 |  | 3.625409121829234e+002 | 5.6457e-06 |  | 3.625409121829234e+002 | 4.8899e-06 |  | 362.7923 | 4.0099e-06 | 25.2064 | 4.0099e-06
3.627922935061037e+002 | 1.5907e-07 | 362.7923 | 3.627922935061037e+002 | 2.8261e-06 |  | 3.627922935061037e+002 | 5.6457e-06 |  | 3.627922935061037e+002 | 4.8899e-06 |  | 363.0438 | 4.0099e-06 | 25.2079 | 4.0099e-06
3.630438491339417e+002 | 1.5906e-07 | 363.0438 | 3.630438491339417e+002 | 2.8261e-06 |  | 3.630438491339417e+002 | 5.6457e-06 |  | 3.630438491339417e+002 | 4.8899e-06 |  | 363.2956 | 4.0099e-06 | 25.2095 | 4.0099e-06
3.632955791872981e+002 | 1.5905e-07 | 363.2956 | 3.632955791872981e+002 | 2.8261e-06 |  | 3.632955791872981e+002 | 5.6457e-06 |  | 3.632955791872981e+002 | 4.8899e-06 |  | 363.5475 | 4.0099e-06 | 25.2111 | 4.0099e-06
3.635474837871176e+002 | 1.5904e-07 | 363.5475 | 3.635474837871176e+002 | 2.8261e-06 |  | 3.635474837871176e+002 | 5.6457e-06 |  | 3.635474837871176e+002 | 4.8899e-06 |  | 363.7996 | 4.0099e-06 | 25.2126 | 4.0099e-06
3.637995630544283e+002 | 1.5903e-07 | 363.7996 | 3.637995630544283e+002 | 2.8261e-06 |  | 3.637995630544283e+002 | 5.6457e-06 |  | 3.637995630544283e+002 | 4.8899e-06 |  | 364.0518 | 4.0099e-06 | 25.2142 | 4.0099e-06
3.640518171103425e+002 | 1.5902e-07 | 364.0518 | 3.640518171103425e+002 | 2.8261e-06 |  | 3.640518171103425e+002 | 5.6457e-06 |  | 3.640518171103425e+002 | 4.8899e-06 |  | 364.3042 | 4.0099e-06 | 25.2157 | 4.0099e-06
3.643042460760565e+002 | 1.5901e-07 | 364.3042 | 3.643042460760565e+002 | 2.8261e-06 |  | 3.643042460760565e+002 | 5.6457e-06 |  | 3.643042460760565e+002 | 4.8899e-06 |  | 364.5569 | 4.0099e-06 | 25.2173 | 4.0099e-06
3.645568500728506e+002 | 1.59e-07 | 364.5569 | 3.645568500728506e+002 | 2.8261e-06 |  | 3.645568500728506e+002 | 5.6456e-06 |  | 3.645568500728506e+002 | 4.8899e-06 |  | 364.8096 | 4.0099e-06 | 25.2188 | 4.0099e-06
3.648096292220890e+002 | 1.5899e-07 | 364.8096 | 3.648096292220890e+002 | 2.8261e-06 |  | 3.648096292220890e+002 | 5.6456e-06 |  | 3.648096292220890e+002 | 4.8899e-06 |  | 365.0626 | 4.0098e-06 | 25.2204 | 4.0098e-06
3.650625836452203e+002 | 1.5898e-07 | 365.0626 | 3.650625836452203e+002 | 2.8261e-06 |  | 3.650625836452203e+002 | 5.6456e-06 |  | 3.650625836452203e+002 | 4.8899e-06 |  | 365.3157 | 4.0098e-06 | 25.2219 | 4.0098e-06
3.653157134637772e+002 | 1.5897e-07 | 365.3157 | 3.653157134637772e+002 | 2.8261e-06 |  | 3.653157134637772e+002 | 5.6456e-06 |  | 3.653157134637772e+002 | 4.8899e-06 |  | 365.569 | 4.0098e-06 | 25.2235 | 4.0098e-06
3.655690187993766e+002 | 1.5896e-07 | 365.569 | 3.655690187993766e+002 | 2.8261e-06 |  | 3.655690187993766e+002 | 5.6456e-06 |  | 3.655690187993766e+002 | 4.8899e-06 |  | 365.8225 | 4.0098e-06 | 25.225 | 4.0098e-06
3.658224997737200e+002 | 1.5895e-07 | 365.8225 | 3.658224997737200e+002 | 2.8261e-06 |  | 3.658224997737200e+002 | 5.6456e-06 |  | 3.658224997737200e+002 | 4.8899e-06 |  | 366.0762 | 4.0098e-06 | 25.2265 | 4.0098e-06
3.660761565085930e+002 | 1.5894e-07 | 366.0762 | 3.660761565085930e+002 | 2.8261e-06 |  | 3.660761565085930e+002 | 5.6456e-06 |  | 3.660761565085930e+002 | 4.8899e-06 |  | 366.33 | 4.0098e-06 | 25.2281 | 4.0098e-06
3.663299891258658e+002 | 1.5893e-07 | 366.33 | 3.663299891258658e+002 | 2.826e-06 |  | 3.663299891258658e+002 | 5.6456e-06 |  | 3.663299891258658e+002 | 4.8899e-06 |  | 366.584 | 4.0098e-06 | 25.2296 | 4.0098e-06
3.665839977474930e+002 | 1.5892e-07 | 366.584 | 3.665839977474930e+002 | 2.826e-06 |  | 3.665839977474930e+002 | 5.6456e-06 |  | 3.665839977474930e+002 | 4.8899e-06 |  | 366.8382 | 4.0098e-06 | 25.2311 | 4.0098e-06
3.668381824955138e+002 | 1.5891e-07 | 366.8382 | 3.668381824955138e+002 | 2.826e-06 |  | 3.668381824955138e+002 | 5.6456e-06 |  | 3.668381824955138e+002 | 4.8898e-06 |  | 367.0925 | 4.0098e-06 | 25.2327 | 4.0098e-06
3.670925434920520e+002 | 1.589e-07 | 367.0925 | 3.670925434920520e+002 | 2.826e-06 |  | 3.670925434920520e+002 | 5.6456e-06 |  | 3.670925434920520e+002 | 4.8898e-06 |  | 367.3471 | 4.0098e-06 | 25.2342 | 4.0098e-06
3.673470808593162e+002 | 1.5889e-07 | 367.3471 | 3.673470808593162e+002 | 2.826e-06 |  | 3.673470808593162e+002 | 5.6456e-06 |  | 3.673470808593162e+002 | 4.8898e-06 |  | 367.6018 | 4.0098e-06 | 25.2357 | 4.0098e-06
3.676017947195997e+002 | 1.5888e-07 | 367.6018 | 3.676017947195997e+002 | 2.826e-06 |  | 3.676017947195997e+002 | 5.6456e-06 |  | 3.676017947195997e+002 | 4.8898e-06 |  | 367.8567 | 4.0098e-06 | 25.2372 | 4.0098e-06
3.678566851952804e+002 | 1.5887e-07 | 367.8567 | 3.678566851952804e+002 | 2.826e-06 |  | 3.678566851952804e+002 | 5.6456e-06 |  | 3.678566851952804e+002 | 4.8898e-06 |  | 368.1118 | 4.0098e-06 | 25.2388 | 4.0098e-06
3.681117524088213e+002 | 1.5886e-07 | 368.1118 | 3.681117524088213e+002 | 2.826e-06 |  | 3.681117524088213e+002 | 5.6456e-06 |  | 3.681117524088213e+002 | 4.8898e-06 |  | 368.367 | 4.0098e-06 | 25.2403 | 4.0098e-06
3.683669964827702e+002 | 1.5885e-07 | 368.367 | 3.683669964827702e+002 | 2.826e-06 |  | 3.683669964827702e+002 | 5.6455e-06 |  | 3.683669964827702e+002 | 4.8898e-06 |  | 368.6224 | 4.0098e-06 | 25.2418 | 4.0098e-06
3.686224175397598e+002 | 1.5884e-07 | 368.6224 | 3.686224175397598e+002 | 2.826e-06 |  | 3.686224175397598e+002 | 5.6455e-06 |  | 3.686224175397598e+002 | 4.8898e-06 |  | 368.878 | 4.0097e-06 | 25.2433 | 4.0097e-06
3.688780157025080e+002 | 1.5883e-07 | 368.878 | 3.688780157025080e+002 | 2.826e-06 |  | 3.688780157025080e+002 | 5.6455e-06 |  | 3.688780157025080e+002 | 4.8898e-06 |  | 369.1338 | 4.0097e-06 | 25.2448 | 4.0097e-06
3.691337910938178e+002 | 1.5882e-07 | 369.1338 | 3.691337910938178e+002 | 2.826e-06 |  | 3.691337910938178e+002 | 5.6455e-06 |  | 3.691337910938178e+002 | 4.8898e-06 |  | 369.3897 | 4.0097e-06 | 25.2464 | 4.0097e-06
3.693897438365771e+002 | 1.5881e-07 | 369.3897 | 3.693897438365771e+002 | 2.826e-06 |  | 3.693897438365771e+002 | 5.6455e-06 |  | 3.693897438365771e+002 | 4.8898e-06 |  | 369.6459 | 4.0097e-06 | 25.2479 | 4.0097e-06
3.696458740537592e+002 | 1.588e-07 | 369.6459 | 3.696458740537592e+002 | 2.826e-06 |  | 3.696458740537592e+002 | 5.6455e-06 |  | 3.696458740537592e+002 | 4.8898e-06 |  | 369.9022 | 4.0097e-06 | 25.2494 | 4.0097e-06
3.699021818684228e+002 | 1.5879e-07 | 369.9022 | 3.699021818684228e+002 | 2.826e-06 |  | 3.699021818684228e+002 | 5.6455e-06 |  | 3.699021818684228e+002 | 4.8898e-06 |  | 370.1587 | 4.0097e-06 | 25.2509 | 4.0097e-06
3.701586674037116e+002 | 1.5879e-07 | 370.1587 | 3.701586674037116e+002 | 2.826e-06 |  | 3.701586674037116e+002 | 5.6455e-06 |  | 3.701586674037116e+002 | 4.8898e-06 |  | 370.4153 | 4.0097e-06 | 25.2524 | 4.0097e-06
3.704153307828548e+002 | 1.5878e-07 | 370.4153 | 3.704153307828548e+002 | 2.826e-06 |  | 3.704153307828548e+002 | 5.6455e-06 |  | 3.704153307828548e+002 | 4.8898e-06 |  | 370.6722 | 4.0097e-06 | 25.2539 | 4.0097e-06
3.706721721291673e+002 | 1.5877e-07 | 370.6722 | 3.706721721291673e+002 | 2.826e-06 |  | 3.706721721291673e+002 | 5.6455e-06 |  | 3.706721721291673e+002 | 4.8898e-06 |  | 370.9292 | 4.0097e-06 | 25.2554 | 4.0097e-06
3.709291915660492e+002 | 1.5876e-07 | 370.9292 | 3.709291915660492e+002 | 2.826e-06 |  | 3.709291915660492e+002 | 5.6455e-06 |  | 3.709291915660492e+002 | 4.8898e-06 |  | 371.1864 | 4.0097e-06 | 25.2569 | 4.0097e-06
3.711863892169863e+002 | 1.5875e-07 | 371.1864 | 3.711863892169863e+002 | 2.826e-06 |  | 3.711863892169863e+002 | 5.6455e-06 |  | 3.711863892169863e+002 | 4.8898e-06 |  | 371.4438 | 4.0097e-06 | 25.2584 | 4.0097e-06
3.714437652055499e+002 | 1.5874e-07 | 371.4438 | 3.714437652055499e+002 | 2.826e-06 |  | 3.714437652055499e+002 | 5.6455e-06 |  | 3.714437652055499e+002 | 4.8897e-06 |  | 371.7013 | 4.0097e-06 | 25.2599 | 4.0097e-06
3.717013196553972e+002 | 1.5873e-07 | 371.7013 | 3.717013196553972e+002 | 2.826e-06 |  | 3.717013196553972e+002 | 5.6455e-06 |  | 3.717013196553972e+002 | 4.8897e-06 |  | 371.9591 | 4.0097e-06 | 25.2614 | 4.0097e-06
3.719590526902709e+002 | 1.5872e-07 | 371.9591 | 3.719590526902709e+002 | 2.826e-06 |  | 3.719590526902709e+002 | 5.6455e-06 |  | 3.719590526902709e+002 | 4.8897e-06 |  | 372.217 | 4.0097e-06 | 25.2629 | 4.0097e-06
3.722169644339997e+002 | 1.5871e-07 | 372.217 | 3.722169644339997e+002 | 2.826e-06 |  | 3.722169644339997e+002 | 5.6454e-06 |  | 3.722169644339997e+002 | 4.8897e-06 |  | 372.4751 | 4.0097e-06 | 25.2644 | 4.0097e-06
3.724750550104981e+002 | 1.587e-07 | 372.4751 | 3.724750550104981e+002 | 2.826e-06 |  | 3.724750550104981e+002 | 5.6454e-06 |  | 3.724750550104981e+002 | 4.8897e-06 |  | 372.7333 | 4.0096e-06 | 25.2659 | 4.0096e-06
3.727333245437664e+002 | 1.5869e-07 | 372.7333 | 3.727333245437664e+002 | 2.826e-06 |  | 3.727333245437664e+002 | 5.6454e-06 |  | 3.727333245437664e+002 | 4.8897e-06 |  | 372.9918 | 4.0096e-06 | 25.2674 | 4.0096e-06
3.729917731578910e+002 | 1.5868e-07 | 372.9918 | 3.729917731578910e+002 | 2.826e-06 |  | 3.729917731578910e+002 | 5.6454e-06 |  | 3.729917731578910e+002 | 4.8897e-06 |  | 373.2504 | 4.0096e-06 | 25.2689 | 4.0096e-06
3.732504009770444e+002 | 1.5867e-07 | 373.2504 | 3.732504009770444e+002 | 2.8259e-06 |  | 3.732504009770444e+002 | 5.6454e-06 |  | 3.732504009770444e+002 | 4.8897e-06 |  | 373.5092 | 4.0096e-06 | 25.2703 | 4.0096e-06
3.735092081254851e+002 | 1.5866e-07 | 373.5092 | 3.735092081254851e+002 | 2.8259e-06 |  | 3.735092081254851e+002 | 5.6454e-06 |  | 3.735092081254851e+002 | 4.8897e-06 |  | 373.7682 | 4.0096e-06 | 25.2718 | 4.0096e-06
3.737681947275577e+002 | 1.5865e-07 | 373.7682 | 3.737681947275577e+002 | 2.8259e-06 |  | 3.737681947275577e+002 | 5.6454e-06 |  | 3.737681947275577e+002 | 4.8897e-06 |  | 374.0274 | 4.0096e-06 | 25.2733 | 4.0096e-06
3.740273609076932e+002 | 1.5864e-07 | 374.0274 | 3.740273609076932e+002 | 2.8259e-06 |  | 3.740273609076932e+002 | 5.6454e-06 |  | 3.740273609076932e+002 | 4.8897e-06 |  | 374.2867 | 4.0096e-06 | 25.2748 | 4.0096e-06
3.742867067904087e+002 | 1.5863e-07 | 374.2867 | 3.742867067904087e+002 | 2.8259e-06 |  | 3.742867067904087e+002 | 5.6454e-06 |  | 3.742867067904087e+002 | 4.8897e-06 |  | 374.5462 | 4.0096e-06 | 25.2763 | 4.0096e-06
3.745462325003078e+002 | 1.5862e-07 | 374.5462 | 3.745462325003078e+002 | 2.8259e-06 |  | 3.745462325003078e+002 | 5.6454e-06 |  | 3.745462325003078e+002 | 4.8897e-06 |  | 374.8059 | 4.0096e-06 | 25.2777 | 4.0096e-06
3.748059381620803e+002 | 1.5861e-07 | 374.8059 | 3.748059381620803e+002 | 2.8259e-06 |  | 3.748059381620803e+002 | 5.6454e-06 |  | 3.748059381620803e+002 | 4.8897e-06 |  | 375.0658 | 4.0096e-06 | 25.2792 | 4.0096e-06
3.750658239005027e+002 | 1.586e-07 | 375.0658 | 3.750658239005027e+002 | 2.8259e-06 |  | 3.750658239005027e+002 | 5.6454e-06 |  | 3.750658239005027e+002 | 4.8897e-06 |  | 375.3259 | 4.0096e-06 | 25.2807 | 4.0096e-06
3.753258898404378e+002 | 1.5859e-07 | 375.3259 | 3.753258898404378e+002 | 2.8259e-06 |  | 3.753258898404378e+002 | 5.6454e-06 |  | 3.753258898404378e+002 | 4.8897e-06 |  | 375.5861 | 4.0096e-06 | 25.2822 | 4.0096e-06
3.755861361068351e+002 | 1.5858e-07 | 375.5861 | 3.755861361068351e+002 | 2.8259e-06 |  | 3.755861361068351e+002 | 5.6454e-06 |  | 3.755861361068351e+002 | 4.8896e-06 |  | 375.8466 | 4.0096e-06 | 25.2836 | 4.0096e-06
3.758465628247307e+002 | 1.5857e-07 | 375.8466 | 3.758465628247307e+002 | 2.8259e-06 |  | 3.758465628247307e+002 | 5.6454e-06 |  | 3.758465628247307e+002 | 4.8896e-06 |  | 376.1072 | 4.0096e-06 | 25.2851 | 4.0096e-06
3.761071701192473e+002 | 1.5856e-07 | 376.1072 | 3.761071701192473e+002 | 2.8259e-06 |  | 3.761071701192473e+002 | 5.6453e-06 |  | 3.761071701192473e+002 | 4.8896e-06 |  | 376.368 | 4.0096e-06 | 25.2866 | 4.0096e-06
3.763679581155947e+002 | 1.5856e-07 | 376.368 | 3.763679581155947e+002 | 2.8259e-06 |  | 3.763679581155947e+002 | 5.6453e-06 |  | 3.763679581155947e+002 | 4.8896e-06 |  | 376.6289 | 4.0095e-06 | 25.288 | 4.0095e-06
3.766289269390691e+002 | 1.5855e-07 | 376.6289 | 3.766289269390691e+002 | 2.8259e-06 |  | 3.766289269390691e+002 | 5.6453e-06 |  | 3.766289269390691e+002 | 4.8896e-06 |  | 376.8901 | 4.0095e-06 | 25.2895 | 4.0095e-06
3.768900767150539e+002 | 1.5854e-07 | 376.8901 | 3.768900767150539e+002 | 2.8259e-06 |  | 3.768900767150539e+002 | 5.6453e-06 |  | 3.768900767150539e+002 | 4.8896e-06 |  | 377.1514 | 4.0095e-06 | 25.2909 | 4.0095e-06
3.771514075690191e+002 | 1.5853e-07 | 377.1514 | 3.771514075690191e+002 | 2.8259e-06 |  | 3.771514075690191e+002 | 5.6453e-06 |  | 3.771514075690191e+002 | 4.8896e-06 |  | 377.4129 | 4.0095e-06 | 25.2924 | 4.0095e-06
3.774129196265221e+002 | 1.5852e-07 | 377.4129 | 3.774129196265221e+002 | 2.8259e-06 |  | 3.774129196265221e+002 | 5.6453e-06 |  | 3.774129196265221e+002 | 4.8896e-06 |  | 377.6746 | 4.0095e-06 | 25.2939 | 4.0095e-06
3.776746130132071e+002 | 1.5851e-07 | 377.6746 | 3.776746130132071e+002 | 2.8259e-06 |  | 3.776746130132071e+002 | 5.6453e-06 |  | 3.776746130132071e+002 | 4.8896e-06 |  | 377.9365 | 4.0095e-06 | 25.2953 | 4.0095e-06
3.779364878548055e+002 | 1.585e-07 | 377.9365 | 3.779364878548055e+002 | 2.8259e-06 |  | 3.779364878548055e+002 | 5.6453e-06 |  | 3.779364878548055e+002 | 4.8896e-06 |  | 378.1985 | 4.0095e-06 | 25.2968 | 4.0095e-06
3.781985442771357e+002 | 1.5849e-07 | 378.1985 | 3.781985442771357e+002 | 2.8259e-06 |  | 3.781985442771357e+002 | 5.6453e-06 |  | 3.781985442771357e+002 | 4.8896e-06 |  | 378.4608 | 4.0095e-06 | 25.2982 | 4.0095e-06
3.784607824061038e+002 | 1.5848e-07 | 378.4608 | 3.784607824061038e+002 | 2.8259e-06 |  | 3.784607824061038e+002 | 5.6453e-06 |  | 3.784607824061038e+002 | 4.8896e-06 |  | 378.7232 | 4.0095e-06 | 25.2997 | 4.0095e-06
3.787232023677026e+002 | 1.5847e-07 | 378.7232 | 3.787232023677026e+002 | 2.8259e-06 |  | 3.787232023677026e+002 | 5.6453e-06 |  | 3.787232023677026e+002 | 4.8896e-06 |  | 378.9858 | 4.0095e-06 | 25.3011 | 4.0095e-06
3.789858042880127e+002 | 1.5846e-07 | 378.9858 | 3.789858042880127e+002 | 2.8259e-06 |  | 3.789858042880127e+002 | 5.6453e-06 |  | 3.789858042880127e+002 | 4.8896e-06 |  | 379.2486 | 4.0095e-06 | 25.3026 | 4.0095e-06
3.792485882932021e+002 | 1.5845e-07 | 379.2486 | 3.792485882932021e+002 | 2.8259e-06 |  | 3.792485882932021e+002 | 5.6453e-06 |  | 3.792485882932021e+002 | 4.8896e-06 |  | 379.5116 | 4.0095e-06 | 25.304 | 4.0095e-06
3.795115545095260e+002 | 1.5844e-07 | 379.5116 | 3.795115545095260e+002 | 2.8259e-06 |  | 3.795115545095260e+002 | 5.6453e-06 |  | 3.795115545095260e+002 | 4.8896e-06 |  | 379.7747 | 4.0095e-06 | 25.3055 | 4.0095e-06
3.797747030633274e+002 | 1.5843e-07 | 379.7747 | 3.797747030633274e+002 | 2.8258e-06 |  | 3.797747030633274e+002 | 5.6452e-06 |  | 3.797747030633274e+002 | 4.8895e-06 |  | 380.038 | 4.0095e-06 | 25.3069 | 4.0095e-06
3.800380340810368e+002 | 1.5842e-07 | 380.038 | 3.800380340810368e+002 | 2.8258e-06 |  | 3.800380340810368e+002 | 5.6452e-06 |  | 3.800380340810368e+002 | 4.8895e-06 |  | 380.3015 | 4.0095e-06 | 25.3083 | 4.0095e-06
3.803015476891724e+002 | 1.5842e-07 | 380.3015 | 3.803015476891724e+002 | 2.8258e-06 |  | 3.803015476891724e+002 | 5.6452e-06 |  | 3.803015476891724e+002 | 4.8895e-06 |  | 380.5652 | 4.0094e-06 | 25.3098 | 4.0094e-06
3.805652440143401e+002 | 1.5841e-07 | 380.5652 | 3.805652440143401e+002 | 2.8258e-06 |  | 3.805652440143401e+002 | 5.6452e-06 |  | 3.805652440143401e+002 | 4.8895e-06 |  | 380.8291 | 4.0094e-06 | 25.3112 | 4.0094e-06
3.808291231832336e+002 | 1.584e-07 | 380.8291 | 3.808291231832336e+002 | 2.8258e-06 |  | 3.808291231832336e+002 | 5.6452e-06 |  | 3.808291231832336e+002 | 4.8895e-06 |  | 381.0932 | 4.0094e-06 | 25.3126 | 4.0094e-06
3.810931853226344e+002 | 1.5839e-07 | 381.0932 | 3.810931853226344e+002 | 2.8258e-06 |  | 3.810931853226344e+002 | 5.6452e-06 |  | 3.810931853226344e+002 | 4.8895e-06 |  | 381.3574 | 4.0094e-06 | 25.3141 | 4.0094e-06
3.813574305594120e+002 | 1.5838e-07 | 381.3574 | 3.813574305594120e+002 | 2.8258e-06 |  | 3.813574305594120e+002 | 5.6452e-06 |  | 3.813574305594120e+002 | 4.8895e-06 |  | 381.6219 | 4.0094e-06 | 25.3155 | 4.0094e-06
3.816218590205239e+002 | 1.5837e-07 | 381.6219 | 3.816218590205239e+002 | 2.8258e-06 |  | 3.816218590205239e+002 | 5.6452e-06 |  | 3.816218590205239e+002 | 4.8895e-06 |  | 381.8865 | 4.0094e-06 | 25.3169 | 4.0094e-06
3.818864708330154e+002 | 1.5836e-07 | 381.8865 | 3.818864708330154e+002 | 2.8258e-06 |  | 3.818864708330154e+002 | 5.6452e-06 |  | 3.818864708330154e+002 | 4.8895e-06 |  | 382.1513 | 4.0094e-06 | 25.3184 | 4.0094e-06
3.821512661240202e+002 | 1.5835e-07 | 382.1513 | 3.821512661240202e+002 | 2.8258e-06 |  | 3.821512661240202e+002 | 5.6452e-06 |  | 3.821512661240202e+002 | 4.8895e-06 |  | 382.4162 | 4.0094e-06 | 25.3198 | 4.0094e-06
3.824162450207599e+002 | 1.5834e-07 | 382.4162 | 3.824162450207599e+002 | 2.8258e-06 |  | 3.824162450207599e+002 | 5.6452e-06 |  | 3.824162450207599e+002 | 4.8895e-06 |  | 382.6814 | 4.0094e-06 | 25.3212 | 4.0094e-06
3.826814076505445e+002 | 1.5833e-07 | 382.6814 | 3.826814076505445e+002 | 2.8258e-06 |  | 3.826814076505445e+002 | 5.6452e-06 |  | 3.826814076505445e+002 | 4.8895e-06 |  | 382.9468 | 4.0094e-06 | 25.3226 | 4.0094e-06
3.829467541407720e+002 | 1.5832e-07 | 382.9468 | 3.829467541407720e+002 | 2.8258e-06 |  | 3.829467541407720e+002 | 5.6452e-06 |  | 3.829467541407720e+002 | 4.8895e-06 |  | 383.2123 | 4.0094e-06 | 25.324 | 4.0094e-06
3.832122846189292e+002 | 1.5831e-07 | 383.2123 | 3.832122846189292e+002 | 2.8258e-06 |  | 3.832122846189292e+002 | 5.6451e-06 |  | 3.832122846189292e+002 | 4.8895e-06 |  | 383.478 | 4.0094e-06 | 25.3255 | 4.0094e-06
3.834779992125909e+002 | 1.583e-07 | 383.478 | 3.834779992125909e+002 | 2.8258e-06 |  | 3.834779992125909e+002 | 5.6451e-06 |  | 3.834779992125909e+002 | 4.8895e-06 |  | 383.7439 | 4.0094e-06 | 25.3269 | 4.0094e-06
3.837438980494204e+002 | 1.583e-07 | 383.7439 | 3.837438980494204e+002 | 2.8258e-06 |  | 3.837438980494204e+002 | 5.6451e-06 |  | 3.837438980494204e+002 | 4.8894e-06 |  | 384.01 | 4.0094e-06 | 25.3283 | 4.0094e-06
3.840099812571697e+002 | 1.5829e-07 | 384.01 | 3.840099812571697e+002 | 2.8258e-06 |  | 3.840099812571697e+002 | 5.6451e-06 |  | 3.840099812571697e+002 | 4.8894e-06 |  | 384.2762 | 4.0094e-06 | 25.3297 | 4.0094e-06
3.842762489636792e+002 | 1.5828e-07 | 384.2762 | 3.842762489636792e+002 | 2.8258e-06 |  | 3.842762489636792e+002 | 5.6451e-06 |  | 3.842762489636792e+002 | 4.8894e-06 |  | 384.5427 | 4.0093e-06 | 25.3311 | 4.0094e-06
3.845427012968781e+002 | 1.5827e-07 | 384.5427 | 3.845427012968781e+002 | 2.8258e-06 |  | 3.845427012968781e+002 | 5.6451e-06 |  | 3.845427012968781e+002 | 4.8894e-06 |  | 384.8093 | 4.0093e-06 | 25.3325 | 4.0093e-06
3.848093383847843e+002 | 1.5826e-07 | 384.8093 | 3.848093383847843e+002 | 2.8258e-06 |  | 3.848093383847843e+002 | 5.6451e-06 |  | 3.848093383847843e+002 | 4.8894e-06 |  | 385.0762 | 4.0093e-06 | 25.3339 | 4.0093e-06
3.850761603555042e+002 | 1.5825e-07 | 385.0762 | 3.850761603555042e+002 | 2.8258e-06 |  | 3.850761603555042e+002 | 5.6451e-06 |  | 3.850761603555042e+002 | 4.8894e-06 |  | 385.3432 | 4.0093e-06 | 25.3353 | 4.0093e-06
3.853431673372334e+002 | 1.5824e-07 | 385.3432 | 3.853431673372334e+002 | 2.8258e-06 |  | 3.853431673372334e+002 | 5.6451e-06 |  | 3.853431673372334e+002 | 4.8894e-06 |  | 385.6104 | 4.0093e-06 | 25.3367 | 4.0093e-06
3.856103594582562e+002 | 1.5823e-07 | 385.6104 | 3.856103594582562e+002 | 2.8258e-06 |  | 3.856103594582562e+002 | 5.6451e-06 |  | 3.856103594582562e+002 | 4.8894e-06 |  | 385.8777 | 4.0093e-06 | 25.3381 | 4.0093e-06
3.858777368469458e+002 | 1.5822e-07 | 385.8777 | 3.858777368469458e+002 | 2.8258e-06 |  | 3.858777368469458e+002 | 5.6451e-06 |  | 3.858777368469458e+002 | 4.8894e-06 |  | 386.1453 | 4.0093e-06 | 25.3396 | 4.0093e-06
3.861452996317644e+002 | 1.5821e-07 | 386.1453 | 3.861452996317644e+002 | 2.8258e-06 |  | 3.861452996317644e+002 | 5.6451e-06 |  | 3.861452996317644e+002 | 4.8894e-06 |  | 386.413 | 4.0093e-06 | 25.3409 | 4.0093e-06
3.864130479412635e+002 | 1.5821e-07 | 386.413 | 3.864130479412635e+002 | 2.8257e-06 |  | 3.864130479412635e+002 | 5.6451e-06 |  | 3.864130479412635e+002 | 4.8894e-06 |  | 386.681 | 4.0093e-06 | 25.3423 | 4.0093e-06
3.866809819040836e+002 | 1.582e-07 | 386.681 | 3.866809819040836e+002 | 2.8257e-06 |  | 3.866809819040836e+002 | 5.645e-06 |  | 3.866809819040836e+002 | 4.8894e-06 |  | 386.9491 | 4.0093e-06 | 25.3437 | 4.0093e-06
3.869491016489542e+002 | 1.5819e-07 | 386.9491 | 3.869491016489542e+002 | 2.8257e-06 |  | 3.869491016489542e+002 | 5.645e-06 |  | 3.869491016489542e+002 | 4.8894e-06 |  | 387.2174 | 4.0093e-06 | 25.3451 | 4.0093e-06
3.872174073046945e+002 | 1.5818e-07 | 387.2174 | 3.872174073046945e+002 | 2.8257e-06 |  | 3.872174073046945e+002 | 5.645e-06 |  | 3.872174073046945e+002 | 4.8894e-06 |  | 387.4859 | 4.0093e-06 | 25.3465 | 4.0093e-06
3.874858990002125e+002 | 1.5817e-07 | 387.4859 | 3.874858990002125e+002 | 2.8257e-06 |  | 3.874858990002125e+002 | 5.645e-06 |  | 3.874858990002125e+002 | 4.8894e-06 |  | 387.7546 | 4.0093e-06 | 25.3479 | 4.0093e-06
3.877545768645060e+002 | 1.5816e-07 | 387.7546 | 3.877545768645060e+002 | 2.8257e-06 |  | 3.877545768645060e+002 | 5.645e-06 |  | 3.877545768645060e+002 | 4.8893e-06 |  | 388.0234 | 4.0093e-06 | 25.3493 | 4.0093e-06
3.880234410266621e+002 | 1.5815e-07 | 388.0234 | 3.880234410266621e+002 | 2.8257e-06 |  | 3.880234410266621e+002 | 5.645e-06 |  | 3.880234410266621e+002 | 4.8893e-06 |  | 388.2925 | 4.0093e-06 | 25.3507 | 4.0093e-06
3.882924916158574e+002 | 1.5814e-07 | 388.2925 | 3.882924916158574e+002 | 2.8257e-06 |  | 3.882924916158574e+002 | 5.645e-06 |  | 3.882924916158574e+002 | 4.8893e-06 |  | 388.5617 | 4.0093e-06 | 25.3521 | 4.0093e-06
3.885617287613580e+002 | 1.5813e-07 | 388.5617 | 3.885617287613580e+002 | 2.8257e-06 |  | 3.885617287613580e+002 | 5.645e-06 |  | 3.885617287613580e+002 | 4.8893e-06 |  | 388.8312 | 4.0092e-06 | 25.3535 | 4.0092e-06
3.888311525925199e+002 | 1.5813e-07 | 388.8312 | 3.888311525925199e+002 | 2.8257e-06 |  | 3.888311525925199e+002 | 5.645e-06 |  | 3.888311525925199e+002 | 4.8893e-06 |  | 389.1008 | 4.0092e-06 | 25.3548 | 4.0092e-06
3.891007632387883e+002 | 1.5812e-07 | 389.1008 | 3.891007632387883e+002 | 2.8257e-06 |  | 3.891007632387883e+002 | 5.645e-06 |  | 3.891007632387883e+002 | 4.8893e-06 |  | 389.3706 | 4.0092e-06 | 25.3562 | 4.0092e-06
3.893705608296986e+002 | 1.5811e-07 | 389.3706 | 3.893705608296986e+002 | 2.8257e-06 |  | 3.893705608296986e+002 | 5.645e-06 |  | 3.893705608296986e+002 | 4.8893e-06 |  | 389.6405 | 4.0092e-06 | 25.3576 | 4.0092e-06
3.896405454948759e+002 | 1.581e-07 | 389.6405 | 3.896405454948759e+002 | 2.8257e-06 |  | 3.896405454948759e+002 | 5.645e-06 |  | 3.896405454948759e+002 | 4.8893e-06 |  | 389.9107 | 4.0092e-06 | 25.359 | 4.0092e-06
3.899107173640351e+002 | 1.5809e-07 | 389.9107 | 3.899107173640351e+002 | 2.8257e-06 |  | 3.899107173640351e+002 | 5.645e-06 |  | 3.899107173640351e+002 | 4.8893e-06 |  | 390.1811 | 4.0092e-06 | 25.3604 | 4.0092e-06
3.901810765669812e+002 | 1.5808e-07 | 390.1811 | 3.901810765669812e+002 | 2.8257e-06 |  | 3.901810765669812e+002 | 5.6449e-06 |  | 3.901810765669812e+002 | 4.8893e-06 |  | 390.4516 | 4.0092e-06 | 25.3617 | 4.0092e-06
3.904516232336089e+002 | 1.5807e-07 | 390.4516 | 3.904516232336089e+002 | 2.8257e-06 |  | 3.904516232336089e+002 | 5.6449e-06 |  | 3.904516232336089e+002 | 4.8893e-06 |  | 390.7224 | 4.0092e-06 | 25.3631 | 4.0092e-06
3.907223574939034e+002 | 1.5806e-07 | 390.7224 | 3.907223574939034e+002 | 2.8257e-06 |  | 3.907223574939034e+002 | 5.6449e-06 |  | 3.907223574939034e+002 | 4.8893e-06 |  | 390.9933 | 4.0092e-06 | 25.3645 | 4.0092e-06
3.909932794779396e+002 | 1.5805e-07 | 390.9933 | 3.909932794779396e+002 | 2.8257e-06 |  | 3.909932794779396e+002 | 5.6449e-06 |  | 3.909932794779396e+002 | 4.8893e-06 |  | 391.2644 | 4.0092e-06 | 25.3659 | 4.0092e-06
3.912643893158829e+002 | 1.5805e-07 | 391.2644 | 3.912643893158829e+002 | 2.8257e-06 |  | 3.912643893158829e+002 | 5.6449e-06 |  | 3.912643893158829e+002 | 4.8893e-06 |  | 391.5357 | 4.0092e-06 | 25.3672 | 4.0092e-06
3.915356871379888e+002 | 1.5804e-07 | 391.5357 | 3.915356871379888e+002 | 2.8257e-06 |  | 3.915356871379888e+002 | 5.6449e-06 |  | 3.915356871379888e+002 | 4.8893e-06 |  | 391.8072 | 4.0092e-06 | 25.3686 | 4.0092e-06
3.918071730746032e+002 | 1.5803e-07 | 391.8072 | 3.918071730746032e+002 | 2.8257e-06 |  | 3.918071730746032e+002 | 5.6449e-06 |  | 3.918071730746032e+002 | 4.8892e-06 |  | 392.0788 | 4.0092e-06 | 25.3699 | 4.0092e-06
3.920788472561623e+002 | 1.5802e-07 | 392.0788 | 3.920788472561623e+002 | 2.8257e-06 |  | 3.920788472561623e+002 | 5.6449e-06 |  | 3.920788472561623e+002 | 4.8892e-06 |  | 392.3507 | 4.0092e-06 | 25.3713 | 4.0092e-06
3.923507098131927e+002 | 1.5801e-07 | 392.3507 | 3.923507098131927e+002 | 2.8257e-06 |  | 3.923507098131927e+002 | 5.6449e-06 |  | 3.923507098131927e+002 | 4.8892e-06 |  | 392.6228 | 4.0092e-06 | 25.3727 | 4.0092e-06
3.926227608763118e+002 | 1.58e-07 | 392.6228 | 3.926227608763118e+002 | 2.8256e-06 |  | 3.926227608763118e+002 | 5.6449e-06 |  | 3.926227608763118e+002 | 4.8892e-06 |  | 392.895 | 4.0092e-06 | 25.374 | 4.0092e-06
3.928950005762272e+002 | 1.5799e-07 | 392.895 | 3.928950005762272e+002 | 2.8256e-06 |  | 3.928950005762272e+002 | 5.6449e-06 |  | 3.928950005762272e+002 | 4.8892e-06 |  | 393.1674 | 4.0091e-06 | 25.3754 | 4.0091e-06
3.931674290437374e+002 | 1.5798e-07 | 393.1674 | 3.931674290437374e+002 | 2.8256e-06 |  | 3.931674290437374e+002 | 5.6449e-06 |  | 3.931674290437374e+002 | 4.8892e-06 |  | 393.44 | 4.0091e-06 | 25.3767 | 4.0091e-06
3.934400464097314e+002 | 1.5798e-07 | 393.44 | 3.934400464097314e+002 | 2.8256e-06 |  | 3.934400464097314e+002 | 5.6448e-06 |  | 3.934400464097314e+002 | 4.8892e-06 |  | 393.7129 | 4.0091e-06 | 25.3781 | 4.0091e-06
3.937128528051890e+002 | 1.5797e-07 | 393.7129 | 3.937128528051890e+002 | 2.8256e-06 |  | 3.937128528051890e+002 | 5.6448e-06 |  | 3.937128528051890e+002 | 4.8892e-06 |  | 393.9858 | 4.0091e-06 | 25.3795 | 4.0091e-06
3.939858483611810e+002 | 1.5796e-07 | 393.9858 | 3.939858483611810e+002 | 2.8256e-06 |  | 3.939858483611810e+002 | 5.6448e-06 |  | 3.939858483611810e+002 | 4.8892e-06 |  | 394.259 | 4.0091e-06 | 25.3808 | 4.0091e-06
3.942590332088689e+002 | 1.5795e-07 | 394.259 | 3.942590332088689e+002 | 2.8256e-06 |  | 3.942590332088689e+002 | 5.6448e-06 |  | 3.942590332088689e+002 | 4.8892e-06 |  | 394.5324 | 4.0091e-06 | 25.3822 | 4.0091e-06
3.945324074795050e+002 | 1.5794e-07 | 394.5324 | 3.945324074795050e+002 | 2.8256e-06 |  | 3.945324074795050e+002 | 5.6448e-06 |  | 3.945324074795050e+002 | 4.8892e-06 |  | 394.806 | 4.0091e-06 | 25.3835 | 4.0091e-06
3.948059713044331e+002 | 1.5793e-07 | 394.806 | 3.948059713044331e+002 | 2.8256e-06 |  | 3.948059713044331e+002 | 5.6448e-06 |  | 3.948059713044331e+002 | 4.8892e-06 |  | 395.0797 | 4.0091e-06 | 25.3848 | 4.0091e-06
3.950797248150876e+002 | 1.5792e-07 | 395.0797 | 3.950797248150876e+002 | 2.8256e-06 |  | 3.950797248150876e+002 | 5.6448e-06 |  | 3.950797248150876e+002 | 4.8892e-06 |  | 395.3537 | 4.0091e-06 | 25.3862 | 4.0091e-06
3.953536681429941e+002 | 1.5792e-07 | 395.3537 | 3.953536681429941e+002 | 2.8256e-06 |  | 3.953536681429941e+002 | 5.6448e-06 |  | 3.953536681429941e+002 | 4.8891e-06 |  | 395.6278 | 4.0091e-06 | 25.3875 | 4.0091e-06
3.956278014197698e+002 | 1.5791e-07 | 395.6278 | 3.956278014197698e+002 | 2.8256e-06 |  | 3.956278014197698e+002 | 5.6448e-06 |  | 3.956278014197698e+002 | 4.8891e-06 |  | 395.9021 | 4.0091e-06 | 25.3889 | 4.0091e-06
3.959021247771225e+002 | 1.579e-07 | 395.9021 | 3.959021247771225e+002 | 2.8256e-06 |  | 3.959021247771225e+002 | 5.6448e-06 |  | 3.959021247771225e+002 | 4.8891e-06 |  | 396.1766 | 4.0091e-06 | 25.3902 | 4.0091e-06
3.961766383468520e+002 | 1.5789e-07 | 396.1766 | 3.961766383468520e+002 | 2.8256e-06 |  | 3.961766383468520e+002 | 5.6448e-06 |  | 3.961766383468520e+002 | 4.8891e-06 |  | 396.4513 | 4.0091e-06 | 25.3915 | 4.0091e-06
3.964513422608491e+002 | 1.5788e-07 | 396.4513 | 3.964513422608491e+002 | 2.8256e-06 |  | 3.964513422608491e+002 | 5.6448e-06 |  | 3.964513422608491e+002 | 4.8891e-06 |  | 396.7262 | 4.0091e-06 | 25.3929 | 4.0091e-06
3.967262366510960e+002 | 1.5787e-07 | 396.7262 | 3.967262366510960e+002 | 2.8256e-06 |  | 3.967262366510960e+002 | 5.6447e-06 |  | 3.967262366510960e+002 | 4.8891e-06 |  | 397.0013 | 4.0091e-06 | 25.3942 | 4.0091e-06
3.970013216496667e+002 | 1.5786e-07 | 397.0013 | 3.970013216496667e+002 | 2.8256e-06 |  | 3.970013216496667e+002 | 5.6447e-06 |  | 3.970013216496667e+002 | 4.8891e-06 |  | 397.2766 | 4.0091e-06 | 25.3956 | 4.0091e-06
3.972765973887265e+002 | 1.5786e-07 | 397.2766 | 3.972765973887265e+002 | 2.8256e-06 |  | 3.972765973887265e+002 | 5.6447e-06 |  | 3.972765973887265e+002 | 4.8891e-06 |  | 397.5521 | 4.009e-06 | 25.3969 | 4.009e-06
3.975520640005325e+002 | 1.5785e-07 | 397.5521 | 3.975520640005325e+002 | 2.8256e-06 |  | 3.975520640005325e+002 | 5.6447e-06 |  | 3.975520640005325e+002 | 4.8891e-06 |  | 397.8277 | 4.009e-06 | 25.3982 | 4.009e-06
3.978277216174336e+002 | 1.5784e-07 | 397.8277 | 3.978277216174336e+002 | 2.8256e-06 |  | 3.978277216174336e+002 | 5.6447e-06 |  | 3.978277216174336e+002 | 4.8891e-06 |  | 398.1036 | 4.009e-06 | 25.3995 | 4.009e-06
3.981035703718702e+002 | 1.5783e-07 | 398.1036 | 3.981035703718702e+002 | 2.8256e-06 |  | 3.981035703718702e+002 | 5.6447e-06 |  | 3.981035703718702e+002 | 4.8891e-06 |  | 398.3796 | 4.009e-06 | 25.4009 | 4.009e-06
3.983796103963746e+002 | 1.5782e-07 | 398.3796 | 3.983796103963746e+002 | 2.8256e-06 |  | 3.983796103963746e+002 | 5.6447e-06 |  | 3.983796103963746e+002 | 4.8891e-06 |  | 398.6558 | 4.009e-06 | 25.4022 | 4.009e-06
3.986558418235712e+002 | 1.5781e-07 | 398.6558 | 3.986558418235712e+002 | 2.8255e-06 |  | 3.986558418235712e+002 | 5.6447e-06 |  | 3.986558418235712e+002 | 4.8891e-06 |  | 398.9323 | 4.009e-06 | 25.4035 | 4.009e-06
3.989322647861762e+002 | 1.578e-07 | 398.9323 | 3.989322647861762e+002 | 2.8255e-06 |  | 3.989322647861762e+002 | 5.6447e-06 |  | 3.989322647861762e+002 | 4.8891e-06 |  | 399.2089 | 4.009e-06 | 25.4048 | 4.009e-06
3.992088794169978e+002 | 1.578e-07 | 399.2089 | 3.992088794169978e+002 | 2.8255e-06 |  | 3.992088794169978e+002 | 5.6447e-06 |  | 3.992088794169978e+002 | 4.889e-06 |  | 399.4857 | 4.009e-06 | 25.4062 | 4.009e-06
3.994856858489364e+002 | 1.5779e-07 | 399.4857 | 3.994856858489364e+002 | 2.8255e-06 |  | 3.994856858489364e+002 | 5.6447e-06 |  | 3.994856858489364e+002 | 4.889e-06 |  | 399.7627 | 4.009e-06 | 25.4075 | 4.009e-06
3.997626842149845e+002 | 1.5778e-07 | 399.7627 | 3.997626842149845e+002 | 2.8255e-06 |  | 3.997626842149845e+002 | 5.6447e-06 |  | 3.997626842149845e+002 | 4.889e-06 |  | 400.0399 | 4.009e-06 | 25.4088 | 4.009e-06
4.000398746482267e+002 | 1.5777e-07 | 400.0399 | 4.000398746482267e+002 | 2.8255e-06 |  | 4.000398746482267e+002 | 5.6446e-06 |  | 4.000398746482267e+002 | 4.889e-06 |  | 400.3173 | 4.009e-06 | 25.4101 | 4.009e-06
4.003172572818401e+002 | 1.5776e-07 | 400.3173 | 4.003172572818401e+002 | 2.8255e-06 |  | 4.003172572818401e+002 | 5.6446e-06 |  | 4.003172572818401e+002 | 4.889e-06 |  | 400.5948 | 4.009e-06 | 25.4114 | 4.009e-06
4.005948322490941e+002 | 1.5775e-07 | 400.5948 | 4.005948322490941e+002 | 2.8255e-06 |  | 4.005948322490941e+002 | 5.6446e-06 |  | 4.005948322490941e+002 | 4.889e-06 |  | 400.8726 | 4.009e-06 | 25.4127 | 4.009e-06
4.008725996833501e+002 | 1.5775e-07 | 400.8726 | 4.008725996833501e+002 | 2.8255e-06 |  | 4.008725996833501e+002 | 5.6446e-06 |  | 4.008725996833501e+002 | 4.889e-06 |  | 401.1506 | 4.009e-06 | 25.414 | 4.009e-06
4.011505597180627e+002 | 1.5774e-07 | 401.1506 | 4.011505597180627e+002 | 2.8255e-06 |  | 4.011505597180627e+002 | 5.6446e-06 |  | 4.011505597180627e+002 | 4.889e-06 |  | 401.4287 | 4.009e-06 | 25.4154 | 4.009e-06
4.014287124867784e+002 | 1.5773e-07 | 401.4287 | 4.014287124867784e+002 | 2.8255e-06 |  | 4.014287124867784e+002 | 5.6446e-06 |  | 4.014287124867784e+002 | 4.889e-06 |  | 401.7071 | 4.009e-06 | 25.4167 | 4.009e-06
4.017070581231366e+002 | 1.5772e-07 | 401.7071 | 4.017070581231366e+002 | 2.8255e-06 |  | 4.017070581231366e+002 | 5.6446e-06 |  | 4.017070581231366e+002 | 4.889e-06 |  | 401.9856 | 4.0089e-06 | 25.418 | 4.0089e-06
4.019855967608693e+002 | 1.5771e-07 | 401.9856 | 4.019855967608693e+002 | 2.8255e-06 |  | 4.019855967608693e+002 | 5.6446e-06 |  | 4.019855967608693e+002 | 4.889e-06 |  | 402.2643 | 4.0089e-06 | 25.4193 | 4.0089e-06
4.022643285338014e+002 | 1.577e-07 | 402.2643 | 4.022643285338014e+002 | 2.8255e-06 |  | 4.022643285338014e+002 | 5.6446e-06 |  | 4.022643285338014e+002 | 4.889e-06 |  | 402.5433 | 4.0089e-06 | 25.4206 | 4.0089e-06
4.025432535758501e+002 | 1.577e-07 | 402.5433 | 4.025432535758501e+002 | 2.8255e-06 |  | 4.025432535758501e+002 | 5.6446e-06 |  | 4.025432535758501e+002 | 4.889e-06 |  | 402.8224 | 4.0089e-06 | 25.4219 | 4.0089e-06
4.028223720210260e+002 | 1.5769e-07 | 402.8224 | 4.028223720210260e+002 | 2.8255e-06 |  | 4.028223720210260e+002 | 5.6446e-06 |  | 4.028223720210260e+002 | 4.8889e-06 |  | 403.1017 | 4.0089e-06 | 25.4232 | 4.0089e-06
4.031016840034324e+002 | 1.5768e-07 | 403.1017 | 4.031016840034324e+002 | 2.8255e-06 |  | 4.031016840034324e+002 | 5.6446e-06 |  | 4.031016840034324e+002 | 4.8889e-06 |  | 403.3812 | 4.0089e-06 | 25.4245 | 4.0089e-06
4.033811896572655e+002 | 1.5767e-07 | 403.3812 | 4.033811896572655e+002 | 2.8255e-06 |  | 4.033811896572655e+002 | 5.6445e-06 |  | 4.033811896572655e+002 | 4.8889e-06 |  | 403.6609 | 4.0089e-06 | 25.4258 | 4.0089e-06
4.036608891168147e+002 | 1.5766e-07 | 403.6609 | 4.036608891168147e+002 | 2.8255e-06 |  | 4.036608891168147e+002 | 5.6445e-06 |  | 4.036608891168147e+002 | 4.8889e-06 |  | 403.9408 | 4.0089e-06 | 25.4271 | 4.0089e-06
4.039407825164624e+002 | 1.5765e-07 | 403.9408 | 4.039407825164624e+002 | 2.8255e-06 |  | 4.039407825164624e+002 | 5.6445e-06 |  | 4.039407825164624e+002 | 4.8889e-06 |  | 404.2209 | 4.0089e-06 | 25.4283 | 4.0089e-06
4.042208699906844e+002 | 1.5765e-07 | 404.2209 | 4.042208699906844e+002 | 2.8255e-06 |  | 4.042208699906844e+002 | 5.6445e-06 |  | 4.042208699906844e+002 | 4.8889e-06 |  | 404.5012 | 4.0089e-06 | 25.4296 | 4.0089e-06
4.045011516740494e+002 | 1.5764e-07 | 404.5012 | 4.045011516740494e+002 | 2.8254e-06 |  | 4.045011516740494e+002 | 5.6445e-06 |  | 4.045011516740494e+002 | 4.8889e-06 |  | 404.7816 | 4.0089e-06 | 25.4309 | 4.0089e-06
4.047816277012196e+002 | 1.5763e-07 | 404.7816 | 4.047816277012196e+002 | 2.8254e-06 |  | 4.047816277012196e+002 | 5.6445e-06 |  | 4.047816277012196e+002 | 4.8889e-06 |  | 405.0623 | 4.0089e-06 | 25.4322 | 4.0089e-06
4.050622982069506e+002 | 1.5762e-07 | 405.0623 | 4.050622982069506e+002 | 2.8254e-06 |  | 4.050622982069506e+002 | 5.6445e-06 |  | 4.050622982069506e+002 | 4.8889e-06 |  | 405.3432 | 4.0089e-06 | 25.4335 | 4.0089e-06
4.053431633260914e+002 | 1.5761e-07 | 405.3432 | 4.053431633260914e+002 | 2.8254e-06 |  | 4.053431633260914e+002 | 5.6445e-06 |  | 4.053431633260914e+002 | 4.8889e-06 |  | 405.6242 | 4.0089e-06 | 25.4348 | 4.0089e-06
4.056242231935844e+002 | 1.5761e-07 | 405.6242 | 4.056242231935844e+002 | 2.8254e-06 |  | 4.056242231935844e+002 | 5.6445e-06 |  | 4.056242231935844e+002 | 4.8889e-06 |  | 405.9055 | 4.0089e-06 | 25.4361 | 4.0089e-06
4.059054779444659e+002 | 1.576e-07 | 405.9055 | 4.059054779444659e+002 | 2.8254e-06 |  | 4.059054779444659e+002 | 5.6445e-06 |  | 4.059054779444659e+002 | 4.8889e-06 |  | 406.1869 | 4.0089e-06 | 25.4373 | 4.0089e-06
4.061869277138654e+002 | 1.5759e-07 | 406.1869 | 4.061869277138654e+002 | 2.8254e-06 |  | 4.061869277138654e+002 | 5.6445e-06 |  | 4.061869277138654e+002 | 4.8889e-06 |  | 406.4686 | 4.0088e-06 | 25.4386 | 4.0088e-06
4.064685726370063e+002 | 1.5758e-07 | 406.4686 | 4.064685726370063e+002 | 2.8254e-06 |  | 4.064685726370063e+002 | 5.6444e-06 |  | 4.064685726370063e+002 | 4.8888e-06 |  | 406.7504 | 4.0088e-06 | 25.4399 | 4.0088e-06
4.067504128492059e+002 | 1.5757e-07 | 406.7504 | 4.067504128492059e+002 | 2.8254e-06 |  | 4.067504128492059e+002 | 5.6444e-06 |  | 4.067504128492059e+002 | 4.8888e-06 |  | 407.0324 | 4.0088e-06 | 25.4412 | 4.0088e-06
4.070324484858750e+002 | 1.5756e-07 | 407.0324 | 4.070324484858750e+002 | 2.8254e-06 |  | 4.070324484858750e+002 | 5.6444e-06 |  | 4.070324484858750e+002 | 4.8888e-06 |  | 407.3147 | 4.0088e-06 | 25.4425 | 4.0088e-06
4.073146796825186e+002 | 1.5756e-07 | 407.3147 | 4.073146796825186e+002 | 2.8254e-06 |  | 4.073146796825186e+002 | 5.6444e-06 |  | 4.073146796825186e+002 | 4.8888e-06 |  | 407.5971 | 4.0088e-06 | 25.4437 | 4.0088e-06
4.075971065747355e+002 | 1.5755e-07 | 407.5971 | 4.075971065747355e+002 | 2.8254e-06 |  | 4.075971065747355e+002 | 5.6444e-06 |  | 4.075971065747355e+002 | 4.8888e-06 |  | 407.8797 | 4.0088e-06 | 25.445 | 4.0088e-06
4.078797292982186e+002 | 1.5754e-07 | 407.8797 | 4.078797292982186e+002 | 2.8254e-06 |  | 4.078797292982186e+002 | 5.6444e-06 |  | 4.078797292982186e+002 | 4.8888e-06 |  | 408.1625 | 4.0088e-06 | 25.4463 | 4.0088e-06
4.081625479887547e+002 | 1.5753e-07 | 408.1625 | 4.081625479887547e+002 | 2.8254e-06 |  | 4.081625479887547e+002 | 5.6444e-06 |  | 4.081625479887547e+002 | 4.8888e-06 |  | 408.4456 | 4.0088e-06 | 25.4475 | 4.0088e-06
4.084455627822251e+002 | 1.5752e-07 | 408.4456 | 4.084455627822251e+002 | 2.8254e-06 |  | 4.084455627822251e+002 | 5.6444e-06 |  | 4.084455627822251e+002 | 4.8888e-06 |  | 408.7288 | 4.0088e-06 | 25.4488 | 4.0088e-06
4.087287738146050e+002 | 1.5752e-07 | 408.7288 | 4.087287738146050e+002 | 2.8254e-06 |  | 4.087287738146050e+002 | 5.6444e-06 |  | 4.087287738146050e+002 | 4.8888e-06 |  | 409.0122 | 4.0088e-06 | 25.4501 | 4.0088e-06
4.090121812219640e+002 | 1.5751e-07 | 409.0122 | 4.090121812219640e+002 | 2.8254e-06 |  | 4.090121812219640e+002 | 5.6444e-06 |  | 4.090121812219640e+002 | 4.8888e-06 |  | 409.2958 | 4.0088e-06 | 25.4514 | 4.0088e-06
4.092957851404661e+002 | 1.575e-07 | 409.2958 | 4.092957851404661e+002 | 2.8254e-06 |  | 4.092957851404661e+002 | 5.6444e-06 |  | 4.092957851404661e+002 | 4.8888e-06 |  | 409.5796 | 4.0088e-06 | 25.4526 | 4.0088e-06
4.095795857063695e+002 | 1.5749e-07 | 409.5796 | 4.095795857063695e+002 | 2.8254e-06 |  | 4.095795857063695e+002 | 5.6443e-06 |  | 4.095795857063695e+002 | 4.8888e-06 |  | 409.8636 | 4.0088e-06 | 25.4539 | 4.0088e-06
4.098635830560273e+002 | 1.5748e-07 | 409.8636 | 4.098635830560273e+002 | 2.8254e-06 |  | 4.098635830560273e+002 | 5.6443e-06 |  | 4.098635830560273e+002 | 4.8888e-06 |  | 410.1478 | 4.0088e-06 | 25.4551 | 4.0088e-06
4.101477773258868e+002 | 1.5748e-07 | 410.1478 | 4.101477773258868e+002 | 2.8253e-06 |  | 4.101477773258868e+002 | 5.6443e-06 |  | 4.101477773258868e+002 | 4.8887e-06 |  | 410.4322 | 4.0088e-06 | 25.4564 | 4.0088e-06
4.104321686524899e+002 | 1.5747e-07 | 410.4322 | 4.104321686524899e+002 | 2.8253e-06 |  | 4.104321686524899e+002 | 5.6443e-06 |  | 4.104321686524899e+002 | 4.8887e-06 |  | 410.7168 | 4.0088e-06 | 25.4577 | 4.0088e-06
4.107167571724733e+002 | 1.5746e-07 | 410.7168 | 4.107167571724733e+002 | 2.8253e-06 |  | 4.107167571724733e+002 | 5.6443e-06 |  | 4.107167571724733e+002 | 4.8887e-06 |  | 411.0015 | 4.0087e-06 | 25.4589 | 4.0087e-06
4.110015430225684e+002 | 1.5745e-07 | 411.0015 | 4.110015430225684e+002 | 2.8253e-06 |  | 4.110015430225684e+002 | 5.6443e-06 |  | 4.110015430225684e+002 | 4.8887e-06 |  | 411.2865 | 4.0087e-06 | 25.4602 | 4.0087e-06
4.112865263396016e+002 | 1.5744e-07 | 411.2865 | 4.112865263396016e+002 | 2.8253e-06 |  | 4.112865263396016e+002 | 5.6443e-06 |  | 4.112865263396016e+002 | 4.8887e-06 |  | 411.5717 | 4.0087e-06 | 25.4614 | 4.0087e-06
4.115717072604938e+002 | 1.5744e-07 | 411.5717 | 4.115717072604938e+002 | 2.8253e-06 |  | 4.115717072604938e+002 | 5.6443e-06 |  | 4.115717072604938e+002 | 4.8887e-06 |  | 411.8571 | 4.0087e-06 | 25.4627 | 4.0087e-06
4.118570859222611e+002 | 1.5743e-07 | 411.8571 | 4.118570859222611e+002 | 2.8253e-06 |  | 4.118570859222611e+002 | 5.6443e-06 |  | 4.118570859222611e+002 | 4.8887e-06 |  | 412.1427 | 4.0087e-06 | 25.4639 | 4.0087e-06
4.121426624620146e+002 | 1.5742e-07 | 412.1427 | 4.121426624620146e+002 | 2.8253e-06 |  | 4.121426624620146e+002 | 5.6443e-06 |  | 4.121426624620146e+002 | 4.8887e-06 |  | 412.4284 | 4.0087e-06 | 25.4652 | 4.0087e-06
4.124284370169603e+002 | 1.5741e-07 | 412.4284 | 4.124284370169603e+002 | 2.8253e-06 |  | 4.124284370169603e+002 | 5.6442e-06 |  | 4.124284370169603e+002 | 4.8887e-06 |  | 412.7144 | 4.0087e-06 | 25.4664 | 4.0087e-06
4.127144097243997e+002 | 1.574e-07 | 412.7144 | 4.127144097243997e+002 | 2.8253e-06 |  | 4.127144097243997e+002 | 5.6442e-06 |  | 4.127144097243997e+002 | 4.8887e-06 |  | 413.0006 | 4.0087e-06 | 25.4677 | 4.0087e-06
4.130005807217289e+002 | 1.574e-07 | 413.0006 | 4.130005807217289e+002 | 2.8253e-06 |  | 4.130005807217289e+002 | 5.6442e-06 |  | 4.130005807217289e+002 | 4.8887e-06 |  | 413.287 | 4.0087e-06 | 25.4689 | 4.0087e-06
4.132869501464399e+002 | 1.5739e-07 | 413.287 | 4.132869501464399e+002 | 2.8253e-06 |  | 4.132869501464399e+002 | 5.6442e-06 |  | 4.132869501464399e+002 | 4.8887e-06 |  | 413.5735 | 4.0087e-06 | 25.4702 | 4.0087e-06
4.135735181361196e+002 | 1.5738e-07 | 413.5735 | 4.135735181361196e+002 | 2.8253e-06 |  | 4.135735181361196e+002 | 5.6442e-06 |  | 4.135735181361196e+002 | 4.8886e-06 |  | 413.8603 | 4.0087e-06 | 25.4714 | 4.0087e-06
4.138602848284506e+002 | 1.5737e-07 | 413.8603 | 4.138602848284506e+002 | 2.8253e-06 |  | 4.138602848284506e+002 | 5.6442e-06 |  | 4.138602848284506e+002 | 4.8886e-06 |  | 414.1473 | 4.0087e-06 | 25.4726 | 4.0087e-06
4.141472503612106e+002 | 1.5736e-07 | 414.1473 | 4.141472503612106e+002 | 2.8253e-06 |  | 4.141472503612106e+002 | 5.6442e-06 |  | 4.141472503612106e+002 | 4.8886e-06 |  | 414.4344 | 4.0087e-06 | 25.4739 | 4.0087e-06
4.144344148722734e+002 | 1.5736e-07 | 414.4344 | 4.144344148722734e+002 | 2.8253e-06 |  | 4.144344148722734e+002 | 5.6442e-06 |  | 4.144344148722734e+002 | 4.8886e-06 |  | 414.7218 | 4.0087e-06 | 25.4751 | 4.0087e-06
4.147217784996078e+002 | 1.5735e-07 | 414.7218 | 4.147217784996078e+002 | 2.8253e-06 |  | 4.147217784996078e+002 | 5.6442e-06 |  | 4.147217784996078e+002 | 4.8886e-06 |  | 415.0093 | 4.0087e-06 | 25.4763 | 4.0087e-06
4.150093413812785e+002 | 1.5734e-07 | 415.0093 | 4.150093413812785e+002 | 2.8253e-06 |  | 4.150093413812785e+002 | 5.6442e-06 |  | 4.150093413812785e+002 | 4.8886e-06 |  | 415.2971 | 4.0087e-06 | 25.4776 | 4.0087e-06
4.152971036554461e+002 | 1.5733e-07 | 415.2971 | 4.152971036554461e+002 | 2.8253e-06 |  | 4.152971036554461e+002 | 5.6442e-06 |  | 4.152971036554461e+002 | 4.8886e-06 |  | 415.5851 | 4.0087e-06 | 25.4788 | 4.0087e-06
4.155850654603669e+002 | 1.5732e-07 | 415.5851 | 4.155850654603669e+002 | 2.8253e-06 |  | 4.155850654603669e+002 | 5.6441e-06 |  | 4.155850654603669e+002 | 4.8886e-06 |  | 415.8732 | 4.0086e-06 | 25.48 | 4.0086e-06
4.158732269343929e+002 | 1.5732e-07 | 415.8732 | 4.158732269343929e+002 | 2.8252e-06 |  | 4.158732269343929e+002 | 5.6441e-06 |  | 4.158732269343929e+002 | 4.8886e-06 |  | 416.1616 | 4.0086e-06 | 25.4813 | 4.0086e-06
4.161615882159721e+002 | 1.5731e-07 | 416.1616 | 4.161615882159721e+002 | 2.8252e-06 |  | 4.161615882159721e+002 | 5.6441e-06 |  | 4.161615882159721e+002 | 4.8886e-06 |  | 416.4501 | 4.0086e-06 | 25.4825 | 4.0086e-06
4.164501494436487e+002 | 1.573e-07 | 416.4501 | 4.164501494436487e+002 | 2.8252e-06 |  | 4.164501494436487e+002 | 5.6441e-06 |  | 4.164501494436487e+002 | 4.8886e-06 |  | 416.7389 | 4.0086e-06 | 25.4837 | 4.0086e-06
4.167389107560628e+002 | 1.5729e-07 | 416.7389 | 4.167389107560628e+002 | 2.8252e-06 |  | 4.167389107560628e+002 | 5.6441e-06 |  | 4.167389107560628e+002 | 4.8886e-06 |  | 417.0279 | 4.0086e-06 | 25.4849 | 4.0086e-06
4.170278722919505e+002 | 1.5729e-07 | 417.0279 | 4.170278722919505e+002 | 2.8252e-06 |  | 4.170278722919505e+002 | 5.6441e-06 |  | 4.170278722919505e+002 | 4.8885e-06 |  | 417.317 | 4.0086e-06 | 25.4862 | 4.0086e-06
4.173170341901445e+002 | 1.5728e-07 | 417.317 | 4.173170341901445e+002 | 2.8252e-06 |  | 4.173170341901445e+002 | 5.6441e-06 |  | 4.173170341901445e+002 | 4.8885e-06 |  | 417.6064 | 4.0086e-06 | 25.4874 | 4.0086e-06
4.176063965895732e+002 | 1.5727e-07 | 417.6064 | 4.176063965895732e+002 | 2.8252e-06 |  | 4.176063965895732e+002 | 5.6441e-06 |  | 4.176063965895732e+002 | 4.8885e-06 |  | 417.896 | 4.0086e-06 | 25.4886 | 4.0086e-06
4.178959596292619e+002 | 1.5726e-07 | 417.896 | 4.178959596292619e+002 | 2.8252e-06 |  | 4.178959596292619e+002 | 5.6441e-06 |  | 4.178959596292619e+002 | 4.8885e-06 |  | 418.1857 | 4.0086e-06 | 25.4898 | 4.0086e-06
4.181857234483319e+002 | 1.5725e-07 | 418.1857 | 4.181857234483319e+002 | 2.8252e-06 |  | 4.181857234483319e+002 | 5.6441e-06 |  | 4.181857234483319e+002 | 4.8885e-06 |  | 418.4757 | 4.0086e-06 | 25.491 | 4.0086e-06
4.184756881860012e+002 | 1.5725e-07 | 418.4757 | 4.184756881860012e+002 | 2.8252e-06 |  | 4.184756881860012e+002 | 5.644e-06 |  | 4.184756881860012e+002 | 4.8885e-06 |  | 418.7659 | 4.0086e-06 | 25.4923 | 4.0086e-06
4.187658539815842e+002 | 1.5724e-07 | 418.7659 | 4.187658539815842e+002 | 2.8252e-06 |  | 4.187658539815842e+002 | 5.644e-06 |  | 4.187658539815842e+002 | 4.8885e-06 |  | 419.0562 | 4.0086e-06 | 25.4935 | 4.0086e-06
4.190562209744919e+002 | 1.5723e-07 | 419.0562 | 4.190562209744919e+002 | 2.8252e-06 |  | 4.190562209744919e+002 | 5.644e-06 |  | 4.190562209744919e+002 | 4.8885e-06 |  | 419.3468 | 4.0086e-06 | 25.4947 | 4.0086e-06
4.193467893042320e+002 | 1.5722e-07 | 419.3468 | 4.193467893042320e+002 | 2.8252e-06 |  | 4.193467893042320e+002 | 5.644e-06 |  | 4.193467893042320e+002 | 4.8885e-06 |  | 419.6376 | 4.0086e-06 | 25.4959 | 4.0086e-06
4.196375591104090e+002 | 1.5722e-07 | 419.6376 | 4.196375591104090e+002 | 2.8252e-06 |  | 4.196375591104090e+002 | 5.644e-06 |  | 4.196375591104090e+002 | 4.8885e-06 |  | 419.9285 | 4.0086e-06 | 25.4971 | 4.0086e-06
4.199285305327241e+002 | 1.5721e-07 | 419.9285 | 4.199285305327241e+002 | 2.8252e-06 |  | 4.199285305327241e+002 | 5.644e-06 |  | 4.199285305327241e+002 | 4.8885e-06 |  | 420.2197 | 4.0086e-06 | 25.4983 | 4.0086e-06
4.202197037109754e+002 | 1.572e-07 | 420.2197 | 4.202197037109754e+002 | 2.8252e-06 |  | 4.202197037109754e+002 | 5.644e-06 |  | 4.202197037109754e+002 | 4.8884e-06 |  | 420.5111 | 4.0086e-06 | 25.4995 | 4.0086e-06
4.205110787850580e+002 | 1.5719e-07 | 420.5111 | 4.205110787850580e+002 | 2.8252e-06 |  | 4.205110787850580e+002 | 5.644e-06 |  | 4.205110787850580e+002 | 4.8884e-06 |  | 420.8027 | 4.0085e-06 | 25.5007 | 4.0085e-06
4.208026558949638e+002 | 1.5719e-07 | 420.8027 | 4.208026558949638e+002 | 2.8252e-06 |  | 4.208026558949638e+002 | 5.644e-06 |  | 4.208026558949638e+002 | 4.8884e-06 |  | 421.0944 | 4.0085e-06 | 25.5019 | 4.0085e-06
4.210944351807819e+002 | 1.5718e-07 | 421.0944 | 4.210944351807819e+002 | 2.8252e-06 |  | 4.210944351807819e+002 | 5.644e-06 |  | 4.210944351807819e+002 | 4.8884e-06 |  | 421.3864 | 4.0085e-06 | 25.5031 | 4.0085e-06
4.213864167826988e+002 | 1.5717e-07 | 421.3864 | 4.213864167826988e+002 | 2.8251e-06 |  | 4.213864167826988e+002 | 5.6439e-06 |  | 4.213864167826988e+002 | 4.8884e-06 |  | 421.6786 | 4.0085e-06 | 25.5043 | 4.0085e-06
4.216786008409977e+002 | 1.5716e-07 | 421.6786 | 4.216786008409977e+002 | 2.8251e-06 |  | 4.216786008409977e+002 | 5.6439e-06 |  | 4.216786008409977e+002 | 4.8884e-06 |  | 421.971 | 4.0085e-06 | 25.5055 | 4.0085e-06
4.219709874960594e+002 | 1.5716e-07 | 421.971 | 4.219709874960594e+002 | 2.8251e-06 |  | 4.219709874960594e+002 | 5.6439e-06 |  | 4.219709874960594e+002 | 4.8884e-06 |  | 422.2636 | 4.0085e-06 | 25.5067 | 4.0085e-06
4.222635768883619e+002 | 1.5715e-07 | 422.2636 | 4.222635768883619e+002 | 2.8251e-06 |  | 4.222635768883619e+002 | 5.6439e-06 |  | 4.222635768883619e+002 | 4.8884e-06 |  | 422.5564 | 4.0085e-06 | 25.5079 | 4.0085e-06
4.225563691584808e+002 | 1.5714e-07 | 422.5564 | 4.225563691584808e+002 | 2.8251e-06 |  | 4.225563691584808e+002 | 5.6439e-06 |  | 4.225563691584808e+002 | 4.8884e-06 |  | 422.8494 | 4.0085e-06 | 25.5091 | 4.0085e-06
4.228493644470889e+002 | 1.5713e-07 | 422.8494 | 4.228493644470889e+002 | 2.8251e-06 |  | 4.228493644470889e+002 | 5.6439e-06 |  | 4.228493644470889e+002 | 4.8884e-06 |  | 423.1426 | 4.0085e-06 | 25.5103 | 4.0085e-06
4.231425628949567e+002 | 1.5712e-07 | 423.1426 | 4.231425628949567e+002 | 2.8251e-06 |  | 4.231425628949567e+002 | 5.6439e-06 |  | 4.231425628949567e+002 | 4.8884e-06 |  | 423.436 | 4.0085e-06 | 25.5115 | 4.0085e-06
4.234359646429522e+002 | 1.5712e-07 | 423.436 | 4.234359646429522e+002 | 2.8251e-06 |  | 4.234359646429522e+002 | 5.6439e-06 |  | 4.234359646429522e+002 | 4.8884e-06 |  | 423.7296 | 4.0085e-06 | 25.5127 | 4.0085e-06
4.237295698320414e+002 | 1.5711e-07 | 423.7296 | 4.237295698320414e+002 | 2.8251e-06 |  | 4.237295698320414e+002 | 5.6439e-06 |  | 4.237295698320414e+002 | 4.8883e-06 |  | 424.0234 | 4.0085e-06 | 25.5139 | 4.0085e-06
4.240233786032877e+002 | 1.571e-07 | 424.0234 | 4.240233786032877e+002 | 2.8251e-06 |  | 4.240233786032877e+002 | 5.6439e-06 |  | 4.240233786032877e+002 | 4.8883e-06 |  | 424.3174 | 4.0085e-06 | 25.5151 | 4.0085e-06
4.243173910978522e+002 | 1.5709e-07 | 424.3174 | 4.243173910978522e+002 | 2.8251e-06 |  | 4.243173910978522e+002 | 5.6438e-06 |  | 4.243173910978522e+002 | 4.8883e-06 |  | 424.6116 | 4.0085e-06 | 25.5163 | 4.0085e-06
4.246116074569944e+002 | 1.5709e-07 | 424.6116 | 4.246116074569944e+002 | 2.8251e-06 |  | 4.246116074569944e+002 | 5.6438e-06 |  | 4.246116074569944e+002 | 4.8883e-06 |  | 424.906 | 4.0085e-06 | 25.5174 | 4.0085e-06
4.249060278220713e+002 | 1.5708e-07 | 424.906 | 4.249060278220713e+002 | 2.8251e-06 |  | 4.249060278220713e+002 | 5.6438e-06 |  | 4.249060278220713e+002 | 4.8883e-06 |  | 425.2007 | 4.0085e-06 | 25.5186 | 4.0085e-06
4.252006523345381e+002 | 1.5707e-07 | 425.2007 | 4.252006523345381e+002 | 2.8251e-06 |  | 4.252006523345381e+002 | 5.6438e-06 |  | 4.252006523345381e+002 | 4.8883e-06 |  | 425.4955 | 4.0085e-06 | 25.5198 | 4.0085e-06
4.254954811359480e+002 | 1.5706e-07 | 425.4955 | 4.254954811359480e+002 | 2.8251e-06 |  | 4.254954811359480e+002 | 5.6438e-06 |  | 4.254954811359480e+002 | 4.8883e-06 |  | 425.7905 | 4.0084e-06 | 25.521 | 4.0084e-06
4.257905143679523e+002 | 1.5706e-07 | 425.7905 | 4.257905143679523e+002 | 2.8251e-06 |  | 4.257905143679523e+002 | 5.6438e-06 |  | 4.257905143679523e+002 | 4.8883e-06 |  | 426.0858 | 4.0084e-06 | 25.5222 | 4.0084e-06
4.260857521723008e+002 | 1.5705e-07 | 426.0858 | 4.260857521723008e+002 | 2.8251e-06 |  | 4.260857521723008e+002 | 5.6438e-06 |  | 4.260857521723008e+002 | 4.8883e-06 |  | 426.3812 | 4.0084e-06 | 25.5233 | 4.0084e-06
4.263811946908413e+002 | 1.5704e-07 | 426.3812 | 4.263811946908413e+002 | 2.8251e-06 |  | 4.263811946908413e+002 | 5.6438e-06 |  | 4.263811946908413e+002 | 4.8883e-06 |  | 426.6768 | 4.0084e-06 | 25.5245 | 4.0084e-06
4.266768420655201e+002 | 1.5703e-07 | 426.6768 | 4.266768420655201e+002 | 2.8251e-06 |  | 4.266768420655201e+002 | 5.6438e-06 |  | 4.266768420655201e+002 | 4.8883e-06 |  | 426.9727 | 4.0084e-06 | 25.5257 | 4.0084e-06
4.269726944383818e+002 | 1.5703e-07 | 426.9727 | 4.269726944383818e+002 | 2.825e-06 |  | 4.269726944383818e+002 | 5.6438e-06 |  | 4.269726944383818e+002 | 4.8882e-06 |  | 427.2688 | 4.0084e-06 | 25.5269 | 4.0084e-06
4.272687519515697e+002 | 1.5702e-07 | 427.2688 | 4.272687519515697e+002 | 2.825e-06 |  | 4.272687519515697e+002 | 5.6437e-06 |  | 4.272687519515697e+002 | 4.8882e-06 |  | 427.565 | 4.0084e-06 | 25.528 | 4.0084e-06
4.275650147473254e+002 | 1.5701e-07 | 427.565 | 4.275650147473254e+002 | 2.825e-06 |  | 4.275650147473254e+002 | 5.6437e-06 |  | 4.275650147473254e+002 | 4.8882e-06 |  | 427.8615 | 4.0084e-06 | 25.5292 | 4.0084e-06
4.278614829679893e+002 | 1.57e-07 | 427.8615 | 4.278614829679893e+002 | 2.825e-06 |  | 4.278614829679893e+002 | 5.6437e-06 |  | 4.278614829679893e+002 | 4.8882e-06 |  | 428.1582 | 4.0084e-06 | 25.5304 | 4.0084e-06
4.281581567560004e+002 | 1.57e-07 | 428.1582 | 4.281581567560004e+002 | 2.825e-06 |  | 4.281581567560004e+002 | 5.6437e-06 |  | 4.281581567560004e+002 | 4.8882e-06 |  | 428.455 | 4.0084e-06 | 25.5316 | 4.0084e-06
4.284550362538967e+002 | 1.5699e-07 | 428.455 | 4.284550362538967e+002 | 2.825e-06 |  | 4.284550362538967e+002 | 5.6437e-06 |  | 4.284550362538967e+002 | 4.8882e-06 |  | 428.7521 | 4.0084e-06 | 25.5327 | 4.0084e-06
4.287521216043147e+002 | 1.5698e-07 | 428.7521 | 4.287521216043147e+002 | 2.825e-06 |  | 4.287521216043147e+002 | 5.6437e-06 |  | 4.287521216043147e+002 | 4.8882e-06 |  | 429.0494 | 4.0084e-06 | 25.5339 | 4.0084e-06
4.290494129499899e+002 | 1.5698e-07 | 429.0494 | 4.290494129499899e+002 | 2.825e-06 |  | 4.290494129499899e+002 | 5.6437e-06 |  | 4.290494129499899e+002 | 4.8882e-06 |  | 429.3469 | 4.0084e-06 | 25.535 | 4.0084e-06
4.293469104337571e+002 | 1.5697e-07 | 429.3469 | 4.293469104337571e+002 | 2.825e-06 |  | 4.293469104337571e+002 | 5.6437e-06 |  | 4.293469104337571e+002 | 4.8882e-06 |  | 429.6446 | 4.0084e-06 | 25.5362 | 4.0084e-06
4.296446141985495e+002 | 1.5696e-07 | 429.6446 | 4.296446141985495e+002 | 2.825e-06 |  | 4.296446141985495e+002 | 5.6437e-06 |  | 4.296446141985495e+002 | 4.8882e-06 |  | 429.9425 | 4.0084e-06 | 25.5374 | 4.0084e-06
4.299425243874001e+002 | 1.5695e-07 | 429.9425 | 4.299425243874001e+002 | 2.825e-06 |  | 4.299425243874001e+002 | 5.6436e-06 |  | 4.299425243874001e+002 | 4.8881e-06 |  | 430.2406 | 4.0084e-06 | 25.5385 | 4.0084e-06
4.302406411434406e+002 | 1.5695e-07 | 430.2406 | 4.302406411434406e+002 | 2.825e-06 |  | 4.302406411434406e+002 | 5.6436e-06 |  | 4.302406411434406e+002 | 4.8881e-06 |  | 430.539 | 4.0084e-06 | 25.5397 | 4.0084e-06
4.305389646099021e+002 | 1.5694e-07 | 430.539 | 4.305389646099021e+002 | 2.825e-06 |  | 4.305389646099021e+002 | 5.6436e-06 |  | 4.305389646099021e+002 | 4.8881e-06 |  | 430.8375 | 4.0083e-06 | 25.5408 | 4.0083e-06
4.308374949301150e+002 | 1.5693e-07 | 430.8375 | 4.308374949301150e+002 | 2.825e-06 |  | 4.308374949301150e+002 | 5.6436e-06 |  | 4.308374949301150e+002 | 4.8881e-06 |  | 431.1362 | 4.0083e-06 | 25.542 | 4.0083e-06
4.311362322475093e+002 | 1.5692e-07 | 431.1362 | 4.311362322475093e+002 | 2.825e-06 |  | 4.311362322475093e+002 | 5.6436e-06 |  | 4.311362322475093e+002 | 4.8881e-06 |  | 431.4352 | 4.0083e-06 | 25.5432 | 4.0083e-06
4.314351767056139e+002 | 1.5692e-07 | 431.4352 | 4.314351767056139e+002 | 2.825e-06 |  | 4.314351767056139e+002 | 5.6436e-06 |  | 4.314351767056139e+002 | 4.8881e-06 |  | 431.7343 | 4.0083e-06 | 25.5443 | 4.0083e-06
4.317343284480579e+002 | 1.5691e-07 | 431.7343 | 4.317343284480579e+002 | 2.825e-06 |  | 4.317343284480579e+002 | 5.6436e-06 |  | 4.317343284480579e+002 | 4.8881e-06 |  | 432.0337 | 4.0083e-06 | 25.5454 | 4.0083e-06
4.320336876185694e+002 | 1.569e-07 | 432.0337 | 4.320336876185694e+002 | 2.8249e-06 |  | 4.320336876185694e+002 | 5.6436e-06 |  | 4.320336876185694e+002 | 4.8881e-06 |  | 432.3333 | 4.0083e-06 | 25.5466 | 4.0083e-06
4.323332543609766e+002 | 1.5689e-07 | 432.3333 | 4.323332543609766e+002 | 2.8249e-06 |  | 4.323332543609766e+002 | 5.6436e-06 |  | 4.323332543609766e+002 | 4.8881e-06 |  | 432.633 | 4.0083e-06 | 25.5478 | 4.0083e-06
4.326330288192072e+002 | 1.5689e-07 | 432.633 | 4.326330288192072e+002 | 2.8249e-06 |  | 4.326330288192072e+002 | 5.6435e-06 |  | 4.326330288192072e+002 | 4.8881e-06 |  | 432.933 | 4.0083e-06 | 25.5489 | 4.0083e-06
4.329330111372887e+002 | 1.5688e-07 | 432.933 | 4.329330111372887e+002 | 2.8249e-06 |  | 4.329330111372887e+002 | 5.6435e-06 |  | 4.329330111372887e+002 | 4.8881e-06 |  | 433.2332 | 4.0083e-06 | 25.5501 | 4.0083e-06
4.332332014593486e+002 | 1.5687e-07 | 433.2332 | 4.332332014593486e+002 | 2.8249e-06 |  | 4.332332014593486e+002 | 5.6435e-06 |  | 4.332332014593486e+002 | 4.888e-06 |  | 433.5336 | 4.0083e-06 | 25.5512 | 4.0083e-06
4.335335999296142e+002 | 1.5687e-07 | 433.5336 | 4.335335999296142e+002 | 2.8249e-06 |  | 4.335335999296142e+002 | 5.6435e-06 |  | 4.335335999296142e+002 | 4.888e-06 |  | 433.8342 | 4.0083e-06 | 25.5523 | 4.0083e-06
4.338342066924128e+002 | 1.5686e-07 | 433.8342 | 4.338342066924128e+002 | 2.8249e-06 |  | 4.338342066924128e+002 | 5.6435e-06 |  | 4.338342066924128e+002 | 4.888e-06 |  | 434.135 | 4.0083e-06 | 25.5535 | 4.0083e-06
4.341350218921720e+002 | 1.5685e-07 | 434.135 | 4.341350218921720e+002 | 2.8249e-06 |  | 4.341350218921720e+002 | 5.6435e-06 |  | 4.341350218921720e+002 | 4.888e-06 |  | 434.436 | 4.0083e-06 | 25.5546 | 4.0083e-06
4.344360456734191e+002 | 1.5684e-07 | 434.436 | 4.344360456734191e+002 | 2.8249e-06 |  | 4.344360456734191e+002 | 5.6435e-06 |  | 4.344360456734191e+002 | 4.888e-06 |  | 434.7373 | 4.0083e-06 | 25.5557 | 4.0083e-06
4.347372781807822e+002 | 1.5684e-07 | 434.7373 | 4.347372781807822e+002 | 2.8249e-06 |  | 4.347372781807822e+002 | 5.6435e-06 |  | 4.347372781807822e+002 | 4.888e-06 |  | 435.0387 | 4.0083e-06 | 25.5569 | 4.0083e-06
4.350387195589892e+002 | 1.5683e-07 | 435.0387 | 4.350387195589892e+002 | 2.8249e-06 |  | 4.350387195589892e+002 | 5.6435e-06 |  | 4.350387195589892e+002 | 4.888e-06 |  | 435.3404 | 4.0083e-06 | 25.558 | 4.0083e-06
4.353403699528685e+002 | 1.5682e-07 | 435.3404 | 4.353403699528685e+002 | 2.8249e-06 |  | 4.353403699528685e+002 | 5.6435e-06 |  | 4.353403699528685e+002 | 4.888e-06 |  | 435.6422 | 4.0083e-06 | 25.5592 | 4.0083e-06
4.356422295073490e+002 | 1.5682e-07 | 435.6422 | 4.356422295073490e+002 | 2.8249e-06 |  | 4.356422295073490e+002 | 5.6434e-06 |  | 4.356422295073490e+002 | 4.888e-06 |  | 435.9443 | 4.0082e-06 | 25.5603 | 4.0082e-06
4.359442983674601e+002 | 1.5681e-07 | 435.9443 | 4.359442983674601e+002 | 2.8249e-06 |  | 4.359442983674601e+002 | 5.6434e-06 |  | 4.359442983674601e+002 | 4.888e-06 |  | 436.2466 | 4.0082e-06 | 25.5614 | 4.0082e-06
4.362465766783316e+002 | 1.568e-07 | 436.2466 | 4.362465766783316e+002 | 2.8249e-06 |  | 4.362465766783316e+002 | 5.6434e-06 |  | 4.362465766783316e+002 | 4.888e-06 |  | 436.5491 | 4.0082e-06 | 25.5626 | 4.0082e-06
4.365490645851941e+002 | 1.5679e-07 | 436.5491 | 4.365490645851941e+002 | 2.8249e-06 |  | 4.365490645851941e+002 | 5.6434e-06 |  | 4.365490645851941e+002 | 4.8879e-06 |  | 436.8518 | 4.0082e-06 | 25.5637 | 4.0082e-06
4.368517622333788e+002 | 1.5679e-07 | 436.8518 | 4.368517622333788e+002 | 2.8249e-06 |  | 4.368517622333788e+002 | 5.6434e-06 |  | 4.368517622333788e+002 | 4.8879e-06 |  | 437.1547 | 4.0082e-06 | 25.5648 | 4.0082e-06
4.371546697683177e+002 | 1.5678e-07 | 437.1547 | 4.371546697683177e+002 | 2.8249e-06 |  | 4.371546697683177e+002 | 5.6434e-06 |  | 4.371546697683177e+002 | 4.8879e-06 |  | 437.4578 | 4.0082e-06 | 25.5659 | 4.0082e-06
4.374577873355436e+002 | 1.5677e-07 | 437.4578 | 4.374577873355436e+002 | 2.8248e-06 |  | 4.374577873355436e+002 | 5.6434e-06 |  | 4.374577873355436e+002 | 4.8879e-06 |  | 437.7611 | 4.0082e-06 | 25.5671 | 4.0082e-06
4.377611150806903e+002 | 1.5677e-07 | 437.7611 | 4.377611150806903e+002 | 2.8248e-06 |  | 4.377611150806903e+002 | 5.6434e-06 |  | 4.377611150806903e+002 | 4.8879e-06 |  | 438.0647 | 4.0082e-06 | 25.5682 | 4.0082e-06
4.380646531494926e+002 | 1.5676e-07 | 438.0647 | 4.380646531494926e+002 | 2.8248e-06 |  | 4.380646531494926e+002 | 5.6433e-06 |  | 4.380646531494926e+002 | 4.8879e-06 |  | 438.3684 | 4.0082e-06 | 25.5693 | 4.0082e-06
4.383684016877862e+002 | 1.5675e-07 | 438.3684 | 4.383684016877862e+002 | 2.8248e-06 |  | 4.383684016877862e+002 | 5.6433e-06 |  | 4.383684016877862e+002 | 4.8879e-06 |  | 438.6724 | 4.0082e-06 | 25.5704 | 4.0082e-06
4.386723608415080e+002 | 1.5674e-07 | 438.6724 | 4.386723608415080e+002 | 2.8248e-06 |  | 4.386723608415080e+002 | 5.6433e-06 |  | 4.386723608415080e+002 | 4.8879e-06 |  | 438.9765 | 4.0082e-06 | 25.5715 | 4.0082e-06
4.389765307566962e+002 | 1.5674e-07 | 438.9765 | 4.389765307566962e+002 | 2.8248e-06 |  | 4.389765307566962e+002 | 5.6433e-06 |  | 4.389765307566962e+002 | 4.8879e-06 |  | 439.2809 | 4.0082e-06 | 25.5727 | 4.0082e-06
4.392809115794900e+002 | 1.5673e-07 | 439.2809 | 4.392809115794900e+002 | 2.8248e-06 |  | 4.392809115794900e+002 | 5.6433e-06 |  | 4.392809115794900e+002 | 4.8879e-06 |  | 439.5855 | 4.0082e-06 | 25.5738 | 4.0082e-06
4.395855034561302e+002 | 1.5672e-07 | 439.5855 | 4.395855034561302e+002 | 2.8248e-06 |  | 4.395855034561302e+002 | 5.6433e-06 |  | 4.395855034561302e+002 | 4.8878e-06 |  | 439.8903 | 4.0082e-06 | 25.5749 | 4.0082e-06
4.398903065329589e+002 | 1.5672e-07 | 439.8903 | 4.398903065329589e+002 | 2.8248e-06 |  | 4.398903065329589e+002 | 5.6433e-06 |  | 4.398903065329589e+002 | 4.8878e-06 |  | 440.1953 | 4.0082e-06 | 25.576 | 4.0082e-06
4.401953209564196e+002 | 1.5671e-07 | 440.1953 | 4.401953209564196e+002 | 2.8248e-06 |  | 4.401953209564196e+002 | 5.6433e-06 |  | 4.401953209564196e+002 | 4.8878e-06 |  | 440.5005 | 4.0082e-06 | 25.5771 | 4.0082e-06
4.405005468730574e+002 | 1.567e-07 | 440.5005 | 4.405005468730574e+002 | 2.8248e-06 |  | 4.405005468730574e+002 | 5.6433e-06 |  | 4.405005468730574e+002 | 4.8878e-06 |  | 440.806 | 4.0082e-06 | 25.5783 | 4.0082e-06
4.408059844295191e+002 | 1.5669e-07 | 440.806 | 4.408059844295191e+002 | 2.8248e-06 |  | 4.408059844295191e+002 | 5.6432e-06 |  | 4.408059844295191e+002 | 4.8878e-06 |  | 441.1116 | 4.0082e-06 | 25.5794 | 4.0082e-06
4.411116337725530e+002 | 1.5669e-07 | 441.1116 | 4.411116337725530e+002 | 2.8248e-06 |  | 4.411116337725530e+002 | 5.6432e-06 |  | 4.411116337725530e+002 | 4.8878e-06 |  | 441.4175 | 4.0081e-06 | 25.5805 | 4.0081e-06
4.414174950490094e+002 | 1.5668e-07 | 441.4175 | 4.414174950490094e+002 | 2.8248e-06 |  | 4.414174950490094e+002 | 5.6432e-06 |  | 4.414174950490094e+002 | 4.8878e-06 |  | 441.7236 | 4.0081e-06 | 25.5816 | 4.0081e-06
4.417235684058401e+002 | 1.5667e-07 | 441.7236 | 4.417235684058401e+002 | 2.8248e-06 |  | 4.417235684058401e+002 | 5.6432e-06 |  | 4.417235684058401e+002 | 4.8878e-06 |  | 442.0299 | 4.0081e-06 | 25.5827 | 4.0081e-06
4.420298539900991e+002 | 1.5667e-07 | 442.0299 | 4.420298539900991e+002 | 2.8248e-06 |  | 4.420298539900991e+002 | 5.6432e-06 |  | 4.420298539900991e+002 | 4.8878e-06 |  | 442.3364 | 4.0081e-06 | 25.5838 | 4.0081e-06
4.423363519489422e+002 | 1.5666e-07 | 442.3364 | 4.423363519489422e+002 | 2.8247e-06 |  | 4.423363519489422e+002 | 5.6432e-06 |  | 4.423363519489422e+002 | 4.8878e-06 |  | 442.6431 | 4.0081e-06 | 25.5849 | 4.0081e-06
4.426430624296273e+002 | 1.5665e-07 | 442.6431 | 4.426430624296273e+002 | 2.8247e-06 |  | 4.426430624296273e+002 | 5.6432e-06 |  | 4.426430624296273e+002 | 4.8877e-06 |  | 442.95 | 4.0081e-06 | 25.586 | 4.0081e-06
4.429499855795143e+002 | 1.5665e-07 | 442.95 | 4.429499855795143e+002 | 2.8247e-06 |  | 4.429499855795143e+002 | 5.6432e-06 |  | 4.429499855795143e+002 | 4.8877e-06 |  | 443.2571 | 4.0081e-06 | 25.5871 | 4.0081e-06
4.432571215460654e+002 | 1.5664e-07 | 443.2571 | 4.432571215460654e+002 | 2.8247e-06 |  | 4.432571215460654e+002 | 5.6432e-06 |  | 4.432571215460654e+002 | 4.8877e-06 |  | 443.5645 | 4.0081e-06 | 25.5882 | 4.0081e-06
4.435644704768450e+002 | 1.5663e-07 | 443.5645 | 4.435644704768450e+002 | 2.8247e-06 |  | 4.435644704768450e+002 | 5.6431e-06 |  | 4.435644704768450e+002 | 4.8877e-06 |  | 443.872 | 4.0081e-06 | 25.5893 | 4.0081e-06
4.438720325195199e+002 | 1.5663e-07 | 443.872 | 4.438720325195199e+002 | 2.8247e-06 |  | 4.438720325195199e+002 | 5.6431e-06 |  | 4.438720325195199e+002 | 4.8877e-06 |  | 444.1798 | 4.0081e-06 | 25.5904 | 4.0081e-06
4.441798078218591e+002 | 1.5662e-07 | 444.1798 | 4.441798078218591e+002 | 2.8247e-06 |  | 4.441798078218591e+002 | 5.6431e-06 |  | 4.441798078218591e+002 | 4.8877e-06 |  | 444.4878 | 4.0081e-06 | 25.5915 | 4.0081e-06
4.444877965317342e+002 | 1.5661e-07 | 444.4878 | 4.444877965317342e+002 | 2.8247e-06 |  | 4.444877965317342e+002 | 5.6431e-06 |  | 4.444877965317342e+002 | 4.8877e-06 |  | 444.796 | 4.0081e-06 | 25.5926 | 4.0081e-06
4.447959987971194e+002 | 1.566e-07 | 444.796 | 4.447959987971194e+002 | 2.8247e-06 |  | 4.447959987971194e+002 | 5.6431e-06 |  | 4.447959987971194e+002 | 4.8877e-06 |  | 445.1044 | 4.0081e-06 | 25.5937 | 4.0081e-06
4.451044147660913e+002 | 1.566e-07 | 445.1044 | 4.451044147660913e+002 | 2.8247e-06 |  | 4.451044147660913e+002 | 5.6431e-06 |  | 4.451044147660913e+002 | 4.8877e-06 |  | 445.413 | 4.0081e-06 | 25.5948 | 4.0081e-06
4.454130445868295e+002 | 1.5659e-07 | 445.413 | 4.454130445868295e+002 | 2.8247e-06 |  | 4.454130445868295e+002 | 5.6431e-06 |  | 4.454130445868295e+002 | 4.8877e-06 |  | 445.7219 | 4.0081e-06 | 25.5959 | 4.0081e-06
4.457218884076158e+002 | 1.5658e-07 | 445.7219 | 4.457218884076158e+002 | 2.8247e-06 |  | 4.457218884076158e+002 | 5.6431e-06 |  | 4.457218884076158e+002 | 4.8876e-06 |  | 446.0309 | 4.0081e-06 | 25.5969 | 4.0081e-06
4.460309463768355e+002 | 1.5658e-07 | 446.0309 | 4.460309463768355e+002 | 2.8247e-06 |  | 4.460309463768355e+002 | 5.6431e-06 |  | 4.460309463768355e+002 | 4.8876e-06 |  | 446.3402 | 4.0081e-06 | 25.598 | 4.0081e-06
4.463402186429761e+002 | 1.5657e-07 | 446.3402 | 4.463402186429761e+002 | 2.8247e-06 |  | 4.463402186429761e+002 | 5.643e-06 |  | 4.463402186429761e+002 | 4.8876e-06 |  | 446.6497 | 4.0081e-06 | 25.5991 | 4.0081e-06
4.466497053546286e+002 | 1.5656e-07 | 446.6497 | 4.466497053546286e+002 | 2.8247e-06 |  | 4.466497053546286e+002 | 5.643e-06 |  | 4.466497053546286e+002 | 4.8876e-06 |  | 446.9594 | 4.008e-06 | 25.6002 | 4.008e-06
4.469594066604869e+002 | 1.5656e-07 | 446.9594 | 4.469594066604869e+002 | 2.8247e-06 |  | 4.469594066604869e+002 | 5.643e-06 |  | 4.469594066604869e+002 | 4.8876e-06 |  | 447.2693 | 4.008e-06 | 25.6013 | 4.008e-06
4.472693227093478e+002 | 1.5655e-07 | 447.2693 | 4.472693227093478e+002 | 2.8247e-06 |  | 4.472693227093478e+002 | 5.643e-06 |  | 4.472693227093478e+002 | 4.8876e-06 |  | 447.5795 | 4.008e-06 | 25.6024 | 4.008e-06
4.475794536501113e+002 | 1.5654e-07 | 447.5795 | 4.475794536501113e+002 | 2.8246e-06 |  | 4.475794536501113e+002 | 5.643e-06 |  | 4.475794536501113e+002 | 4.8876e-06 |  | 447.8898 | 4.008e-06 | 25.6035 | 4.008e-06
4.478897996317810e+002 | 1.5654e-07 | 447.8898 | 4.478897996317810e+002 | 2.8246e-06 |  | 4.478897996317810e+002 | 5.643e-06 |  | 4.478897996317810e+002 | 4.8876e-06 |  | 448.2004 | 4.008e-06 | 25.6045 | 4.008e-06
4.482003608034634e+002 | 1.5653e-07 | 448.2004 | 4.482003608034634e+002 | 2.8246e-06 |  | 4.482003608034634e+002 | 5.643e-06 |  | 4.482003608034634e+002 | 4.8876e-06 |  | 448.5111 | 4.008e-06 | 25.6056 | 4.008e-06
4.485111373143687e+002 | 1.5652e-07 | 448.5111 | 4.485111373143687e+002 | 2.8246e-06 |  | 4.485111373143687e+002 | 5.643e-06 |  | 4.485111373143687e+002 | 4.8875e-06 |  | 448.8221 | 4.008e-06 | 25.6067 | 4.008e-06
4.488221293138103e+002 | 1.5652e-07 | 448.8221 | 4.488221293138103e+002 | 2.8246e-06 |  | 4.488221293138103e+002 | 5.6429e-06 |  | 4.488221293138103e+002 | 4.8875e-06 |  | 449.1333 | 4.008e-06 | 25.6078 | 4.008e-06
4.491333369512052e+002 | 1.5651e-07 | 449.1333 | 4.491333369512052e+002 | 2.8246e-06 |  | 4.491333369512052e+002 | 5.6429e-06 |  | 4.491333369512052e+002 | 4.8875e-06 |  | 449.4448 | 4.008e-06 | 25.6088 | 4.008e-06
4.494447603760742e+002 | 1.565e-07 | 449.4448 | 4.494447603760742e+002 | 2.8246e-06 |  | 4.494447603760742e+002 | 5.6429e-06 |  | 4.494447603760742e+002 | 4.8875e-06 |  | 449.7564 | 4.008e-06 | 25.6099 | 4.008e-06
4.497563997380415e+002 | 1.5649e-07 | 449.7564 | 4.497563997380415e+002 | 2.8246e-06 |  | 4.497563997380415e+002 | 5.6429e-06 |  | 4.497563997380415e+002 | 4.8875e-06 |  | 450.0683 | 4.008e-06 | 25.611 | 4.008e-06
4.500682551868352e+002 | 1.5649e-07 | 450.0683 | 4.500682551868352e+002 | 2.8246e-06 |  | 4.500682551868352e+002 | 5.6429e-06 |  | 4.500682551868352e+002 | 4.8875e-06 |  | 450.3803 | 4.008e-06 | 25.6121 | 4.008e-06
4.503803268722873e+002 | 1.5648e-07 | 450.3803 | 4.503803268722873e+002 | 2.8246e-06 |  | 4.503803268722873e+002 | 5.6429e-06 |  | 4.503803268722873e+002 | 4.8875e-06 |  | 450.6926 | 4.008e-06 | 25.6131 | 4.008e-06
4.506926149443335e+002 | 1.5647e-07 | 450.6926 | 4.506926149443335e+002 | 2.8246e-06 |  | 4.506926149443335e+002 | 5.6429e-06 |  | 4.506926149443335e+002 | 4.8875e-06 |  | 451.0051 | 4.008e-06 | 25.6142 | 4.008e-06
4.510051195530136e+002 | 1.5647e-07 | 451.0051 | 4.510051195530136e+002 | 2.8246e-06 |  | 4.510051195530136e+002 | 5.6429e-06 |  | 4.510051195530136e+002 | 4.8875e-06 |  | 451.3178 | 4.008e-06 | 25.6153 | 4.008e-06
4.513178408484714e+002 | 1.5646e-07 | 451.3178 | 4.513178408484714e+002 | 2.8246e-06 |  | 4.513178408484714e+002 | 5.6428e-06 |  | 4.513178408484714e+002 | 4.8875e-06 |  | 451.6308 | 4.008e-06 | 25.6163 | 4.008e-06
4.516307789809546e+002 | 1.5645e-07 | 451.6308 | 4.516307789809546e+002 | 2.8246e-06 |  | 4.516307789809546e+002 | 5.6428e-06 |  | 4.516307789809546e+002 | 4.8874e-06 |  | 451.9439 | 4.008e-06 | 25.6174 | 4.008e-06
4.519439341008156e+002 | 1.5645e-07 | 451.9439 | 4.519439341008156e+002 | 2.8246e-06 |  | 4.519439341008156e+002 | 5.6428e-06 |  | 4.519439341008156e+002 | 4.8874e-06 |  | 452.2573 | 4.008e-06 | 25.6185 | 4.008e-06
4.522573063585105e+002 | 1.5644e-07 | 452.2573 | 4.522573063585105e+002 | 2.8246e-06 |  | 4.522573063585105e+002 | 5.6428e-06 |  | 4.522573063585105e+002 | 4.8874e-06 |  | 452.5709 | 4.0079e-06 | 25.6195 | 4.0079e-06
4.525708959045999e+002 | 1.5643e-07 | 452.5709 | 4.525708959045999e+002 | 2.8245e-06 |  | 4.525708959045999e+002 | 5.6428e-06 |  | 4.525708959045999e+002 | 4.8874e-06 |  | 452.8847 | 4.0079e-06 | 25.6206 | 4.0079e-06
4.528847028897491e+002 | 1.5643e-07 | 452.8847 | 4.528847028897491e+002 | 2.8245e-06 |  | 4.528847028897491e+002 | 5.6428e-06 |  | 4.528847028897491e+002 | 4.8874e-06 |  | 453.1987 | 4.0079e-06 | 25.6216 | 4.0079e-06
4.531987274647274e+002 | 1.5642e-07 | 453.1987 | 4.531987274647274e+002 | 2.8245e-06 |  | 4.531987274647274e+002 | 5.6428e-06 |  | 4.531987274647274e+002 | 4.8874e-06 |  | 453.513 | 4.0079e-06 | 25.6227 | 4.0079e-06
4.535129697804089e+002 | 1.5641e-07 | 453.513 | 4.535129697804089e+002 | 2.8245e-06 |  | 4.535129697804089e+002 | 5.6428e-06 |  | 4.535129697804089e+002 | 4.8874e-06 |  | 453.8274 | 4.0079e-06 | 25.6238 | 4.0079e-06
4.538274299877724e+002 | 1.5641e-07 | 453.8274 | 4.538274299877724e+002 | 2.8245e-06 |  | 4.538274299877724e+002 | 5.6428e-06 |  | 4.538274299877724e+002 | 4.8874e-06 |  | 454.1421 | 4.0079e-06 | 25.6248 | 4.0079e-06
4.541421082379010e+002 | 1.564e-07 | 454.1421 | 4.541421082379010e+002 | 2.8245e-06 |  | 4.541421082379010e+002 | 5.6427e-06 |  | 4.541421082379010e+002 | 4.8874e-06 |  | 454.457 | 4.0079e-06 | 25.6259 | 4.0079e-06
4.544570046819832e+002 | 1.5639e-07 | 454.457 | 4.544570046819832e+002 | 2.8245e-06 |  | 4.544570046819832e+002 | 5.6427e-06 |  | 4.544570046819832e+002 | 4.8873e-06 |  | 454.7721 | 4.0079e-06 | 25.6269 | 4.0079e-06
4.547721194713116e+002 | 1.5639e-07 | 454.7721 | 4.547721194713116e+002 | 2.8245e-06 |  | 4.547721194713116e+002 | 5.6427e-06 |  | 4.547721194713116e+002 | 4.8873e-06 |  | 455.0875 | 4.0079e-06 | 25.628 | 4.0079e-06
4.550874527572842e+002 | 1.5638e-07 | 455.0875 | 4.550874527572842e+002 | 2.8245e-06 |  | 4.550874527572842e+002 | 5.6427e-06 |  | 4.550874527572842e+002 | 4.8873e-06 |  | 455.403 | 4.0079e-06 | 25.629 | 4.0079e-06
4.554030046914039e+002 | 1.5637e-07 | 455.403 | 4.554030046914039e+002 | 2.8245e-06 |  | 4.554030046914039e+002 | 5.6427e-06 |  | 4.554030046914039e+002 | 4.8873e-06 |  | 455.7188 | 4.0079e-06 | 25.6301 | 4.0079e-06
4.557187754252785e+002 | 1.5637e-07 | 455.7188 | 4.557187754252785e+002 | 2.8245e-06 |  | 4.557187754252785e+002 | 5.6427e-06 |  | 4.557187754252785e+002 | 4.8873e-06 |  | 456.0348 | 4.0079e-06 | 25.6311 | 4.0079e-06
4.560347651106209e+002 | 1.5636e-07 | 456.0348 | 4.560347651106209e+002 | 2.8245e-06 |  | 4.560347651106209e+002 | 5.6427e-06 |  | 4.560347651106209e+002 | 4.8873e-06 |  | 456.351 | 4.0079e-06 | 25.6322 | 4.0079e-06
4.563509738992495e+002 | 1.5635e-07 | 456.351 | 4.563509738992495e+002 | 2.8245e-06 |  | 4.563509738992495e+002 | 5.6427e-06 |  | 4.563509738992495e+002 | 4.8873e-06 |  | 456.6674 | 4.0079e-06 | 25.6332 | 4.0079e-06
4.566674019430877e+002 | 1.5635e-07 | 456.6674 | 4.566674019430877e+002 | 2.8245e-06 |  | 4.566674019430877e+002 | 5.6426e-06 |  | 4.566674019430877e+002 | 4.8873e-06 |  | 456.984 | 4.0079e-06 | 25.6343 | 4.0079e-06
4.569840493941643e+002 | 1.5634e-07 | 456.984 | 4.569840493941643e+002 | 2.8245e-06 |  | 4.569840493941643e+002 | 5.6426e-06 |  | 4.569840493941643e+002 | 4.8873e-06 |  | 457.3009 | 4.0079e-06 | 25.6353 | 4.0079e-06
4.573009164046136e+002 | 1.5634e-07 | 457.3009 | 4.573009164046136e+002 | 2.8244e-06 |  | 4.573009164046136e+002 | 5.6426e-06 |  | 4.573009164046136e+002 | 4.8873e-06 |  | 457.618 | 4.0079e-06 | 25.6363 | 4.0079e-06
4.576180031266752e+002 | 1.5633e-07 | 457.618 | 4.576180031266752e+002 | 2.8244e-06 |  | 4.576180031266752e+002 | 5.6426e-06 |  | 4.576180031266752e+002 | 4.8872e-06 |  | 457.9353 | 4.0079e-06 | 25.6374 | 4.0079e-06
4.579353097126944e+002 | 1.5632e-07 | 457.9353 | 4.579353097126944e+002 | 2.8244e-06 |  | 4.579353097126944e+002 | 5.6426e-06 |  | 4.579353097126944e+002 | 4.8872e-06 |  | 458.2528 | 4.0078e-06 | 25.6384 | 4.0078e-06
4.582528363151222e+002 | 1.5632e-07 | 458.2528 | 4.582528363151222e+002 | 2.8244e-06 |  | 4.582528363151222e+002 | 5.6426e-06 |  | 4.582528363151222e+002 | 4.8872e-06 |  | 458.5706 | 4.0078e-06 | 25.6395 | 4.0078e-06
4.585705830865151e+002 | 1.5631e-07 | 458.5706 | 4.585705830865151e+002 | 2.8244e-06 |  | 4.585705830865151e+002 | 5.6426e-06 |  | 4.585705830865151e+002 | 4.8872e-06 |  | 458.8886 | 4.0078e-06 | 25.6405 | 4.0078e-06
4.588885501795356e+002 | 1.563e-07 | 458.8886 | 4.588885501795356e+002 | 2.8244e-06 |  | 4.588885501795356e+002 | 5.6425e-06 |  | 4.588885501795356e+002 | 4.8872e-06 |  | 459.2067 | 4.0078e-06 | 25.6415 | 4.0078e-06
4.592067377469518e+002 | 1.563e-07 | 459.2067 | 4.592067377469518e+002 | 2.8244e-06 |  | 4.592067377469518e+002 | 5.6425e-06 |  | 4.592067377469518e+002 | 4.8872e-06 |  | 459.5251 | 4.0078e-06 | 25.6426 | 4.0078e-06
4.595251459416381e+002 | 1.5629e-07 | 459.5251 | 4.595251459416381e+002 | 2.8244e-06 |  | 4.595251459416381e+002 | 5.6425e-06 |  | 4.595251459416381e+002 | 4.8872e-06 |  | 459.8438 | 4.0078e-06 | 25.6436 | 4.0078e-06
4.598437749165746e+002 | 1.5628e-07 | 459.8438 | 4.598437749165746e+002 | 2.8244e-06 |  | 4.598437749165746e+002 | 5.6425e-06 |  | 4.598437749165746e+002 | 4.8872e-06 |  | 460.1626 | 4.0078e-06 | 25.6446 | 4.0078e-06
4.601626248248475e+002 | 1.5628e-07 | 460.1626 | 4.601626248248475e+002 | 2.8244e-06 |  | 4.601626248248475e+002 | 5.6425e-06 |  | 4.601626248248475e+002 | 4.8872e-06 |  | 460.4817 | 4.0078e-06 | 25.6457 | 4.0078e-06
4.604816958196493e+002 | 1.5627e-07 | 460.4817 | 4.604816958196493e+002 | 2.8244e-06 |  | 4.604816958196493e+002 | 5.6425e-06 |  | 4.604816958196493e+002 | 4.8871e-06 |  | 460.801 | 4.0078e-06 | 25.6467 | 4.0078e-06
4.608009880542785e+002 | 1.5626e-07 | 460.801 | 4.608009880542785e+002 | 2.8244e-06 |  | 4.608009880542785e+002 | 5.6425e-06 |  | 4.608009880542785e+002 | 4.8871e-06 |  | 461.1205 | 4.0078e-06 | 25.6477 | 4.0078e-06
4.611205016821401e+002 | 1.5626e-07 | 461.1205 | 4.611205016821401e+002 | 2.8244e-06 |  | 4.611205016821401e+002 | 5.6425e-06 |  | 4.611205016821401e+002 | 4.8871e-06 |  | 461.4402 | 4.0078e-06 | 25.6487 | 4.0078e-06
4.614402368567453e+002 | 1.5625e-07 | 461.4402 | 4.614402368567453e+002 | 2.8244e-06 |  | 4.614402368567453e+002 | 5.6424e-06 |  | 4.614402368567453e+002 | 4.8871e-06 |  | 461.7602 | 4.0078e-06 | 25.6498 | 4.0078e-06
4.617601937317121e+002 | 1.5624e-07 | 461.7602 | 4.617601937317121e+002 | 2.8244e-06 |  | 4.617601937317121e+002 | 5.6424e-06 |  | 4.617601937317121e+002 | 4.8871e-06 |  | 462.0804 | 4.0078e-06 | 25.6508 | 4.0078e-06
4.620803724607645e+002 | 1.5624e-07 | 462.0804 | 4.620803724607645e+002 | 2.8243e-06 |  | 4.620803724607645e+002 | 5.6424e-06 |  | 4.620803724607645e+002 | 4.8871e-06 |  | 462.4008 | 4.0078e-06 | 25.6518 | 4.0078e-06
4.624007731977333e+002 | 1.5623e-07 | 462.4008 | 4.624007731977333e+002 | 2.8243e-06 |  | 4.624007731977333e+002 | 5.6424e-06 |  | 4.624007731977333e+002 | 4.8871e-06 |  | 462.7214 | 4.0078e-06 | 25.6528 | 4.0078e-06
4.627213960965563e+002 | 1.5622e-07 | 462.7214 | 4.627213960965563e+002 | 2.8243e-06 |  | 4.627213960965563e+002 | 5.6424e-06 |  | 4.627213960965563e+002 | 4.8871e-06 |  | 463.0422 | 4.0078e-06 | 25.6539 | 4.0078e-06
4.630422413112774e+002 | 1.5622e-07 | 463.0422 | 4.630422413112774e+002 | 2.8243e-06 |  | 4.630422413112774e+002 | 5.6424e-06 |  | 4.630422413112774e+002 | 4.8871e-06 |  | 463.3633 | 4.0078e-06 | 25.6549 | 4.0078e-06
4.633633089960479e+002 | 1.5621e-07 | 463.3633 | 4.633633089960479e+002 | 2.8243e-06 |  | 4.633633089960479e+002 | 5.6424e-06 |  | 4.633633089960479e+002 | 4.887e-06 |  | 463.6846 | 4.0078e-06 | 25.6559 | 4.0078e-06
4.636845993051256e+002 | 1.5621e-07 | 463.6846 | 4.636845993051256e+002 | 2.8243e-06 |  | 4.636845993051256e+002 | 5.6424e-06 |  | 4.636845993051256e+002 | 4.887e-06 |  | 464.0061 | 4.0077e-06 | 25.6569 | 4.0078e-06
4.640061123928755e+002 | 1.562e-07 | 464.0061 | 4.640061123928755e+002 | 2.8243e-06 |  | 4.640061123928755e+002 | 5.6423e-06 |  | 4.640061123928755e+002 | 4.887e-06 |  | 464.3278 | 4.0077e-06 | 25.6579 | 4.0077e-06
4.643278484137695e+002 | 1.5619e-07 | 464.3278 | 4.643278484137695e+002 | 2.8243e-06 |  | 4.643278484137695e+002 | 5.6423e-06 |  | 4.643278484137695e+002 | 4.887e-06 |  | 464.6498 | 4.0077e-06 | 25.659 | 4.0077e-06
4.646498075223867e+002 | 1.5619e-07 | 464.6498 | 4.646498075223867e+002 | 2.8243e-06 |  | 4.646498075223867e+002 | 5.6423e-06 |  | 4.646498075223867e+002 | 4.887e-06 |  | 464.972 | 4.0077e-06 | 25.66 | 4.0077e-06
4.649719898734132e+002 | 1.5618e-07 | 464.972 | 4.649719898734132e+002 | 2.8243e-06 |  | 4.649719898734132e+002 | 5.6423e-06 |  | 4.649719898734132e+002 | 4.887e-06 |  | 465.2944 | 4.0077e-06 | 25.661 | 4.0077e-06
4.652943956216425e+002 | 1.5617e-07 | 465.2944 | 4.652943956216425e+002 | 2.8243e-06 |  | 4.652943956216425e+002 | 5.6423e-06 |  | 4.652943956216425e+002 | 4.887e-06 |  | 465.617 | 4.0077e-06 | 25.662 | 4.0077e-06
4.656170249219757e+002 | 1.5617e-07 | 465.617 | 4.656170249219757e+002 | 2.8243e-06 |  | 4.656170249219757e+002 | 5.6423e-06 |  | 4.656170249219757e+002 | 4.887e-06 |  | 465.9399 | 4.0077e-06 | 25.663 | 4.0077e-06
4.659398779294206e+002 | 1.5616e-07 | 465.9399 | 4.659398779294206e+002 | 2.8243e-06 |  | 4.659398779294206e+002 | 5.6423e-06 |  | 4.659398779294206e+002 | 4.8869e-06 |  | 466.263 | 4.0077e-06 | 25.664 | 4.0077e-06
4.662629547990932e+002 | 1.5615e-07 | 466.263 | 4.662629547990932e+002 | 2.8243e-06 |  | 4.662629547990932e+002 | 5.6423e-06 |  | 4.662629547990932e+002 | 4.8869e-06 |  | 466.5863 | 4.0077e-06 | 25.665 | 4.0077e-06
4.665862556862168e+002 | 1.5615e-07 | 466.5863 | 4.665862556862168e+002 | 2.8243e-06 |  | 4.665862556862168e+002 | 5.6422e-06 |  | 4.665862556862168e+002 | 4.8869e-06 |  | 466.9098 | 4.0077e-06 | 25.666 | 4.0077e-06
4.669097807461220e+002 | 1.5614e-07 | 466.9098 | 4.669097807461220e+002 | 2.8242e-06 |  | 4.669097807461220e+002 | 5.6422e-06 |  | 4.669097807461220e+002 | 4.8869e-06 |  | 467.2335 | 4.0077e-06 | 25.667 | 4.0077e-06
4.672335301342476e+002 | 1.5614e-07 | 467.2335 | 4.672335301342476e+002 | 2.8242e-06 |  | 4.672335301342476e+002 | 5.6422e-06 |  | 4.672335301342476e+002 | 4.8869e-06 |  | 467.5575 | 4.0077e-06 | 25.668 | 4.0077e-06
4.675575040061400e+002 | 1.5613e-07 | 467.5575 | 4.675575040061400e+002 | 2.8242e-06 |  | 4.675575040061400e+002 | 5.6422e-06 |  | 4.675575040061400e+002 | 4.8869e-06 |  | 467.8817 | 4.0077e-06 | 25.6691 | 4.0077e-06
4.678817025174533e+002 | 1.5612e-07 | 467.8817 | 4.678817025174533e+002 | 2.8242e-06 |  | 4.678817025174533e+002 | 5.6422e-06 |  | 4.678817025174533e+002 | 4.8869e-06 |  | 468.2061 | 4.0077e-06 | 25.67 | 4.0077e-06
4.682061258239498e+002 | 1.5612e-07 | 468.2061 | 4.682061258239498e+002 | 2.8242e-06 |  | 4.682061258239498e+002 | 5.6422e-06 |  | 4.682061258239498e+002 | 4.8869e-06 |  | 468.5308 | 4.0077e-06 | 25.671 | 4.0077e-06
4.685307740814996e+002 | 1.5611e-07 | 468.5308 | 4.685307740814996e+002 | 2.8242e-06 |  | 4.685307740814996e+002 | 5.6422e-06 |  | 4.685307740814996e+002 | 4.8869e-06 |  | 468.8556 | 4.0077e-06 | 25.672 | 4.0077e-06
4.688556474460809e+002 | 1.561e-07 | 468.8556 | 4.688556474460809e+002 | 2.8242e-06 |  | 4.688556474460809e+002 | 5.6421e-06 |  | 4.688556474460809e+002 | 4.8868e-06 |  | 469.1807 | 4.0077e-06 | 25.673 | 4.0077e-06
4.691807460737801e+002 | 1.561e-07 | 469.1807 | 4.691807460737801e+002 | 2.8242e-06 |  | 4.691807460737801e+002 | 5.6421e-06 |  | 4.691807460737801e+002 | 4.8868e-06 |  | 469.5061 | 4.0077e-06 | 25.674 | 4.0077e-06
4.695060701207920e+002 | 1.5609e-07 | 469.5061 | 4.695060701207920e+002 | 2.8242e-06 |  | 4.695060701207920e+002 | 5.6421e-06 |  | 4.695060701207920e+002 | 4.8868e-06 |  | 469.8316 | 4.0077e-06 | 25.675 | 4.0077e-06
4.698316197434192e+002 | 1.5609e-07 | 469.8316 | 4.698316197434192e+002 | 2.8242e-06 |  | 4.698316197434192e+002 | 5.6421e-06 |  | 4.698316197434192e+002 | 4.8868e-06 |  | 470.1574 | 4.0076e-06 | 25.676 | 4.0076e-06
4.701573950980733e+002 | 1.5608e-07 | 470.1574 | 4.701573950980733e+002 | 2.8242e-06 |  | 4.701573950980733e+002 | 5.6421e-06 |  | 4.701573950980733e+002 | 4.8868e-06 |  | 470.4834 | 4.0076e-06 | 25.677 | 4.0076e-06
4.704833963412738e+002 | 1.5607e-07 | 470.4834 | 4.704833963412738e+002 | 2.8242e-06 |  | 4.704833963412738e+002 | 5.6421e-06 |  | 4.704833963412738e+002 | 4.8868e-06 |  | 470.8096 | 4.0076e-06 | 25.678 | 4.0076e-06
4.708096236296492e+002 | 1.5607e-07 | 470.8096 | 4.708096236296492e+002 | 2.8242e-06 |  | 4.708096236296492e+002 | 5.6421e-06 |  | 4.708096236296492e+002 | 4.8868e-06 |  | 471.1361 | 4.0076e-06 | 25.679 | 4.0076e-06
4.711360771199363e+002 | 1.5606e-07 | 471.1361 | 4.711360771199363e+002 | 2.8242e-06 |  | 4.711360771199363e+002 | 5.642e-06 |  | 4.711360771199363e+002 | 4.8868e-06 |  | 471.4628 | 4.0076e-06 | 25.68 | 4.0076e-06
4.714627569689807e+002 | 1.5605e-07 | 471.4628 | 4.714627569689807e+002 | 2.8241e-06 |  | 4.714627569689807e+002 | 5.642e-06 |  | 4.714627569689807e+002 | 4.8868e-06 |  | 471.7897 | 4.0076e-06 | 25.681 | 4.0076e-06
4.717896633337367e+002 | 1.5605e-07 | 471.7897 | 4.717896633337367e+002 | 2.8241e-06 |  | 4.717896633337367e+002 | 5.642e-06 |  | 4.717896633337367e+002 | 4.8867e-06 |  | 472.1168 | 4.0076e-06 | 25.682 | 4.0076e-06
4.721167963712675e+002 | 1.5604e-07 | 472.1168 | 4.721167963712675e+002 | 2.8241e-06 |  | 4.721167963712675e+002 | 5.642e-06 |  | 4.721167963712675e+002 | 4.8867e-06 |  | 472.4442 | 4.0076e-06 | 25.683 | 4.0076e-06
4.724441562387451e+002 | 1.5604e-07 | 472.4442 | 4.724441562387451e+002 | 2.8241e-06 |  | 4.724441562387451e+002 | 5.642e-06 |  | 4.724441562387451e+002 | 4.8867e-06 |  | 472.7717 | 4.0076e-06 | 25.684 | 4.0076e-06
4.727717430934505e+002 | 1.5603e-07 | 472.7717 | 4.727717430934505e+002 | 2.8241e-06 |  | 4.727717430934505e+002 | 5.642e-06 |  | 4.727717430934505e+002 | 4.8867e-06 |  | 473.0996 | 4.0076e-06 | 25.6849 | 4.0076e-06
4.730995570927739e+002 | 1.5602e-07 | 473.0996 | 4.730995570927739e+002 | 2.8241e-06 |  | 4.730995570927739e+002 | 5.642e-06 |  | 4.730995570927739e+002 | 4.8867e-06 |  | 473.4276 | 4.0076e-06 | 25.6859 | 4.0076e-06
4.734275983942144e+002 | 1.5602e-07 | 473.4276 | 4.734275983942144e+002 | 2.8241e-06 |  | 4.734275983942144e+002 | 5.642e-06 |  | 4.734275983942144e+002 | 4.8867e-06 |  | 473.7559 | 4.0076e-06 | 25.6869 | 4.0076e-06
4.737558671553807e+002 | 1.5601e-07 | 473.7559 | 4.737558671553807e+002 | 2.8241e-06 |  | 4.737558671553807e+002 | 5.6419e-06 |  | 4.737558671553807e+002 | 4.8867e-06 |  | 474.0844 | 4.0076e-06 | 25.6879 | 4.0076e-06
4.740843635339902e+002 | 1.56e-07 | 474.0844 | 4.740843635339902e+002 | 2.8241e-06 |  | 4.740843635339902e+002 | 5.6419e-06 |  | 4.740843635339902e+002 | 4.8867e-06 |  | 474.4131 | 4.0076e-06 | 25.6889 | 4.0076e-06
4.744130876878702e+002 | 1.56e-07 | 474.4131 | 4.744130876878702e+002 | 2.8241e-06 |  | 4.744130876878702e+002 | 5.6419e-06 |  | 4.744130876878702e+002 | 4.8866e-06 |  | 474.742 | 4.0076e-06 | 25.6898 | 4.0076e-06
4.747420397749571e+002 | 1.5599e-07 | 474.742 | 4.747420397749571e+002 | 2.8241e-06 |  | 4.747420397749571e+002 | 5.6419e-06 |  | 4.747420397749571e+002 | 4.8866e-06 |  | 475.0712 | 4.0076e-06 | 25.6908 | 4.0076e-06
4.750712199532970e+002 | 1.5599e-07 | 475.0712 | 4.750712199532970e+002 | 2.8241e-06 |  | 4.750712199532970e+002 | 5.6419e-06 |  | 4.750712199532970e+002 | 4.8866e-06 |  | 475.4006 | 4.0076e-06 | 25.6918 | 4.0076e-06
4.754006283810455e+002 | 1.5598e-07 | 475.4006 | 4.754006283810455e+002 | 2.8241e-06 |  | 4.754006283810455e+002 | 5.6419e-06 |  | 4.754006283810455e+002 | 4.8866e-06 |  | 475.7303 | 4.0076e-06 | 25.6928 | 4.0076e-06
4.757302652164679e+002 | 1.5597e-07 | 475.7303 | 4.757302652164679e+002 | 2.8241e-06 |  | 4.757302652164679e+002 | 5.6419e-06 |  | 4.757302652164679e+002 | 4.8866e-06 |  | 476.0601 | 4.0076e-06 | 25.6937 | 4.0076e-06
4.760601306179391e+002 | 1.5597e-07 | 476.0601 | 4.760601306179391e+002 | 2.824e-06 |  | 4.760601306179391e+002 | 5.6418e-06 |  | 4.760601306179391e+002 | 4.8866e-06 |  | 476.3902 | 4.0075e-06 | 25.6947 | 4.0075e-06
4.763902247439442e+002 | 1.5596e-07 | 476.3902 | 4.763902247439442e+002 | 2.824e-06 |  | 4.763902247439442e+002 | 5.6418e-06 |  | 4.763902247439442e+002 | 4.8866e-06 |  | 476.7205 | 4.0075e-06 | 25.6957 | 4.0075e-06
4.767205477530775e+002 | 1.5596e-07 | 476.7205 | 4.767205477530775e+002 | 2.824e-06 |  | 4.767205477530775e+002 | 5.6418e-06 |  | 4.767205477530775e+002 | 4.8866e-06 |  | 477.0511 | 4.0075e-06 | 25.6967 | 4.0075e-06
4.770510998040441e+002 | 1.5595e-07 | 477.0511 | 4.770510998040441e+002 | 2.824e-06 |  | 4.770510998040441e+002 | 5.6418e-06 |  | 4.770510998040441e+002 | 4.8865e-06 |  | 477.3819 | 4.0075e-06 | 25.6976 | 4.0075e-06
4.773818810556585e+002 | 1.5594e-07 | 477.3819 | 4.773818810556585e+002 | 2.824e-06 |  | 4.773818810556585e+002 | 5.6418e-06 |  | 4.773818810556585e+002 | 4.8865e-06 |  | 477.7129 | 4.0075e-06 | 25.6986 | 4.0075e-06
4.777128916668457e+002 | 1.5594e-07 | 477.7129 | 4.777128916668457e+002 | 2.824e-06 |  | 4.777128916668457e+002 | 5.6418e-06 |  | 4.777128916668457e+002 | 4.8865e-06 |  | 478.0441 | 4.0075e-06 | 25.6996 | 4.0075e-06
4.780441317966406e+002 | 1.5593e-07 | 478.0441 | 4.780441317966406e+002 | 2.824e-06 |  | 4.780441317966406e+002 | 5.6418e-06 |  | 4.780441317966406e+002 | 4.8865e-06 |  | 478.3756 | 4.0075e-06 | 25.7005 | 4.0075e-06
4.783756016041887e+002 | 1.5593e-07 | 478.3756 | 4.783756016041887e+002 | 2.824e-06 |  | 4.783756016041887e+002 | 5.6417e-06 |  | 4.783756016041887e+002 | 4.8865e-06 |  | 478.7073 | 4.0075e-06 | 25.7015 | 4.0075e-06
4.787073012487455e+002 | 1.5592e-07 | 478.7073 | 4.787073012487455e+002 | 2.824e-06 |  | 4.787073012487455e+002 | 5.6417e-06 |  | 4.787073012487455e+002 | 4.8865e-06 |  | 479.0392 | 4.0075e-06 | 25.7025 | 4.0075e-06
4.790392308896771e+002 | 1.5591e-07 | 479.0392 | 4.790392308896771e+002 | 2.824e-06 |  | 4.790392308896771e+002 | 5.6417e-06 |  | 4.790392308896771e+002 | 4.8865e-06 |  | 479.3714 | 4.0075e-06 | 25.7034 | 4.0075e-06
4.793713906864603e+002 | 1.5591e-07 | 479.3714 | 4.793713906864603e+002 | 2.824e-06 |  | 4.793713906864603e+002 | 5.6417e-06 |  | 4.793713906864603e+002 | 4.8865e-06 |  | 479.7038 | 4.0075e-06 | 25.7044 | 4.0075e-06
4.797037807986822e+002 | 1.559e-07 | 479.7038 | 4.797037807986822e+002 | 2.824e-06 |  | 4.797037807986822e+002 | 5.6417e-06 |  | 4.797037807986822e+002 | 4.8864e-06 |  | 480.0364 | 4.0075e-06 | 25.7053 | 4.0075e-06
4.800364013860405e+002 | 1.559e-07 | 480.0364 | 4.800364013860405e+002 | 2.824e-06 |  | 4.800364013860405e+002 | 5.6417e-06 |  | 4.800364013860405e+002 | 4.8864e-06 |  | 480.3693 | 4.0075e-06 | 25.7063 | 4.0075e-06
4.803692526083439e+002 | 1.5589e-07 | 480.3693 | 4.803692526083439e+002 | 2.824e-06 |  | 4.803692526083439e+002 | 5.6417e-06 |  | 4.803692526083439e+002 | 4.8864e-06 |  | 480.7023 | 4.0075e-06 | 25.7073 | 4.0075e-06
4.807023346255118e+002 | 1.5588e-07 | 480.7023 | 4.807023346255118e+002 | 2.8239e-06 |  | 4.807023346255118e+002 | 5.6416e-06 |  | 4.807023346255118e+002 | 4.8864e-06 |  | 481.0356 | 4.0075e-06 | 25.7082 | 4.0075e-06
4.810356475975743e+002 | 1.5588e-07 | 481.0356 | 4.810356475975743e+002 | 2.8239e-06 |  | 4.810356475975743e+002 | 5.6416e-06 |  | 4.810356475975743e+002 | 4.8864e-06 |  | 481.3692 | 4.0075e-06 | 25.7092 | 4.0075e-06
4.813691916846728e+002 | 1.5587e-07 | 481.3692 | 4.813691916846728e+002 | 2.8239e-06 |  | 4.813691916846728e+002 | 5.6416e-06 |  | 4.813691916846728e+002 | 4.8864e-06 |  | 481.703 | 4.0075e-06 | 25.7101 | 4.0075e-06
4.817029670470596e+002 | 1.5587e-07 | 481.703 | 4.817029670470596e+002 | 2.8239e-06 |  | 4.817029670470596e+002 | 5.6416e-06 |  | 4.817029670470596e+002 | 4.8864e-06 |  | 482.037 | 4.0075e-06 | 25.7111 | 4.0075e-06
4.820369738450979e+002 | 1.5586e-07 | 482.037 | 4.820369738450979e+002 | 2.8239e-06 |  | 4.820369738450979e+002 | 5.6416e-06 |  | 4.820369738450979e+002 | 4.8864e-06 |  | 482.3712 | 4.0075e-06 | 25.712 | 4.0075e-06
4.823712122392624e+002 | 1.5585e-07 | 482.3712 | 4.823712122392624e+002 | 2.8239e-06 |  | 4.823712122392624e+002 | 5.6416e-06 |  | 4.823712122392624e+002 | 4.8863e-06 |  | 482.7057 | 4.0075e-06 | 25.713 | 4.0075e-06
4.827056823901389e+002 | 1.5585e-07 | 482.7057 | 4.827056823901389e+002 | 2.8239e-06 |  | 4.827056823901389e+002 | 5.6416e-06 |  | 4.827056823901389e+002 | 4.8863e-06 |  | 483.0404 | 4.0074e-06 | 25.7139 | 4.0074e-06
4.830403844584247e+002 | 1.5584e-07 | 483.0404 | 4.830403844584247e+002 | 2.8239e-06 |  | 4.830403844584247e+002 | 5.6415e-06 |  | 4.830403844584247e+002 | 4.8863e-06 |  | 483.3753 | 4.0074e-06 | 25.7149 | 4.0074e-06
4.833753186049283e+002 | 1.5584e-07 | 483.3753 | 4.833753186049283e+002 | 2.8239e-06 |  | 4.833753186049283e+002 | 5.6415e-06 |  | 4.833753186049283e+002 | 4.8863e-06 |  | 483.7105 | 4.0074e-06 | 25.7158 | 4.0074e-06
4.837104849905699e+002 | 1.5583e-07 | 483.7105 | 4.837104849905699e+002 | 2.8239e-06 |  | 4.837104849905699e+002 | 5.6415e-06 |  | 4.837104849905699e+002 | 4.8863e-06 |  | 484.0459 | 4.0074e-06 | 25.7168 | 4.0074e-06
4.840458837763811e+002 | 1.5582e-07 | 484.0459 | 4.840458837763811e+002 | 2.8239e-06 |  | 4.840458837763811e+002 | 5.6415e-06 |  | 4.840458837763811e+002 | 4.8863e-06 |  | 484.3815 | 4.0074e-06 | 25.7177 | 4.0074e-06
4.843815151235054e+002 | 1.5582e-07 | 484.3815 | 4.843815151235054e+002 | 2.8239e-06 |  | 4.843815151235054e+002 | 5.6415e-06 |  | 4.843815151235054e+002 | 4.8863e-06 |  | 484.7174 | 4.0074e-06 | 25.7187 | 4.0074e-06
4.847173791931979e+002 | 1.5581e-07 | 484.7174 | 4.847173791931979e+002 | 2.8239e-06 |  | 4.847173791931979e+002 | 5.6415e-06 |  | 4.847173791931979e+002 | 4.8863e-06 |  | 485.0535 | 4.0074e-06 | 25.7196 | 4.0074e-06
4.850534761468254e+002 | 1.5581e-07 | 485.0535 | 4.850534761468254e+002 | 2.8239e-06 |  | 4.850534761468254e+002 | 5.6415e-06 |  | 4.850534761468254e+002 | 4.8862e-06 |  | 485.3898 | 4.0074e-06 | 25.7206 | 4.0074e-06
4.853898061458667e+002 | 1.558e-07 | 485.3898 | 4.853898061458667e+002 | 2.8238e-06 |  | 4.853898061458667e+002 | 5.6414e-06 |  | 4.853898061458667e+002 | 4.8862e-06 |  | 485.7264 | 4.0074e-06 | 25.7215 | 4.0074e-06
4.857263693519127e+002 | 1.5579e-07 | 485.7264 | 4.857263693519127e+002 | 2.8238e-06 |  | 4.857263693519127e+002 | 5.6414e-06 |  | 4.857263693519127e+002 | 4.8862e-06 |  | 486.0632 | 4.0074e-06 | 25.7225 | 4.0074e-06
4.860631659266662e+002 | 1.5579e-07 | 486.0632 | 4.860631659266662e+002 | 2.8238e-06 |  | 4.860631659266662e+002 | 5.6414e-06 |  | 4.860631659266662e+002 | 4.8862e-06 |  | 486.4002 | 4.0074e-06 | 25.7234 | 4.0074e-06
4.864001960319420e+002 | 1.5578e-07 | 486.4002 | 4.864001960319420e+002 | 2.8238e-06 |  | 4.864001960319420e+002 | 5.6414e-06 |  | 4.864001960319420e+002 | 4.8862e-06 |  | 486.7375 | 4.0074e-06 | 25.7243 | 4.0074e-06
4.867374598296672e+002 | 1.5578e-07 | 486.7375 | 4.867374598296672e+002 | 2.8238e-06 |  | 4.867374598296672e+002 | 5.6414e-06 |  | 4.867374598296672e+002 | 4.8862e-06 |  | 487.075 | 4.0074e-06 | 25.7253 | 4.0074e-06
4.870749574818815e+002 | 1.5577e-07 | 487.075 | 4.870749574818815e+002 | 2.8238e-06 |  | 4.870749574818815e+002 | 5.6414e-06 |  | 4.870749574818815e+002 | 4.8862e-06 |  | 487.4127 | 4.0074e-06 | 25.7262 | 4.0074e-06
4.874126891507364e+002 | 1.5576e-07 | 487.4127 | 4.874126891507364e+002 | 2.8238e-06 |  | 4.874126891507364e+002 | 5.6414e-06 |  | 4.874126891507364e+002 | 4.8862e-06 |  | 487.7507 | 4.0074e-06 | 25.7271 | 4.0074e-06
4.877506549984963e+002 | 1.5576e-07 | 487.7507 | 4.877506549984963e+002 | 2.8238e-06 |  | 4.877506549984963e+002 | 5.6413e-06 |  | 4.877506549984963e+002 | 4.8861e-06 |  | 488.0889 | 4.0074e-06 | 25.7281 | 4.0074e-06
4.880888551875377e+002 | 1.5575e-07 | 488.0889 | 4.880888551875377e+002 | 2.8238e-06 |  | 4.880888551875377e+002 | 5.6413e-06 |  | 4.880888551875377e+002 | 4.8861e-06 |  | 488.4273 | 4.0074e-06 | 25.729 | 4.0074e-06
4.884272898803501e+002 | 1.5575e-07 | 488.4273 | 4.884272898803501e+002 | 2.8238e-06 |  | 4.884272898803501e+002 | 5.6413e-06 |  | 4.884272898803501e+002 | 4.8861e-06 |  | 488.766 | 4.0074e-06 | 25.7299 | 4.0074e-06
4.887659592395353e+002 | 1.5574e-07 | 488.766 | 4.887659592395353e+002 | 2.8238e-06 |  | 4.887659592395353e+002 | 5.6413e-06 |  | 4.887659592395353e+002 | 4.8861e-06 |  | 489.1049 | 4.0074e-06 | 25.7309 | 4.0074e-06
4.891048634278082e+002 | 1.5574e-07 | 489.1049 | 4.891048634278082e+002 | 2.8238e-06 |  | 4.891048634278082e+002 | 5.6413e-06 |  | 4.891048634278082e+002 | 4.8861e-06 |  | 489.444 | 4.0073e-06 | 25.7318 | 4.0073e-06
4.894440026079963e+002 | 1.5573e-07 | 489.444 | 4.894440026079963e+002 | 2.8238e-06 |  | 4.894440026079963e+002 | 5.6413e-06 |  | 4.894440026079963e+002 | 4.8861e-06 |  | 489.7834 | 4.0073e-06 | 25.7327 | 4.0073e-06
4.897833769430400e+002 | 1.5572e-07 | 489.7834 | 4.897833769430400e+002 | 2.8237e-06 |  | 4.897833769430400e+002 | 5.6413e-06 |  | 4.897833769430400e+002 | 4.8861e-06 |  | 490.123 | 4.0073e-06 | 25.7336 | 4.0073e-06
4.901229865959926e+002 | 1.5572e-07 | 490.123 | 4.901229865959926e+002 | 2.8237e-06 |  | 4.901229865959926e+002 | 5.6412e-06 |  | 4.901229865959926e+002 | 4.8861e-06 |  | 490.4628 | 4.0073e-06 | 25.7346 | 4.0073e-06
4.904628317300209e+002 | 1.5571e-07 | 490.4628 | 4.904628317300209e+002 | 2.8237e-06 |  | 4.904628317300209e+002 | 5.6412e-06 |  | 4.904628317300209e+002 | 4.886e-06 |  | 490.8029 | 4.0073e-06 | 25.7355 | 4.0073e-06
4.908029125084043e+002 | 1.5571e-07 | 490.8029 | 4.908029125084043e+002 | 2.8237e-06 |  | 4.908029125084043e+002 | 5.6412e-06 |  | 4.908029125084043e+002 | 4.886e-06 |  | 491.1432 | 4.0073e-06 | 25.7364 | 4.0073e-06
4.911432290945357e+002 | 1.557e-07 | 491.1432 | 4.911432290945357e+002 | 2.8237e-06 |  | 4.911432290945357e+002 | 5.6412e-06 |  | 4.911432290945357e+002 | 4.886e-06 |  | 491.4838 | 4.0073e-06 | 25.7373 | 4.0073e-06
4.914837816519212e+002 | 1.5569e-07 | 491.4838 | 4.914837816519212e+002 | 2.8237e-06 |  | 4.914837816519212e+002 | 5.6412e-06 |  | 4.914837816519212e+002 | 4.886e-06 |  | 491.8246 | 4.0073e-06 | 25.7383 | 4.0073e-06
4.918245703441804e+002 | 1.5569e-07 | 491.8246 | 4.918245703441804e+002 | 2.8237e-06 |  | 4.918245703441804e+002 | 5.6412e-06 |  | 4.918245703441804e+002 | 4.886e-06 |  | 492.1656 | 4.0073e-06 | 25.7392 | 4.0073e-06
4.921655953350461e+002 | 1.5568e-07 | 492.1656 | 4.921655953350461e+002 | 2.8237e-06 |  | 4.921655953350461e+002 | 5.6411e-06 |  | 4.921655953350461e+002 | 4.886e-06 |  | 492.5069 | 4.0073e-06 | 25.7401 | 4.0073e-06
4.925068567883650e+002 | 1.5568e-07 | 492.5069 | 4.925068567883650e+002 | 2.8237e-06 |  | 4.925068567883650e+002 | 5.6411e-06 |  | 4.925068567883650e+002 | 4.886e-06 |  | 492.8484 | 4.0073e-06 | 25.741 | 4.0073e-06
4.928483548680970e+002 | 1.5567e-07 | 492.8484 | 4.928483548680970e+002 | 2.8237e-06 |  | 4.928483548680970e+002 | 5.6411e-06 |  | 4.928483548680970e+002 | 4.886e-06 |  | 493.1901 | 4.0073e-06 | 25.7419 | 4.0073e-06
4.931900897383160e+002 | 1.5567e-07 | 493.1901 | 4.931900897383160e+002 | 2.8237e-06 |  | 4.931900897383160e+002 | 5.6411e-06 |  | 4.931900897383160e+002 | 4.8859e-06 |  | 493.5321 | 4.0073e-06 | 25.7429 | 4.0073e-06
4.935320615632096e+002 | 1.5566e-07 | 493.5321 | 4.935320615632096e+002 | 2.8237e-06 |  | 4.935320615632096e+002 | 5.6411e-06 |  | 4.935320615632096e+002 | 4.8859e-06 |  | 493.8743 | 4.0073e-06 | 25.7438 | 4.0073e-06
4.938742705070791e+002 | 1.5565e-07 | 493.8743 | 4.938742705070791e+002 | 2.8237e-06 |  | 4.938742705070791e+002 | 5.6411e-06 |  | 4.938742705070791e+002 | 4.8859e-06 |  | 494.2167 | 4.0073e-06 | 25.7447 | 4.0073e-06
4.942167167343399e+002 | 1.5565e-07 | 494.2167 | 4.942167167343399e+002 | 2.8236e-06 |  | 4.942167167343399e+002 | 5.6411e-06 |  | 4.942167167343399e+002 | 4.8859e-06 |  | 494.5594 | 4.0073e-06 | 25.7456 | 4.0073e-06
4.945594004095212e+002 | 1.5564e-07 | 494.5594 | 4.945594004095212e+002 | 2.8236e-06 |  | 4.945594004095212e+002 | 5.641e-06 |  | 4.945594004095212e+002 | 4.8859e-06 |  | 494.9023 | 4.0073e-06 | 25.7465 | 4.0073e-06
4.949023216972666e+002 | 1.5564e-07 | 494.9023 | 4.949023216972666e+002 | 2.8236e-06 |  | 4.949023216972666e+002 | 5.641e-06 |  | 4.949023216972666e+002 | 4.8859e-06 |  | 495.2455 | 4.0073e-06 | 25.7474 | 4.0073e-06
4.952454807623335e+002 | 1.5563e-07 | 495.2455 | 4.952454807623335e+002 | 2.8236e-06 |  | 4.952454807623335e+002 | 5.641e-06 |  | 4.952454807623335e+002 | 4.8859e-06 |  | 495.5889 | 4.0073e-06 | 25.7483 | 4.0073e-06
4.955888777695938e+002 | 1.5563e-07 | 495.5889 | 4.955888777695938e+002 | 2.8236e-06 |  | 4.955888777695938e+002 | 5.641e-06 |  | 4.955888777695938e+002 | 4.8858e-06 |  | 495.9325 | 4.0073e-06 | 25.7492 | 4.0073e-06
4.959325128840337e+002 | 1.5562e-07 | 495.9325 | 4.959325128840337e+002 | 2.8236e-06 |  | 4.959325128840337e+002 | 5.641e-06 |  | 4.959325128840337e+002 | 4.8858e-06 |  | 496.2764 | 4.0072e-06 | 25.7502 | 4.0072e-06
4.962763862707536e+002 | 1.5561e-07 | 496.2764 | 4.962763862707536e+002 | 2.8236e-06 |  | 4.962763862707536e+002 | 5.641e-06 |  | 4.962763862707536e+002 | 4.8858e-06 |  | 496.6205 | 4.0072e-06 | 25.7511 | 4.0072e-06
4.966204980949685e+002 | 1.5561e-07 | 496.6205 | 4.966204980949685e+002 | 2.8236e-06 |  | 4.966204980949685e+002 | 5.6409e-06 |  | 4.966204980949685e+002 | 4.8858e-06 |  | 496.9648 | 4.0072e-06 | 25.752 | 4.0072e-06
4.969648485220081e+002 | 1.556e-07 | 496.9648 | 4.969648485220081e+002 | 2.8236e-06 |  | 4.969648485220081e+002 | 5.6409e-06 |  | 4.969648485220081e+002 | 4.8858e-06 |  | 497.3094 | 4.0072e-06 | 25.7529 | 4.0072e-06
4.973094377173166e+002 | 1.556e-07 | 497.3094 | 4.973094377173166e+002 | 2.8236e-06 |  | 4.973094377173166e+002 | 5.6409e-06 |  | 4.973094377173166e+002 | 4.8858e-06 |  | 497.6543 | 4.0072e-06 | 25.7538 | 4.0072e-06
4.976542658464528e+002 | 1.5559e-07 | 497.6543 | 4.976542658464528e+002 | 2.8236e-06 |  | 4.976542658464528e+002 | 5.6409e-06 |  | 4.976542658464528e+002 | 4.8858e-06 |  | 497.9993 | 4.0072e-06 | 25.7547 | 4.0072e-06
4.979993330750905e+002 | 1.5559e-07 | 497.9993 | 4.979993330750905e+002 | 2.8236e-06 |  | 4.979993330750905e+002 | 5.6409e-06 |  | 4.979993330750905e+002 | 4.8858e-06 |  | 498.3446 | 4.0072e-06 | 25.7556 | 4.0072e-06
4.983446395690183e+002 | 1.5558e-07 | 498.3446 | 4.983446395690183e+002 | 2.8235e-06 |  | 4.983446395690183e+002 | 5.6409e-06 |  | 4.983446395690183e+002 | 4.8857e-06 |  | 498.6902 | 4.0072e-06 | 25.7565 | 4.0072e-06
4.986901854941397e+002 | 1.5558e-07 | 498.6902 | 4.986901854941397e+002 | 2.8235e-06 |  | 4.986901854941397e+002 | 5.6409e-06 |  | 4.986901854941397e+002 | 4.8857e-06 |  | 499.036 | 4.0072e-06 | 25.7574 | 4.0072e-06
4.990359710164734e+002 | 1.5557e-07 | 499.036 | 4.990359710164734e+002 | 2.8235e-06 |  | 4.990359710164734e+002 | 5.6408e-06 |  | 4.990359710164734e+002 | 4.8857e-06 |  | 499.382 | 4.0072e-06 | 25.7583 | 4.0072e-06
4.993819963021529e+002 | 1.5556e-07 | 499.382 | 4.993819963021529e+002 | 2.8235e-06 |  | 4.993819963021529e+002 | 5.6408e-06 |  | 4.993819963021529e+002 | 4.8857e-06 |  | 499.7283 | 4.0072e-06 | 25.7592 | 4.0072e-06
4.997282615174273e+002 | 1.5556e-07 | 499.7283 | 4.997282615174273e+002 | 2.8235e-06 |  | 4.997282615174273e+002 | 5.6408e-06 |  | 4.997282615174273e+002 | 4.8857e-06 |  | 500.0748 | 4.0072e-06 | 25.7601 | 4.0072e-06
5.000747668286607e+002 | 1.5555e-07 | 500.0748 | 5.000747668286607e+002 | 2.8235e-06 |  | 5.000747668286607e+002 | 5.6408e-06 |  | 5.000747668286607e+002 | 4.8857e-06 |  | 500.4215 | 4.0072e-06 | 25.761 | 4.0072e-06
5.004215124023327e+002 | 1.5555e-07 | 500.4215 | 5.004215124023327e+002 | 2.8235e-06 |  | 5.004215124023327e+002 | 5.6408e-06 |  | 5.004215124023327e+002 | 4.8857e-06 |  | 500.7685 | 4.0072e-06 | 25.7619 | 4.0072e-06
5.007684984050381e+002 | 1.5554e-07 | 500.7685 | 5.007684984050381e+002 | 2.8235e-06 |  | 5.007684984050381e+002 | 5.6408e-06 |  | 5.007684984050381e+002 | 4.8856e-06 |  | 501.1157 | 4.0072e-06 | 25.7628 | 4.0072e-06
5.011157250034875e+002 | 1.5554e-07 | 501.1157 | 5.011157250034875e+002 | 2.8235e-06 |  | 5.011157250034875e+002 | 5.6407e-06 |  | 5.011157250034875e+002 | 4.8856e-06 |  | 501.4632 | 4.0072e-06 | 25.7637 | 4.0072e-06
5.014631923645069e+002 | 1.5553e-07 | 501.4632 | 5.014631923645069e+002 | 2.8235e-06 |  | 5.014631923645069e+002 | 5.6407e-06 |  | 5.014631923645069e+002 | 4.8856e-06 |  | 501.8109 | 4.0072e-06 | 25.7645 | 4.0072e-06
5.018109006550381e+002 | 1.5552e-07 | 501.8109 | 5.018109006550381e+002 | 2.8235e-06 |  | 5.018109006550381e+002 | 5.6407e-06 |  | 5.018109006550381e+002 | 4.8856e-06 |  | 502.1589 | 4.0072e-06 | 25.7654 | 4.0072e-06
5.021588500421386e+002 | 1.5552e-07 | 502.1589 | 5.021588500421386e+002 | 2.8235e-06 |  | 5.021588500421386e+002 | 5.6407e-06 |  | 5.021588500421386e+002 | 4.8856e-06 |  | 502.507 | 4.0072e-06 | 25.7663 | 4.0072e-06
5.025070406929817e+002 | 1.5551e-07 | 502.507 | 5.025070406929817e+002 | 2.8235e-06 |  | 5.025070406929817e+002 | 5.6407e-06 |  | 5.025070406929817e+002 | 4.8856e-06 |  | 502.8555 | 4.0072e-06 | 25.7672 | 4.0072e-06
5.028554727748567e+002 | 1.5551e-07 | 502.8555 | 5.028554727748567e+002 | 2.8234e-06 |  | 5.028554727748567e+002 | 5.6407e-06 |  | 5.028554727748567e+002 | 4.8856e-06 |  | 503.2041 | 4.0071e-06 | 25.7681 | 4.0071e-06
5.032041464551688e+002 | 1.555e-07 | 503.2041 | 5.032041464551688e+002 | 2.8234e-06 |  | 5.032041464551688e+002 | 5.6407e-06 |  | 5.032041464551688e+002 | 4.8855e-06 |  | 503.5531 | 4.0071e-06 | 25.769 | 4.0071e-06
5.035530619014394e+002 | 1.555e-07 | 503.5531 | 5.035530619014394e+002 | 2.8234e-06 |  | 5.035530619014394e+002 | 5.6406e-06 |  | 5.035530619014394e+002 | 4.8855e-06 |  | 503.9022 | 4.0071e-06 | 25.7699 | 4.0071e-06
5.039022192813060e+002 | 1.5549e-07 | 503.9022 | 5.039022192813060e+002 | 2.8234e-06 |  | 5.039022192813060e+002 | 5.6406e-06 |  | 5.039022192813060e+002 | 4.8855e-06 |  | 504.2516 | 4.0071e-06 | 25.7708 | 4.0071e-06
5.042516187625222e+002 | 1.5549e-07 | 504.2516 | 5.042516187625222e+002 | 2.8234e-06 |  | 5.042516187625222e+002 | 5.6406e-06 |  | 5.042516187625222e+002 | 4.8855e-06 |  | 504.6013 | 4.0071e-06 | 25.7716 | 4.0071e-06
5.046012605129582e+002 | 1.5548e-07 | 504.6013 | 5.046012605129582e+002 | 2.8234e-06 |  | 5.046012605129582e+002 | 5.6406e-06 |  | 5.046012605129582e+002 | 4.8855e-06 |  | 504.9511 | 4.0071e-06 | 25.7725 | 4.0071e-06
5.049511447006002e+002 | 1.5547e-07 | 504.9511 | 5.049511447006002e+002 | 2.8234e-06 |  | 5.049511447006002e+002 | 5.6406e-06 |  | 5.049511447006002e+002 | 4.8855e-06 |  | 505.3013 | 4.0071e-06 | 25.7734 | 4.0071e-06
5.053012714935513e+002 | 1.5547e-07 | 505.3013 | 5.053012714935513e+002 | 2.8234e-06 |  | 5.053012714935513e+002 | 5.6406e-06 |  | 5.053012714935513e+002 | 4.8855e-06 |  | 505.6516 | 4.0071e-06 | 25.7743 | 4.0071e-06
5.056516410600310e+002 | 1.5546e-07 | 505.6516 | 5.056516410600310e+002 | 2.8234e-06 |  | 5.056516410600310e+002 | 5.6405e-06 |  | 5.056516410600310e+002 | 4.8854e-06 |  | 506.0023 | 4.0071e-06 | 25.7752 | 4.0071e-06
5.060022535683754e+002 | 1.5546e-07 | 506.0023 | 5.060022535683754e+002 | 2.8234e-06 |  | 5.060022535683754e+002 | 5.6405e-06 |  | 5.060022535683754e+002 | 4.8854e-06 |  | 506.3531 | 4.0071e-06 | 25.776 | 4.0071e-06
5.063531091870372e+002 | 1.5545e-07 | 506.3531 | 5.063531091870372e+002 | 2.8234e-06 |  | 5.063531091870372e+002 | 5.6405e-06 |  | 5.063531091870372e+002 | 4.8854e-06 |  | 506.7042 | 4.0071e-06 | 25.7769 | 4.0071e-06
5.067042080845862e+002 | 1.5545e-07 | 506.7042 | 5.067042080845862e+002 | 2.8234e-06 |  | 5.067042080845862e+002 | 5.6405e-06 |  | 5.067042080845862e+002 | 4.8854e-06 |  | 507.0556 | 4.0071e-06 | 25.7778 | 4.0071e-06
5.070555504297089e+002 | 1.5544e-07 | 507.0556 | 5.070555504297089e+002 | 2.8233e-06 |  | 5.070555504297089e+002 | 5.6405e-06 |  | 5.070555504297089e+002 | 4.8854e-06 |  | 507.4071 | 4.0071e-06 | 25.7787 | 4.0071e-06
5.074071363912088e+002 | 1.5544e-07 | 507.4071 | 5.074071363912088e+002 | 2.8233e-06 |  | 5.074071363912088e+002 | 5.6405e-06 |  | 5.074071363912088e+002 | 4.8854e-06 |  | 507.759 | 4.0071e-06 | 25.7795 | 4.0071e-06
5.077589661380064e+002 | 1.5543e-07 | 507.759 | 5.077589661380064e+002 | 2.8233e-06 |  | 5.077589661380064e+002 | 5.6404e-06 |  | 5.077589661380064e+002 | 4.8854e-06 |  | 508.111 | 4.0071e-06 | 25.7804 | 4.0071e-06
5.081110398391394e+002 | 1.5543e-07 | 508.111 | 5.081110398391394e+002 | 2.8233e-06 |  | 5.081110398391394e+002 | 5.6404e-06 |  | 5.081110398391394e+002 | 4.8853e-06 |  | 508.4634 | 4.0071e-06 | 25.7813 | 4.0071e-06
5.084633576637627e+002 | 1.5542e-07 | 508.4634 | 5.084633576637627e+002 | 2.8233e-06 |  | 5.084633576637627e+002 | 5.6404e-06 |  | 5.084633576637627e+002 | 4.8853e-06 |  | 508.8159 | 4.0071e-06 | 25.7822 | 4.0071e-06
5.088159197811484e+002 | 1.5541e-07 | 508.8159 | 5.088159197811484e+002 | 2.8233e-06 |  | 5.088159197811484e+002 | 5.6404e-06 |  | 5.088159197811484e+002 | 4.8853e-06 |  | 509.1687 | 4.0071e-06 | 25.783 | 4.0071e-06
5.091687263606861e+002 | 1.5541e-07 | 509.1687 | 5.091687263606861e+002 | 2.8233e-06 |  | 5.091687263606861e+002 | 5.6404e-06 |  | 5.091687263606861e+002 | 4.8853e-06 |  | 509.5218 | 4.0071e-06 | 25.7839 | 4.0071e-06
5.095217775718828e+002 | 1.554e-07 | 509.5218 | 5.095217775718828e+002 | 2.8233e-06 |  | 5.095217775718828e+002 | 5.6404e-06 |  | 5.095217775718828e+002 | 4.8853e-06 |  | 509.8751 | 4.0071e-06 | 25.7848 | 4.0071e-06
5.098750735843629e+002 | 1.554e-07 | 509.8751 | 5.098750735843629e+002 | 2.8233e-06 |  | 5.098750735843629e+002 | 5.6403e-06 |  | 5.098750735843629e+002 | 4.8853e-06 |  | 510.2286 | 4.007e-06 | 25.7857 | 4.007e-06
5.102286145678687e+002 | 1.5539e-07 | 510.2286 | 5.102286145678687e+002 | 2.8233e-06 |  | 5.102286145678687e+002 | 5.6403e-06 |  | 5.102286145678687e+002 | 4.8853e-06 |  | 510.5824 | 4.007e-06 | 25.7865 | 4.007e-06
5.105824006922599e+002 | 1.5539e-07 | 510.5824 | 5.105824006922599e+002 | 2.8233e-06 |  | 5.105824006922599e+002 | 5.6403e-06 |  | 5.105824006922599e+002 | 4.8852e-06 |  | 510.9364 | 4.007e-06 | 25.7874 | 4.007e-06
5.109364321275143e+002 | 1.5538e-07 | 510.9364 | 5.109364321275143e+002 | 2.8233e-06 |  | 5.109364321275143e+002 | 5.6403e-06 |  | 5.109364321275143e+002 | 4.8852e-06 |  | 511.2907 | 4.007e-06 | 25.7882 | 4.007e-06
5.112907090437271e+002 | 1.5538e-07 | 511.2907 | 5.112907090437271e+002 | 2.8232e-06 |  | 5.112907090437271e+002 | 5.6403e-06 |  | 5.112907090437271e+002 | 4.8852e-06 |  | 511.6452 | 4.007e-06 | 25.7891 | 4.007e-06
5.116452316111120e+002 | 1.5537e-07 | 511.6452 | 5.116452316111120e+002 | 2.8232e-06 |  | 5.116452316111120e+002 | 5.6403e-06 |  | 5.116452316111120e+002 | 4.8852e-06 |  | 512 | 4.007e-06 | 25.79 | 4.007e-06
5.120000000000003e+002 | 1.5537e-07 | 512 | 5.120000000000003e+002 | 2.8232e-06 |  | 5.120000000000003e+002 | 5.6402e-06 |  | 5.120000000000003e+002 | 4.8852e-06 |  | 512.355 | 4.007e-06 | 25.7908 | 4.007e-06
5.123550143808416e+002 | 1.5536e-07 | 512.355 | 5.123550143808416e+002 | 2.8232e-06 |  | 5.123550143808416e+002 | 5.6402e-06 |  | 5.123550143808416e+002 | 4.8852e-06 |  | 512.7103 | 4.007e-06 | 25.7917 | 4.007e-06
5.127102749242037e+002 | 1.5536e-07 | 512.7103 | 5.127102749242037e+002 | 2.8232e-06 |  | 5.127102749242037e+002 | 5.6402e-06 |  | 5.127102749242037e+002 | 4.8852e-06 |  | 513.0658 | 4.007e-06 | 25.7925 | 4.007e-06
5.130657818007724e+002 | 1.5535e-07 | 513.0658 | 5.130657818007724e+002 | 2.8232e-06 |  | 5.130657818007724e+002 | 5.6402e-06 |  | 5.130657818007724e+002 | 4.8851e-06 |  | 513.4215 | 4.007e-06 | 25.7934 | 4.007e-06
5.134215351813521e+002 | 1.5534e-07 | 513.4215 | 5.134215351813521e+002 | 2.8232e-06 |  | 5.134215351813521e+002 | 5.6402e-06 |  | 5.134215351813521e+002 | 4.8851e-06 |  | 513.7775 | 4.007e-06 | 25.7943 | 4.007e-06
5.137775352368658e+002 | 1.5534e-07 | 513.7775 | 5.137775352368658e+002 | 2.8232e-06 |  | 5.137775352368658e+002 | 5.6402e-06 |  | 5.137775352368658e+002 | 4.8851e-06 |  | 514.1338 | 4.007e-06 | 25.7951 | 4.007e-06
5.141337821383546e+002 | 1.5533e-07 | 514.1338 | 5.141337821383546e+002 | 2.8232e-06 |  | 5.141337821383546e+002 | 5.6401e-06 |  | 5.141337821383546e+002 | 4.8851e-06 |  | 514.4903 | 4.007e-06 | 25.796 | 4.007e-06
5.144902760569785e+002 | 1.5533e-07 | 514.4903 | 5.144902760569785e+002 | 2.8232e-06 |  | 5.144902760569785e+002 | 5.6401e-06 |  | 5.144902760569785e+002 | 4.8851e-06 |  | 514.847 | 4.007e-06 | 25.7968 | 4.007e-06
5.148470171640161e+002 | 1.5532e-07 | 514.847 | 5.148470171640161e+002 | 2.8232e-06 |  | 5.148470171640161e+002 | 5.6401e-06 |  | 5.148470171640161e+002 | 4.8851e-06 |  | 515.204 | 4.007e-06 | 25.7977 | 4.007e-06
5.152040056308646e+002 | 1.5532e-07 | 515.204 | 5.152040056308646e+002 | 2.8231e-06 |  | 5.152040056308646e+002 | 5.6401e-06 |  | 5.152040056308646e+002 | 4.8851e-06 |  | 515.5612 | 4.007e-06 | 25.7985 | 4.007e-06
5.155612416290403e+002 | 1.5531e-07 | 515.5612 | 5.155612416290403e+002 | 2.8231e-06 |  | 5.155612416290403e+002 | 5.6401e-06 |  | 5.155612416290403e+002 | 4.885e-06 |  | 515.9187 | 4.007e-06 | 25.7994 | 4.007e-06
5.159187253301784e+002 | 1.5531e-07 | 515.9187 | 5.159187253301784e+002 | 2.8231e-06 |  | 5.159187253301784e+002 | 5.6401e-06 |  | 5.159187253301784e+002 | 4.885e-06 |  | 516.2765 | 4.007e-06 | 25.8002 | 4.007e-06
5.162764569060330e+002 | 1.553e-07 | 516.2765 | 5.162764569060330e+002 | 2.8231e-06 |  | 5.162764569060330e+002 | 5.64e-06 |  | 5.162764569060330e+002 | 4.885e-06 |  | 516.6344 | 4.007e-06 | 25.8011 | 4.007e-06
5.166344365284772e+002 | 1.553e-07 | 516.6344 | 5.166344365284772e+002 | 2.8231e-06 |  | 5.166344365284772e+002 | 5.64e-06 |  | 5.166344365284772e+002 | 4.885e-06 |  | 516.9927 | 4.007e-06 | 25.8019 | 4.007e-06
5.169926643695034e+002 | 1.5529e-07 | 516.9927 | 5.169926643695034e+002 | 2.8231e-06 |  | 5.169926643695034e+002 | 5.64e-06 |  | 5.169926643695034e+002 | 4.885e-06 |  | 517.3511 | 4.007e-06 | 25.8028 | 4.007e-06
5.173511406012234e+002 | 1.5529e-07 | 517.3511 | 5.173511406012234e+002 | 2.8231e-06 |  | 5.173511406012234e+002 | 5.64e-06 |  | 5.173511406012234e+002 | 4.885e-06 |  | 517.7099 | 4.0069e-06 | 25.8036 | 4.0069e-06
5.177098653958681e+002 | 1.5528e-07 | 517.7099 | 5.177098653958681e+002 | 2.8231e-06 |  | 5.177098653958681e+002 | 5.64e-06 |  | 5.177098653958681e+002 | 4.885e-06 |  | 518.0688 | 4.0069e-06 | 25.8045 | 4.0069e-06
5.180688389257879e+002 | 1.5528e-07 | 518.0688 | 5.180688389257879e+002 | 2.8231e-06 |  | 5.180688389257879e+002 | 5.64e-06 |  | 5.180688389257879e+002 | 4.8849e-06 |  | 518.4281 | 4.0069e-06 | 25.8053 | 4.0069e-06
5.184280613634527e+002 | 1.5527e-07 | 518.4281 | 5.184280613634527e+002 | 2.8231e-06 |  | 5.184280613634527e+002 | 5.6399e-06 |  | 5.184280613634527e+002 | 4.8849e-06 |  | 518.7875 | 4.0069e-06 | 25.8062 | 4.0069e-06
5.187875328814521e+002 | 1.5527e-07 | 518.7875 | 5.187875328814521e+002 | 2.8231e-06 |  | 5.187875328814521e+002 | 5.6399e-06 |  | 5.187875328814521e+002 | 4.8849e-06 |  | 519.1473 | 4.0069e-06 | 25.807 | 4.0069e-06
5.191472536524952e+002 | 1.5526e-07 | 519.1473 | 5.191472536524952e+002 | 2.8231e-06 |  | 5.191472536524952e+002 | 5.6399e-06 |  | 5.191472536524952e+002 | 4.8849e-06 |  | 519.5072 | 4.0069e-06 | 25.8078 | 4.0069e-06
5.195072238494111e+002 | 1.5525e-07 | 519.5072 | 5.195072238494111e+002 | 2.823e-06 |  | 5.195072238494111e+002 | 5.6399e-06 |  | 5.195072238494111e+002 | 4.8849e-06 |  | 519.8674 | 4.0069e-06 | 25.8087 | 4.0069e-06
5.198674436451483e+002 | 1.5525e-07 | 519.8674 | 5.198674436451483e+002 | 2.823e-06 |  | 5.198674436451483e+002 | 5.6399e-06 |  | 5.198674436451483e+002 | 4.8849e-06 |  | 520.2279 | 4.0069e-06 | 25.8095 | 4.0069e-06
5.202279132127757e+002 | 1.5524e-07 | 520.2279 | 5.202279132127757e+002 | 2.823e-06 |  | 5.202279132127757e+002 | 5.6399e-06 |  | 5.202279132127757e+002 | 4.8849e-06 |  | 520.5886 | 4.0069e-06 | 25.8104 | 4.0069e-06
5.205886327254819e+002 | 1.5524e-07 | 520.5886 | 5.205886327254819e+002 | 2.823e-06 |  | 5.205886327254819e+002 | 5.6398e-06 |  | 5.205886327254819e+002 | 4.8848e-06 |  | 520.9496 | 4.0069e-06 | 25.8112 | 4.0069e-06
5.209496023565757e+002 | 1.5523e-07 | 520.9496 | 5.209496023565757e+002 | 2.823e-06 |  | 5.209496023565757e+002 | 5.6398e-06 |  | 5.209496023565757e+002 | 4.8848e-06 |  | 521.3108 | 4.0069e-06 | 25.812 | 4.0069e-06
5.213108222794862e+002 | 1.5523e-07 | 521.3108 | 5.213108222794862e+002 | 2.823e-06 |  | 5.213108222794862e+002 | 5.6398e-06 |  | 5.213108222794862e+002 | 4.8848e-06 |  | 521.6723 | 4.0069e-06 | 25.8129 | 4.0069e-06
5.216722926677624e+002 | 1.5522e-07 | 521.6723 | 5.216722926677624e+002 | 2.823e-06 |  | 5.216722926677624e+002 | 5.6398e-06 |  | 5.216722926677624e+002 | 4.8848e-06 |  | 522.034 | 4.0069e-06 | 25.8137 | 4.0069e-06
5.220340136950739e+002 | 1.5522e-07 | 522.034 | 5.220340136950739e+002 | 2.823e-06 |  | 5.220340136950739e+002 | 5.6398e-06 |  | 5.220340136950739e+002 | 4.8848e-06 |  | 522.396 | 4.0069e-06 | 25.8145 | 4.0069e-06
5.223959855352107e+002 | 1.5521e-07 | 522.396 | 5.223959855352107e+002 | 2.823e-06 |  | 5.223959855352107e+002 | 5.6398e-06 |  | 5.223959855352107e+002 | 4.8848e-06 |  | 522.7582 | 4.0069e-06 | 25.8154 | 4.0069e-06
5.227582083620832e+002 | 1.5521e-07 | 522.7582 | 5.227582083620832e+002 | 2.823e-06 |  | 5.227582083620832e+002 | 5.6397e-06 |  | 5.227582083620832e+002 | 4.8847e-06 |  | 523.1207 | 4.0069e-06 | 25.8162 | 4.0069e-06
5.231206823497226e+002 | 1.552e-07 | 523.1207 | 5.231206823497226e+002 | 2.823e-06 |  | 5.231206823497226e+002 | 5.6397e-06 |  | 5.231206823497226e+002 | 4.8847e-06 |  | 523.4834 | 4.0069e-06 | 25.817 | 4.0069e-06
5.234834076722806e+002 | 1.552e-07 | 523.4834 | 5.234834076722806e+002 | 2.8229e-06 |  | 5.234834076722806e+002 | 5.6397e-06 |  | 5.234834076722806e+002 | 4.8847e-06 |  | 523.8464 | 4.0069e-06 | 25.8179 | 4.0069e-06
5.238463845040295e+002 | 1.5519e-07 | 523.8464 | 5.238463845040295e+002 | 2.8229e-06 |  | 5.238463845040295e+002 | 5.6397e-06 |  | 5.238463845040295e+002 | 4.8847e-06 |  | 524.2096 | 4.0069e-06 | 25.8187 | 4.0069e-06
5.242096130193628e+002 | 1.5519e-07 | 524.2096 | 5.242096130193628e+002 | 2.8229e-06 |  | 5.242096130193628e+002 | 5.6397e-06 |  | 5.242096130193628e+002 | 4.8847e-06 |  | 524.5731 | 4.0069e-06 | 25.8195 | 4.0069e-06
5.245730933927947e+002 | 1.5518e-07 | 524.5731 | 5.245730933927947e+002 | 2.8229e-06 |  | 5.245730933927947e+002 | 5.6396e-06 |  | 5.245730933927947e+002 | 4.8847e-06 |  | 524.9368 | 4.0069e-06 | 25.8204 | 4.0069e-06
5.249368257989604e+002 | 1.5518e-07 | 524.9368 | 5.249368257989604e+002 | 2.8229e-06 |  | 5.249368257989604e+002 | 5.6396e-06 |  | 5.249368257989604e+002 | 4.8847e-06 |  | 525.3008 | 4.0068e-06 | 25.8212 | 4.0068e-06
5.253008104126162e+002 | 1.5517e-07 | 525.3008 | 5.253008104126162e+002 | 2.8229e-06 |  | 5.253008104126162e+002 | 5.6396e-06 |  | 5.253008104126162e+002 | 4.8846e-06 |  | 525.665 | 4.0068e-06 | 25.822 | 4.0068e-06
5.256650474086398e+002 | 1.5517e-07 | 525.665 | 5.256650474086398e+002 | 2.8229e-06 |  | 5.256650474086398e+002 | 5.6396e-06 |  | 5.256650474086398e+002 | 4.8846e-06 |  | 526.0295 | 4.0068e-06 | 25.8228 | 4.0068e-06
5.260295369620299e+002 | 1.5516e-07 | 526.0295 | 5.260295369620299e+002 | 2.8229e-06 |  | 5.260295369620299e+002 | 5.6396e-06 |  | 5.260295369620299e+002 | 4.8846e-06 |  | 526.3943 | 4.0068e-06 | 25.8237 | 4.0068e-06
5.263942792479064e+002 | 1.5516e-07 | 526.3943 | 5.263942792479064e+002 | 2.8229e-06 |  | 5.263942792479064e+002 | 5.6396e-06 |  | 5.263942792479064e+002 | 4.8846e-06 |  | 526.7593 | 4.0068e-06 | 25.8245 | 4.0068e-06
5.267592744415110e+002 | 1.5515e-07 | 526.7593 | 5.267592744415110e+002 | 2.8229e-06 |  | 5.267592744415110e+002 | 5.6395e-06 |  | 5.267592744415110e+002 | 4.8846e-06 |  | 527.1245 | 4.0068e-06 | 25.8253 | 4.0068e-06
5.271245227182069e+002 | 1.5515e-07 | 527.1245 | 5.271245227182069e+002 | 2.8229e-06 |  | 5.271245227182069e+002 | 5.6395e-06 |  | 5.271245227182069e+002 | 4.8846e-06 |  | 527.49 | 4.0068e-06 | 25.8261 | 4.0068e-06
5.274900242534785e+002 | 1.5514e-07 | 527.49 | 5.274900242534785e+002 | 2.8228e-06 |  | 5.274900242534785e+002 | 5.6395e-06 |  | 5.274900242534785e+002 | 4.8845e-06 |  | 527.8558 | 4.0068e-06 | 25.8269 | 4.0068e-06
5.278557792229321e+002 | 1.5514e-07 | 527.8558 | 5.278557792229321e+002 | 2.8228e-06 |  | 5.278557792229321e+002 | 5.6395e-06 |  | 5.278557792229321e+002 | 4.8845e-06 |  | 528.2218 | 4.0068e-06 | 25.8278 | 4.0068e-06
5.282217878022960e+002 | 1.5513e-07 | 528.2218 | 5.282217878022960e+002 | 2.8228e-06 |  | 5.282217878022960e+002 | 5.6395e-06 |  | 5.282217878022960e+002 | 4.8845e-06 |  | 528.5881 | 4.0068e-06 | 25.8286 | 4.0068e-06
5.285880501674201e+002 | 1.5513e-07 | 528.5881 | 5.285880501674201e+002 | 2.8228e-06 |  | 5.285880501674201e+002 | 5.6395e-06 |  | 5.285880501674201e+002 | 4.8845e-06 |  | 528.9546 | 4.0068e-06 | 25.8294 | 4.0068e-06
5.289545664942762e+002 | 1.5512e-07 | 528.9546 | 5.289545664942762e+002 | 2.8228e-06 |  | 5.289545664942762e+002 | 5.6394e-06 |  | 5.289545664942762e+002 | 4.8845e-06 |  | 529.3213 | 4.0068e-06 | 25.8302 | 4.0068e-06
5.293213369589581e+002 | 1.5512e-07 | 529.3213 | 5.293213369589581e+002 | 2.8228e-06 |  | 5.293213369589581e+002 | 5.6394e-06 |  | 5.293213369589581e+002 | 4.8845e-06 |  | 529.6884 | 4.0068e-06 | 25.831 | 4.0068e-06
5.296883617376818e+002 | 1.5511e-07 | 529.6884 | 5.296883617376818e+002 | 2.8228e-06 |  | 5.296883617376818e+002 | 5.6394e-06 |  | 5.296883617376818e+002 | 4.8845e-06 |  | 530.0556 | 4.0068e-06 | 25.8319 | 4.0068e-06
5.300556410067857e+002 | 1.5511e-07 | 530.0556 | 5.300556410067857e+002 | 2.8228e-06 |  | 5.300556410067857e+002 | 5.6394e-06 |  | 5.300556410067857e+002 | 4.8844e-06 |  | 530.4232 | 4.0068e-06 | 25.8327 | 4.0068e-06
5.304231749427298e+002 | 1.551e-07 | 530.4232 | 5.304231749427298e+002 | 2.8228e-06 |  | 5.304231749427298e+002 | 5.6394e-06 |  | 5.304231749427298e+002 | 4.8844e-06 |  | 530.791 | 4.0068e-06 | 25.8335 | 4.0068e-06
5.307909637220973e+002 | 1.551e-07 | 530.791 | 5.307909637220973e+002 | 2.8228e-06 |  | 5.307909637220973e+002 | 5.6393e-06 |  | 5.307909637220973e+002 | 4.8844e-06 |  | 531.159 | 4.0068e-06 | 25.8343 | 4.0068e-06
5.311590075215934e+002 | 1.5509e-07 | 531.159 | 5.311590075215934e+002 | 2.8228e-06 |  | 5.311590075215934e+002 | 5.6393e-06 |  | 5.311590075215934e+002 | 4.8844e-06 |  | 531.5273 | 4.0068e-06 | 25.8351 | 4.0068e-06
5.315273065180456e+002 | 1.5508e-07 | 531.5273 | 5.315273065180456e+002 | 2.8227e-06 |  | 5.315273065180456e+002 | 5.6393e-06 |  | 5.315273065180456e+002 | 4.8844e-06 |  | 531.8959 | 4.0068e-06 | 25.8359 | 4.0068e-06
5.318958608884045e+002 | 1.5508e-07 | 531.8959 | 5.318958608884045e+002 | 2.8227e-06 |  | 5.318958608884045e+002 | 5.6393e-06 |  | 5.318958608884045e+002 | 4.8844e-06 |  | 532.2647 | 4.0068e-06 | 25.8367 | 4.0068e-06
5.322646708097431e+002 | 1.5507e-07 | 532.2647 | 5.322646708097431e+002 | 2.8227e-06 |  | 5.322646708097431e+002 | 5.6393e-06 |  | 5.322646708097431e+002 | 4.8843e-06 |  | 532.6337 | 4.0068e-06 | 25.8375 | 4.0068e-06
5.326337364592571e+002 | 1.5507e-07 | 532.6337 | 5.326337364592571e+002 | 2.8227e-06 |  | 5.326337364592571e+002 | 5.6393e-06 |  | 5.326337364592571e+002 | 4.8843e-06 |  | 533.0031 | 4.0067e-06 | 25.8384 | 4.0067e-06
5.330030580142654e+002 | 1.5506e-07 | 533.0031 | 5.330030580142654e+002 | 2.8227e-06 |  | 5.330030580142654e+002 | 5.6392e-06 |  | 5.330030580142654e+002 | 4.8843e-06 |  | 533.3726 | 4.0067e-06 | 25.8392 | 4.0067e-06
5.333726356522096e+002 | 1.5506e-07 | 533.3726 | 5.333726356522096e+002 | 2.8227e-06 |  | 5.333726356522096e+002 | 5.6392e-06 |  | 5.333726356522096e+002 | 4.8843e-06 |  | 533.7425 | 4.0067e-06 | 25.84 | 4.0067e-06
5.337424695506545e+002 | 1.5505e-07 | 533.7425 | 5.337424695506545e+002 | 2.8227e-06 |  | 5.337424695506545e+002 | 5.6392e-06 |  | 5.337424695506545e+002 | 4.8843e-06 |  | 534.1126 | 4.0067e-06 | 25.8408 | 4.0067e-06
5.341125598872877e+002 | 1.5505e-07 | 534.1126 | 5.341125598872877e+002 | 2.8227e-06 |  | 5.341125598872877e+002 | 5.6392e-06 |  | 5.341125598872877e+002 | 4.8843e-06 |  | 534.4829 | 4.0067e-06 | 25.8416 | 4.0067e-06
5.344829068399205e+002 | 1.5504e-07 | 534.4829 | 5.344829068399205e+002 | 2.8227e-06 |  | 5.344829068399205e+002 | 5.6392e-06 |  | 5.344829068399205e+002 | 4.8843e-06 |  | 534.8535 | 4.0067e-06 | 25.8424 | 4.0067e-06
5.348535105864869e+002 | 1.5504e-07 | 534.8535 | 5.348535105864869e+002 | 2.8227e-06 |  | 5.348535105864869e+002 | 5.6391e-06 |  | 5.348535105864869e+002 | 4.8842e-06 |  | 535.2244 | 4.0067e-06 | 25.8432 | 4.0067e-06
5.352243713050448e+002 | 1.5503e-07 | 535.2244 | 5.352243713050448e+002 | 2.8227e-06 |  | 5.352243713050448e+002 | 5.6391e-06 |  | 5.352243713050448e+002 | 4.8842e-06 |  | 535.5955 | 4.0067e-06 | 25.844 | 4.0067e-06
5.355954891737753e+002 | 1.5503e-07 | 535.5955 | 5.355954891737753e+002 | 2.8226e-06 |  | 5.355954891737753e+002 | 5.6391e-06 |  | 5.355954891737753e+002 | 4.8842e-06 |  | 535.9669 | 4.0067e-06 | 25.8448 | 4.0067e-06
5.359668643709831e+002 | 1.5502e-07 | 535.9669 | 5.359668643709831e+002 | 2.8226e-06 |  | 5.359668643709831e+002 | 5.6391e-06 |  | 5.359668643709831e+002 | 4.8842e-06 |  | 536.3385 | 4.0067e-06 | 25.8456 | 4.0067e-06
5.363384970750966e+002 | 1.5502e-07 | 536.3385 | 5.363384970750966e+002 | 2.8226e-06 |  | 5.363384970750966e+002 | 5.6391e-06 |  | 5.363384970750966e+002 | 4.8842e-06 |  | 536.7104 | 4.0067e-06 | 25.8464 | 4.0067e-06
5.367103874646679e+002 | 1.5501e-07 | 536.7104 | 5.367103874646679e+002 | 2.8226e-06 |  | 5.367103874646679e+002 | 5.639e-06 |  | 5.367103874646679e+002 | 4.8842e-06 |  | 537.0825 | 4.0067e-06 | 25.8472 | 4.0067e-06
5.370825357183727e+002 | 1.5501e-07 | 537.0825 | 5.370825357183727e+002 | 2.8226e-06 |  | 5.370825357183727e+002 | 5.639e-06 |  | 5.370825357183727e+002 | 4.8841e-06 |  | 537.4549 | 4.0067e-06 | 25.848 | 4.0067e-06
5.374549420150108e+002 | 1.5501e-07 | 537.4549 | 5.374549420150108e+002 | 2.8226e-06 |  | 5.374549420150108e+002 | 5.639e-06 |  | 5.374549420150108e+002 | 4.8841e-06 |  | 537.8276 | 4.0067e-06 | 25.8488 | 4.0067e-06
5.378276065335060e+002 | 1.55e-07 | 537.8276 | 5.378276065335060e+002 | 2.8226e-06 |  | 5.378276065335060e+002 | 5.639e-06 |  | 5.378276065335060e+002 | 4.8841e-06 |  | 538.2005 | 4.0067e-06 | 25.8496 | 4.0067e-06
5.382005294529060e+002 | 1.55e-07 | 538.2005 | 5.382005294529060e+002 | 2.8226e-06 |  | 5.382005294529060e+002 | 5.639e-06 |  | 5.382005294529060e+002 | 4.8841e-06 |  | 538.5737 | 4.0067e-06 | 25.8504 | 4.0067e-06
5.385737109523830e+002 | 1.5499e-07 | 538.5737 | 5.385737109523830e+002 | 2.8226e-06 |  | 5.385737109523830e+002 | 5.639e-06 |  | 5.385737109523830e+002 | 4.8841e-06 |  | 538.9472 | 4.0067e-06 | 25.8511 | 4.0067e-06
5.389471512112328e+002 | 1.5499e-07 | 538.9472 | 5.389471512112328e+002 | 2.8226e-06 |  | 5.389471512112328e+002 | 5.6389e-06 |  | 5.389471512112328e+002 | 4.8841e-06 |  | 539.3209 | 4.0067e-06 | 25.8519 | 4.0067e-06
5.393208504088763e+002 | 1.5498e-07 | 539.3209 | 5.393208504088763e+002 | 2.8225e-06 |  | 5.393208504088763e+002 | 5.6389e-06 |  | 5.393208504088763e+002 | 4.884e-06 |  | 539.6948 | 4.0067e-06 | 25.8527 | 4.0067e-06
5.396948087248582e+002 | 1.5498e-07 | 539.6948 | 5.396948087248582e+002 | 2.8225e-06 |  | 5.396948087248582e+002 | 5.6389e-06 |  | 5.396948087248582e+002 | 4.884e-06 |  | 540.069 | 4.0067e-06 | 25.8535 | 4.0067e-06
5.400690263388478e+002 | 1.5497e-07 | 540.069 | 5.400690263388478e+002 | 2.8225e-06 |  | 5.400690263388478e+002 | 5.6389e-06 |  | 5.400690263388478e+002 | 4.884e-06 |  | 540.4435 | 4.0067e-06 | 25.8543 | 4.0067e-06
5.404435034306393e+002 | 1.5497e-07 | 540.4435 | 5.404435034306393e+002 | 2.8225e-06 |  | 5.404435034306393e+002 | 5.6389e-06 |  | 5.404435034306393e+002 | 4.884e-06 |  | 540.8182 | 4.0067e-06 | 25.8551 | 4.0067e-06
5.408182401801513e+002 | 1.5496e-07 | 540.8182 | 5.408182401801513e+002 | 2.8225e-06 |  | 5.408182401801513e+002 | 5.6388e-06 |  | 5.408182401801513e+002 | 4.884e-06 |  | 541.1932 | 4.0066e-06 | 25.8559 | 4.0066e-06
5.411932367674270e+002 | 1.5496e-07 | 541.1932 | 5.411932367674270e+002 | 2.8225e-06 |  | 5.411932367674270e+002 | 5.6388e-06 |  | 5.411932367674270e+002 | 4.884e-06 |  | 541.5685 | 4.0066e-06 | 25.8567 | 4.0066e-06
5.415684933726351e+002 | 1.5495e-07 | 541.5685 | 5.415684933726351e+002 | 2.8225e-06 |  | 5.415684933726351e+002 | 5.6388e-06 |  | 5.415684933726351e+002 | 4.8839e-06 |  | 541.944 | 4.0066e-06 | 25.8575 | 4.0066e-06
5.419440101760683e+002 | 1.5495e-07 | 541.944 | 5.419440101760683e+002 | 2.8225e-06 |  | 5.419440101760683e+002 | 5.6388e-06 |  | 5.419440101760683e+002 | 4.8839e-06 |  | 542.3198 | 4.0066e-06 | 25.8582 | 4.0066e-06
5.423197873581451e+002 | 1.5494e-07 | 542.3198 | 5.423197873581451e+002 | 2.8225e-06 |  | 5.423197873581451e+002 | 5.6388e-06 |  | 5.423197873581451e+002 | 4.8839e-06 |  | 542.6958 | 4.0066e-06 | 25.859 | 4.0066e-06
5.426958250994086e+002 | 1.5494e-07 | 542.6958 | 5.426958250994086e+002 | 2.8225e-06 |  | 5.426958250994086e+002 | 5.6388e-06 |  | 5.426958250994086e+002 | 4.8839e-06 |  | 543.0721 | 4.0066e-06 | 25.8598 | 4.0066e-06
5.430721235805274e+002 | 1.5493e-07 | 543.0721 | 5.430721235805274e+002 | 2.8225e-06 |  | 5.430721235805274e+002 | 5.6387e-06 |  | 5.430721235805274e+002 | 4.8839e-06 |  | 543.4487 | 4.0066e-06 | 25.8606 | 4.0066e-06
5.434486829822952e+002 | 1.5493e-07 | 543.4487 | 5.434486829822952e+002 | 2.8224e-06 |  | 5.434486829822952e+002 | 5.6387e-06 |  | 5.434486829822952e+002 | 4.8839e-06 |  | 543.8255 | 4.0066e-06 | 25.8614 | 4.0066e-06
5.438255034856311e+002 | 1.5492e-07 | 543.8255 | 5.438255034856311e+002 | 2.8224e-06 |  | 5.438255034856311e+002 | 5.6387e-06 |  | 5.438255034856311e+002 | 4.8838e-06 |  | 544.2026 | 4.0066e-06 | 25.8622 | 4.0066e-06
5.442025852715796e+002 | 1.5492e-07 | 544.2026 | 5.442025852715796e+002 | 2.8224e-06 |  | 5.442025852715796e+002 | 5.6387e-06 |  | 5.442025852715796e+002 | 4.8838e-06 |  | 544.5799 | 4.0066e-06 | 25.8629 | 4.0066e-06
5.445799285213109e+002 | 1.5491e-07 | 544.5799 | 5.445799285213109e+002 | 2.8224e-06 |  | 5.445799285213109e+002 | 5.6387e-06 |  | 5.445799285213109e+002 | 4.8838e-06 |  | 544.9575 | 4.0066e-06 | 25.8637 | 4.0066e-06
5.449575334161206e+002 | 1.5491e-07 | 544.9575 | 5.449575334161206e+002 | 2.8224e-06 |  | 5.449575334161206e+002 | 5.6386e-06 |  | 5.449575334161206e+002 | 4.8838e-06 |  | 545.3354 | 4.0066e-06 | 25.8645 | 4.0066e-06
5.453354001374302e+002 | 1.549e-07 | 545.3354 | 5.453354001374302e+002 | 2.8224e-06 |  | 5.453354001374302e+002 | 5.6386e-06 |  | 5.453354001374302e+002 | 4.8838e-06 |  | 545.7135 | 4.0066e-06 | 25.8653 | 4.0066e-06
5.457135288667869e+002 | 1.549e-07 | 545.7135 | 5.457135288667869e+002 | 2.8224e-06 |  | 5.457135288667869e+002 | 5.6386e-06 |  | 5.457135288667869e+002 | 4.8838e-06 |  | 546.0919 | 4.0066e-06 | 25.8661 | 4.0066e-06
5.460919197858638e+002 | 1.5489e-07 | 546.0919 | 5.460919197858638e+002 | 2.8224e-06 |  | 5.460919197858638e+002 | 5.6386e-06 |  | 5.460919197858638e+002 | 4.8837e-06 |  | 546.4706 | 4.0066e-06 | 25.8668 | 4.0066e-06
5.464705730764599e+002 | 1.5489e-07 | 546.4706 | 5.464705730764599e+002 | 2.8224e-06 |  | 5.464705730764599e+002 | 5.6386e-06 |  | 5.464705730764599e+002 | 4.8837e-06 |  | 546.8495 | 4.0066e-06 | 25.8676 | 4.0066e-06
5.468494889205003e+002 | 1.5488e-07 | 546.8495 | 5.468494889205003e+002 | 2.8224e-06 |  | 5.468494889205003e+002 | 5.6385e-06 |  | 5.468494889205003e+002 | 4.8837e-06 |  | 547.2287 | 4.0066e-06 | 25.8684 | 4.0066e-06
5.472286675000364e+002 | 1.5488e-07 | 547.2287 | 5.472286675000364e+002 | 2.8223e-06 |  | 5.472286675000364e+002 | 5.6385e-06 |  | 5.472286675000364e+002 | 4.8837e-06 |  | 547.6081 | 4.0066e-06 | 25.8692 | 4.0066e-06
5.476081089972457e+002 | 1.5487e-07 | 547.6081 | 5.476081089972457e+002 | 2.8223e-06 |  | 5.476081089972457e+002 | 5.6385e-06 |  | 5.476081089972457e+002 | 4.8837e-06 |  | 547.9878 | 4.0066e-06 | 25.8699 | 4.0066e-06
5.479878135944318e+002 | 1.5487e-07 | 547.9878 | 5.479878135944318e+002 | 2.8223e-06 |  | 5.479878135944318e+002 | 5.6385e-06 |  | 5.479878135944318e+002 | 4.8837e-06 |  | 548.3678 | 4.0066e-06 | 25.8707 | 4.0066e-06
5.483677814740252e+002 | 1.5486e-07 | 548.3678 | 5.483677814740252e+002 | 2.8223e-06 |  | 5.483677814740252e+002 | 5.6385e-06 |  | 5.483677814740252e+002 | 4.8836e-06 |  | 548.748 | 4.0066e-06 | 25.8715 | 4.0066e-06
5.487480128185824e+002 | 1.5486e-07 | 548.748 | 5.487480128185824e+002 | 2.8223e-06 |  | 5.487480128185824e+002 | 5.6384e-06 |  | 5.487480128185824e+002 | 4.8836e-06 |  | 549.1285 | 4.0065e-06 | 25.8722 | 4.0066e-06
5.491285078107869e+002 | 1.5485e-07 | 549.1285 | 5.491285078107869e+002 | 2.8223e-06 |  | 5.491285078107869e+002 | 5.6384e-06 |  | 5.491285078107869e+002 | 4.8836e-06 |  | 549.5093 | 4.0065e-06 | 25.873 | 4.0065e-06
5.495092666334485e+002 | 1.5485e-07 | 549.5093 | 5.495092666334485e+002 | 2.8223e-06 |  | 5.495092666334485e+002 | 5.6384e-06 |  | 5.495092666334485e+002 | 4.8836e-06 |  | 549.8903 | 4.0065e-06 | 25.8738 | 4.0065e-06
5.498902894695040e+002 | 1.5484e-07 | 549.8903 | 5.498902894695040e+002 | 2.8223e-06 |  | 5.498902894695040e+002 | 5.6384e-06 |  | 5.498902894695040e+002 | 4.8836e-06 |  | 550.2716 | 4.0065e-06 | 25.8745 | 4.0065e-06
5.502715765020170e+002 | 1.5484e-07 | 550.2716 | 5.502715765020170e+002 | 2.8223e-06 |  | 5.502715765020170e+002 | 5.6384e-06 |  | 5.502715765020170e+002 | 4.8836e-06 |  | 550.6531 | 4.0065e-06 | 25.8753 | 4.0065e-06
5.506531279141780e+002 | 1.5484e-07 | 550.6531 | 5.506531279141780e+002 | 2.8223e-06 |  | 5.506531279141780e+002 | 5.6383e-06 |  | 5.506531279141780e+002 | 4.8835e-06 |  | 551.0349 | 4.0065e-06 | 25.8761 | 4.0065e-06
5.510349438893045e+002 | 1.5483e-07 | 551.0349 | 5.510349438893045e+002 | 2.8222e-06 |  | 5.510349438893045e+002 | 5.6383e-06 |  | 5.510349438893045e+002 | 4.8835e-06 |  | 551.417 | 4.0065e-06 | 25.8768 | 4.0065e-06
5.514170246108412e+002 | 1.5483e-07 | 551.417 | 5.514170246108412e+002 | 2.8222e-06 |  | 5.514170246108412e+002 | 5.6383e-06 |  | 5.514170246108412e+002 | 4.8835e-06 |  | 551.7994 | 4.0065e-06 | 25.8776 | 4.0065e-06
5.517993702623598e+002 | 1.5482e-07 | 551.7994 | 5.517993702623598e+002 | 2.8222e-06 |  | 5.517993702623598e+002 | 5.6383e-06 |  | 5.517993702623598e+002 | 4.8835e-06 |  | 552.182 | 4.0065e-06 | 25.8784 | 4.0065e-06
5.521819810275596e+002 | 1.5482e-07 | 552.182 | 5.521819810275596e+002 | 2.8222e-06 |  | 5.521819810275596e+002 | 5.6383e-06 |  | 5.521819810275596e+002 | 4.8835e-06 |  | 552.5649 | 4.0065e-06 | 25.8791 | 4.0065e-06
5.525648570902671e+002 | 1.5481e-07 | 552.5649 | 5.525648570902671e+002 | 2.8222e-06 |  | 5.525648570902671e+002 | 5.6382e-06 |  | 5.525648570902671e+002 | 4.8835e-06 |  | 552.948 | 4.0065e-06 | 25.8799 | 4.0065e-06
5.529479986344361e+002 | 1.5481e-07 | 552.948 | 5.529479986344361e+002 | 2.8222e-06 |  | 5.529479986344361e+002 | 5.6382e-06 |  | 5.529479986344361e+002 | 4.8834e-06 |  | 553.3314 | 4.0065e-06 | 25.8807 | 4.0065e-06
5.533314058441483e+002 | 1.548e-07 | 553.3314 | 5.533314058441483e+002 | 2.8222e-06 |  | 5.533314058441483e+002 | 5.6382e-06 |  | 5.533314058441483e+002 | 4.8834e-06 |  | 553.7151 | 4.0065e-06 | 25.8814 | 4.0065e-06
5.537150789036127e+002 | 1.548e-07 | 553.7151 | 5.537150789036127e+002 | 2.8222e-06 |  | 5.537150789036127e+002 | 5.6382e-06 |  | 5.537150789036127e+002 | 4.8834e-06 |  | 554.099 | 4.0065e-06 | 25.8822 | 4.0065e-06
5.540990179971664e+002 | 1.5479e-07 | 554.099 | 5.540990179971664e+002 | 2.8222e-06 |  | 5.540990179971664e+002 | 5.6382e-06 |  | 5.540990179971664e+002 | 4.8834e-06 |  | 554.4832 | 4.0065e-06 | 25.8829 | 4.0065e-06
5.544832233092739e+002 | 1.5479e-07 | 554.4832 | 5.544832233092739e+002 | 2.8222e-06 |  | 5.544832233092739e+002 | 5.6381e-06 |  | 5.544832233092739e+002 | 4.8834e-06 |  | 554.8677 | 4.0065e-06 | 25.8837 | 4.0065e-06
5.548676950245277e+002 | 1.5478e-07 | 554.8677 | 5.548676950245277e+002 | 2.8221e-06 |  | 5.548676950245277e+002 | 5.6381e-06 |  | 5.548676950245277e+002 | 4.8834e-06 |  | 555.2524 | 4.0065e-06 | 25.8844 | 4.0065e-06
5.552524333276488e+002 | 1.5478e-07 | 555.2524 | 5.552524333276488e+002 | 2.8221e-06 |  | 5.552524333276488e+002 | 5.6381e-06 |  | 5.552524333276488e+002 | 4.8833e-06 |  | 555.6374 | 4.0065e-06 | 25.8852 | 4.0065e-06
5.556374384034856e+002 | 1.5477e-07 | 555.6374 | 5.556374384034856e+002 | 2.8221e-06 |  | 5.556374384034856e+002 | 5.6381e-06 |  | 5.556374384034856e+002 | 4.8833e-06 |  | 556.0227 | 4.0065e-06 | 25.886 | 4.0065e-06
5.560227104370150e+002 | 1.5477e-07 | 556.0227 | 5.560227104370150e+002 | 2.8221e-06 |  | 5.560227104370150e+002 | 5.6381e-06 |  | 5.560227104370150e+002 | 4.8833e-06 |  | 556.4082 | 4.0065e-06 | 25.8867 | 4.0065e-06
5.564082496133422e+002 | 1.5476e-07 | 556.4082 | 5.564082496133422e+002 | 2.8221e-06 |  | 5.564082496133422e+002 | 5.638e-06 |  | 5.564082496133422e+002 | 4.8833e-06 |  | 556.7941 | 4.0065e-06 | 25.8875 | 4.0065e-06
5.567940561177004e+002 | 1.5476e-07 | 556.7941 | 5.567940561177004e+002 | 2.8221e-06 |  | 5.567940561177004e+002 | 5.638e-06 |  | 5.567940561177004e+002 | 4.8833e-06 |  | 557.1801 | 4.0065e-06 | 25.8882 | 4.0065e-06
5.571801301354518e+002 | 1.5476e-07 | 557.1801 | 5.571801301354518e+002 | 2.8221e-06 |  | 5.571801301354518e+002 | 5.638e-06 |  | 5.571801301354518e+002 | 4.8832e-06 |  | 557.5665 | 4.0065e-06 | 25.889 | 4.0065e-06
5.575664718520868e+002 | 1.5475e-07 | 557.5665 | 5.575664718520868e+002 | 2.8221e-06 |  | 5.575664718520868e+002 | 5.638e-06 |  | 5.575664718520868e+002 | 4.8832e-06 |  | 557.9531 | 4.0064e-06 | 25.8897 | 4.0064e-06
5.579530814532244e+002 | 1.5475e-07 | 557.9531 | 5.579530814532244e+002 | 2.8221e-06 |  | 5.579530814532244e+002 | 5.638e-06 |  | 5.579530814532244e+002 | 4.8832e-06 |  | 558.34 | 4.0064e-06 | 25.8905 | 4.0064e-06
5.583399591246123e+002 | 1.5474e-07 | 558.34 | 5.583399591246123e+002 | 2.8221e-06 |  | 5.583399591246123e+002 | 5.6379e-06 |  | 5.583399591246123e+002 | 4.8832e-06 |  | 558.7271 | 4.0064e-06 | 25.8912 | 4.0064e-06
5.587271050521271e+002 | 1.5474e-07 | 558.7271 | 5.587271050521271e+002 | 2.822e-06 |  | 5.587271050521271e+002 | 5.6379e-06 |  | 5.587271050521271e+002 | 4.8832e-06 |  | 559.1145 | 4.0064e-06 | 25.892 | 4.0064e-06
5.591145194217742e+002 | 1.5473e-07 | 559.1145 | 5.591145194217742e+002 | 2.822e-06 |  | 5.591145194217742e+002 | 5.6379e-06 |  | 5.591145194217742e+002 | 4.8832e-06 |  | 559.5022 | 4.0064e-06 | 25.8927 | 4.0064e-06
5.595022024196881e+002 | 1.5473e-07 | 559.5022 | 5.595022024196881e+002 | 2.822e-06 |  | 5.595022024196881e+002 | 5.6379e-06 |  | 5.595022024196881e+002 | 4.8831e-06 |  | 559.8902 | 4.0064e-06 | 25.8935 | 4.0064e-06
5.598901542321321e+002 | 1.5472e-07 | 559.8902 | 5.598901542321321e+002 | 2.822e-06 |  | 5.598901542321321e+002 | 5.6379e-06 |  | 5.598901542321321e+002 | 4.8831e-06 |  | 560.2784 | 4.0064e-06 | 25.8942 | 4.0064e-06
5.602783750454989e+002 | 1.5472e-07 | 560.2784 | 5.602783750454989e+002 | 2.822e-06 |  | 5.602783750454989e+002 | 5.6378e-06 |  | 5.602783750454989e+002 | 4.8831e-06 |  | 560.6669 | 4.0064e-06 | 25.895 | 4.0064e-06
5.606668650463106e+002 | 1.5471e-07 | 560.6669 | 5.606668650463106e+002 | 2.822e-06 |  | 5.606668650463106e+002 | 5.6378e-06 |  | 5.606668650463106e+002 | 4.8831e-06 |  | 561.0556 | 4.0064e-06 | 25.8957 | 4.0064e-06
5.610556244212181e+002 | 1.5471e-07 | 561.0556 | 5.610556244212181e+002 | 2.822e-06 |  | 5.610556244212181e+002 | 5.6378e-06 |  | 5.610556244212181e+002 | 4.8831e-06 |  | 561.4447 | 4.0064e-06 | 25.8964 | 4.0064e-06
5.614446533570022e+002 | 1.547e-07 | 561.4447 | 5.614446533570022e+002 | 2.822e-06 |  | 5.614446533570022e+002 | 5.6378e-06 |  | 5.614446533570022e+002 | 4.8831e-06 |  | 561.834 | 4.0064e-06 | 25.8972 | 4.0064e-06
5.618339520405727e+002 | 1.547e-07 | 561.834 | 5.618339520405727e+002 | 2.822e-06 |  | 5.618339520405727e+002 | 5.6378e-06 |  | 5.618339520405727e+002 | 4.883e-06 |  | 562.2235 | 4.0064e-06 | 25.8979 | 4.0064e-06
5.622235206589699e+002 | 1.5469e-07 | 562.2235 | 5.622235206589699e+002 | 2.8219e-06 |  | 5.622235206589699e+002 | 5.6377e-06 |  | 5.622235206589699e+002 | 4.883e-06 |  | 562.6134 | 4.0064e-06 | 25.8987 | 4.0064e-06
5.626133593993627e+002 | 1.5469e-07 | 562.6134 | 5.626133593993627e+002 | 2.8219e-06 |  | 5.626133593993627e+002 | 5.6377e-06 |  | 5.626133593993627e+002 | 4.883e-06 |  | 563.0035 | 4.0064e-06 | 25.8994 | 4.0064e-06
5.630034684490506e+002 | 1.5469e-07 | 563.0035 | 5.630034684490506e+002 | 2.8219e-06 |  | 5.630034684490506e+002 | 5.6377e-06 |  | 5.630034684490506e+002 | 4.883e-06 |  | 563.3938 | 4.0064e-06 | 25.9002 | 4.0064e-06
5.633938479954626e+002 | 1.5468e-07 | 563.3938 | 5.633938479954626e+002 | 2.8219e-06 |  | 5.633938479954626e+002 | 5.6377e-06 |  | 5.633938479954626e+002 | 4.883e-06 |  | 563.7845 | 4.0064e-06 | 25.9009 | 4.0064e-06
5.637844982261577e+002 | 1.5468e-07 | 563.7845 | 5.637844982261577e+002 | 2.8219e-06 |  | 5.637844982261577e+002 | 5.6377e-06 |  | 5.637844982261577e+002 | 4.8829e-06 |  | 564.1754 | 4.0064e-06 | 25.9016 | 4.0064e-06
5.641754193288250e+002 | 1.5467e-07 | 564.1754 | 5.641754193288250e+002 | 2.8219e-06 |  | 5.641754193288250e+002 | 5.6376e-06 |  | 5.641754193288250e+002 | 4.8829e-06 |  | 564.5666 | 4.0064e-06 | 25.9024 | 4.0064e-06
5.645666114912838e+002 | 1.5467e-07 | 564.5666 | 5.645666114912838e+002 | 2.8219e-06 |  | 5.645666114912838e+002 | 5.6376e-06 |  | 5.645666114912838e+002 | 4.8829e-06 |  | 564.9581 | 4.0064e-06 | 25.9031 | 4.0064e-06
5.649580749014835e+002 | 1.5466e-07 | 564.9581 | 5.649580749014835e+002 | 2.8219e-06 |  | 5.649580749014835e+002 | 5.6376e-06 |  | 5.649580749014835e+002 | 4.8829e-06 |  | 565.3498 | 4.0064e-06 | 25.9038 | 4.0064e-06
5.653498097475039e+002 | 1.5466e-07 | 565.3498 | 5.653498097475039e+002 | 2.8219e-06 |  | 5.653498097475039e+002 | 5.6376e-06 |  | 5.653498097475039e+002 | 4.8829e-06 |  | 565.7418 | 4.0064e-06 | 25.9046 | 4.0064e-06
5.657418162175552e+002 | 1.5465e-07 | 565.7418 | 5.657418162175552e+002 | 2.8219e-06 |  | 5.657418162175552e+002 | 5.6376e-06 |  | 5.657418162175552e+002 | 4.8829e-06 |  | 566.1341 | 4.0064e-06 | 25.9053 | 4.0064e-06
5.661340944999780e+002 | 1.5465e-07 | 566.1341 | 5.661340944999780e+002 | 2.8218e-06 |  | 5.661340944999780e+002 | 5.6375e-06 |  | 5.661340944999780e+002 | 4.8828e-06 |  | 566.5266 | 4.0063e-06 | 25.906 | 4.0063e-06
5.665266447832437e+002 | 1.5464e-07 | 566.5266 | 5.665266447832437e+002 | 2.8218e-06 |  | 5.665266447832437e+002 | 5.6375e-06 |  | 5.665266447832437e+002 | 4.8828e-06 |  | 566.9195 | 4.0063e-06 | 25.9068 | 4.0063e-06
5.669194672559543e+002 | 1.5464e-07 | 566.9195 | 5.669194672559543e+002 | 2.8218e-06 |  | 5.669194672559543e+002 | 5.6375e-06 |  | 5.669194672559543e+002 | 4.8828e-06 |  | 567.3126 | 4.0063e-06 | 25.9075 | 4.0063e-06
5.673125621068425e+002 | 1.5464e-07 | 567.3126 | 5.673125621068425e+002 | 2.8218e-06 |  | 5.673125621068425e+002 | 5.6375e-06 |  | 5.673125621068425e+002 | 4.8828e-06 |  | 567.7059 | 4.0063e-06 | 25.9082 | 4.0063e-06
5.677059295247718e+002 | 1.5463e-07 | 567.7059 | 5.677059295247718e+002 | 2.8218e-06 |  | 5.677059295247718e+002 | 5.6374e-06 |  | 5.677059295247718e+002 | 4.8828e-06 |  | 568.0996 | 4.0063e-06 | 25.909 | 4.0063e-06
5.680995696987370e+002 | 1.5463e-07 | 568.0996 | 5.680995696987370e+002 | 2.8218e-06 |  | 5.680995696987370e+002 | 5.6374e-06 |  | 5.680995696987370e+002 | 4.8827e-06 |  | 568.4935 | 4.0063e-06 | 25.9097 | 4.0063e-06
5.684934828178635e+002 | 1.5462e-07 | 568.4935 | 5.684934828178635e+002 | 2.8218e-06 |  | 5.684934828178635e+002 | 5.6374e-06 |  | 5.684934828178635e+002 | 4.8827e-06 |  | 568.8877 | 4.0063e-06 | 25.9104 | 4.0063e-06
5.688876690714083e+002 | 1.5462e-07 | 568.8877 | 5.688876690714083e+002 | 2.8218e-06 |  | 5.688876690714083e+002 | 5.6374e-06 |  | 5.688876690714083e+002 | 4.8827e-06 |  | 569.2821 | 4.0063e-06 | 25.9112 | 4.0063e-06
5.692821286487591e+002 | 1.5461e-07 | 569.2821 | 5.692821286487591e+002 | 2.8218e-06 |  | 5.692821286487591e+002 | 5.6374e-06 |  | 5.692821286487591e+002 | 4.8827e-06 |  | 569.6769 | 4.0063e-06 | 25.9119 | 4.0063e-06
5.696768617394354e+002 | 1.5461e-07 | 569.6769 | 5.696768617394354e+002 | 2.8217e-06 |  | 5.696768617394354e+002 | 5.6373e-06 |  | 5.696768617394354e+002 | 4.8827e-06 |  | 570.0719 | 4.0063e-06 | 25.9126 | 4.0063e-06
5.700718685330878e+002 | 1.546e-07 | 570.0719 | 5.700718685330878e+002 | 2.8217e-06 |  | 5.700718685330878e+002 | 5.6373e-06 |  | 5.700718685330878e+002 | 4.8827e-06 |  | 570.4671 | 4.0063e-06 | 25.9133 | 4.0063e-06
5.704671492194985e+002 | 1.546e-07 | 570.4671 | 5.704671492194985e+002 | 2.8217e-06 |  | 5.704671492194985e+002 | 5.6373e-06 |  | 5.704671492194985e+002 | 4.8826e-06 |  | 570.8627 | 4.0063e-06 | 25.9141 | 4.0063e-06
5.708627039885814e+002 | 1.5459e-07 | 570.8627 | 5.708627039885814e+002 | 2.8217e-06 |  | 5.708627039885814e+002 | 5.6373e-06 |  | 5.708627039885814e+002 | 4.8826e-06 |  | 571.2585 | 4.0063e-06 | 25.9148 | 4.0063e-06
5.712585330303820e+002 | 1.5459e-07 | 571.2585 | 5.712585330303820e+002 | 2.8217e-06 |  | 5.712585330303820e+002 | 5.6373e-06 |  | 5.712585330303820e+002 | 4.8826e-06 |  | 571.6546 | 4.0063e-06 | 25.9155 | 4.0063e-06
5.716546365350774e+002 | 1.5459e-07 | 571.6546 | 5.716546365350774e+002 | 2.8217e-06 |  | 5.716546365350774e+002 | 5.6372e-06 |  | 5.716546365350774e+002 | 4.8826e-06 |  | 572.051 | 4.0063e-06 | 25.9162 | 4.0063e-06
5.720510146929770e+002 | 1.5458e-07 | 572.051 | 5.720510146929770e+002 | 2.8217e-06 |  | 5.720510146929770e+002 | 5.6372e-06 |  | 5.720510146929770e+002 | 4.8826e-06 |  | 572.4477 | 4.0063e-06 | 25.9169 | 4.0063e-06
5.724476676945217e+002 | 1.5458e-07 | 572.4477 | 5.724476676945217e+002 | 2.8217e-06 |  | 5.724476676945217e+002 | 5.6372e-06 |  | 5.724476676945217e+002 | 4.8825e-06 |  | 572.8446 | 4.0063e-06 | 25.9177 | 4.0063e-06
5.728445957302845e+002 | 1.5457e-07 | 572.8446 | 5.728445957302845e+002 | 2.8217e-06 |  | 5.728445957302845e+002 | 5.6372e-06 |  | 5.728445957302845e+002 | 4.8825e-06 |  | 573.2418 | 4.0063e-06 | 25.9184 | 4.0063e-06
5.732417989909710e+002 | 1.5457e-07 | 573.2418 | 5.732417989909710e+002 | 2.8216e-06 |  | 5.732417989909710e+002 | 5.6372e-06 |  | 5.732417989909710e+002 | 4.8825e-06 |  | 573.6393 | 4.0063e-06 | 25.9191 | 4.0063e-06
5.736392776674185e+002 | 1.5456e-07 | 573.6393 | 5.736392776674185e+002 | 2.8216e-06 |  | 5.736392776674185e+002 | 5.6371e-06 |  | 5.736392776674185e+002 | 4.8825e-06 |  | 574.037 | 4.0063e-06 | 25.9198 | 4.0063e-06
5.740370319505969e+002 | 1.5456e-07 | 574.037 | 5.740370319505969e+002 | 2.8216e-06 |  | 5.740370319505969e+002 | 5.6371e-06 |  | 5.740370319505969e+002 | 4.8825e-06 |  | 574.4351 | 4.0063e-06 | 25.9205 | 4.0063e-06
5.744350620316084e+002 | 1.5455e-07 | 574.4351 | 5.744350620316084e+002 | 2.8216e-06 |  | 5.744350620316084e+002 | 5.6371e-06 |  | 5.744350620316084e+002 | 4.8825e-06 |  | 574.8334 | 4.0063e-06 | 25.9213 | 4.0063e-06
5.748333681016878e+002 | 1.5455e-07 | 574.8334 | 5.748333681016878e+002 | 2.8216e-06 |  | 5.748333681016878e+002 | 5.6371e-06 |  | 5.748333681016878e+002 | 4.8824e-06 |  | 575.232 | 4.0063e-06 | 25.922 | 4.0063e-06
5.752319503522026e+002 | 1.5455e-07 | 575.232 | 5.752319503522026e+002 | 2.8216e-06 |  | 5.752319503522026e+002 | 5.637e-06 |  | 5.752319503522026e+002 | 4.8824e-06 |  | 575.6308 | 4.0062e-06 | 25.9227 | 4.0062e-06
5.756308089746526e+002 | 1.5454e-07 | 575.6308 | 5.756308089746526e+002 | 2.8216e-06 |  | 5.756308089746526e+002 | 5.637e-06 |  | 5.756308089746526e+002 | 4.8824e-06 |  | 576.0299 | 4.0062e-06 | 25.9234 | 4.0062e-06
5.760299441606708e+002 | 1.5454e-07 | 576.0299 | 5.760299441606708e+002 | 2.8216e-06 |  | 5.760299441606708e+002 | 5.637e-06 |  | 5.760299441606708e+002 | 4.8824e-06 |  | 576.4294 | 4.0062e-06 | 25.9241 | 4.0062e-06
5.764293561020228e+002 | 1.5453e-07 | 576.4294 | 5.764293561020228e+002 | 2.8216e-06 |  | 5.764293561020228e+002 | 5.637e-06 |  | 5.764293561020228e+002 | 4.8824e-06 |  | 576.829 | 4.0062e-06 | 25.9248 | 4.0062e-06
5.768290449906074e+002 | 1.5453e-07 | 576.829 | 5.768290449906074e+002 | 2.8215e-06 |  | 5.768290449906074e+002 | 5.637e-06 |  | 5.768290449906074e+002 | 4.8823e-06 |  | 577.229 | 4.0062e-06 | 25.9255 | 4.0062e-06
5.772290110184562e+002 | 1.5452e-07 | 577.229 | 5.772290110184562e+002 | 2.8215e-06 |  | 5.772290110184562e+002 | 5.6369e-06 |  | 5.772290110184562e+002 | 4.8823e-06 |  | 577.6293 | 4.0062e-06 | 25.9263 | 4.0062e-06
5.776292543777342e+002 | 1.5452e-07 | 577.6293 | 5.776292543777342e+002 | 2.8215e-06 |  | 5.776292543777342e+002 | 5.6369e-06 |  | 5.776292543777342e+002 | 4.8823e-06 |  | 578.0298 | 4.0062e-06 | 25.927 | 4.0062e-06
5.780297752607396e+002 | 1.5452e-07 | 578.0298 | 5.780297752607396e+002 | 2.8215e-06 |  | 5.780297752607396e+002 | 5.6369e-06 |  | 5.780297752607396e+002 | 4.8823e-06 |  | 578.4306 | 4.0062e-06 | 25.9277 | 4.0062e-06
5.784305738599037e+002 | 1.5451e-07 | 578.4306 | 5.784305738599037e+002 | 2.8215e-06 |  | 5.784305738599037e+002 | 5.6369e-06 |  | 5.784305738599037e+002 | 4.8823e-06 |  | 578.8317 | 4.0062e-06 | 25.9284 | 4.0062e-06
5.788316503677914e+002 | 1.5451e-07 | 578.8317 | 5.788316503677914e+002 | 2.8215e-06 |  | 5.788316503677914e+002 | 5.6368e-06 |  | 5.788316503677914e+002 | 4.8822e-06 |  | 579.233 | 4.0062e-06 | 25.9291 | 4.0062e-06
5.792330049771014e+002 | 1.545e-07 | 579.233 | 5.792330049771014e+002 | 2.8215e-06 |  | 5.792330049771014e+002 | 5.6368e-06 |  | 5.792330049771014e+002 | 4.8822e-06 |  | 579.6346 | 4.0062e-06 | 25.9298 | 4.0062e-06
5.796346378806653e+002 | 1.545e-07 | 579.6346 | 5.796346378806653e+002 | 2.8215e-06 |  | 5.796346378806653e+002 | 5.6368e-06 |  | 5.796346378806653e+002 | 4.8822e-06 |  | 580.0365 | 4.0062e-06 | 25.9305 | 4.0062e-06
5.800365492714493e+002 | 1.5449e-07 | 580.0365 | 5.800365492714493e+002 | 2.8215e-06 |  | 5.800365492714493e+002 | 5.6368e-06 |  | 5.800365492714493e+002 | 4.8822e-06 |  | 580.4387 | 4.0062e-06 | 25.9312 | 4.0062e-06
5.804387393425526e+002 | 1.5449e-07 | 580.4387 | 5.804387393425526e+002 | 2.8214e-06 |  | 5.804387393425526e+002 | 5.6368e-06 |  | 5.804387393425526e+002 | 4.8822e-06 |  | 580.8412 | 4.0062e-06 | 25.9319 | 4.0062e-06
5.808412082872088e+002 | 1.5448e-07 | 580.8412 | 5.808412082872088e+002 | 2.8214e-06 |  | 5.808412082872088e+002 | 5.6367e-06 |  | 5.808412082872088e+002 | 4.8821e-06 |  | 581.244 | 4.0062e-06 | 25.9326 | 4.0062e-06
5.812439562987854e+002 | 1.5448e-07 | 581.244 | 5.812439562987854e+002 | 2.8214e-06 |  | 5.812439562987854e+002 | 5.6367e-06 |  | 5.812439562987854e+002 | 4.8821e-06 |  | 581.647 | 4.0062e-06 | 25.9334 | 4.0062e-06
5.816469835707837e+002 | 1.5448e-07 | 581.647 | 5.816469835707837e+002 | 2.8214e-06 |  | 5.816469835707837e+002 | 5.6367e-06 |  | 5.816469835707837e+002 | 4.8821e-06 |  | 582.0503 | 4.0062e-06 | 25.934 | 4.0062e-06
5.820502902968395e+002 | 1.5447e-07 | 582.0503 | 5.820502902968395e+002 | 2.8214e-06 |  | 5.820502902968395e+002 | 5.6367e-06 |  | 5.820502902968395e+002 | 4.8821e-06 |  | 582.4539 | 4.0062e-06 | 25.9348 | 4.0062e-06
5.824538766707228e+002 | 1.5447e-07 | 582.4539 | 5.824538766707228e+002 | 2.8214e-06 |  | 5.824538766707228e+002 | 5.6366e-06 |  | 5.824538766707228e+002 | 4.8821e-06 |  | 582.8577 | 4.0062e-06 | 25.9354 | 4.0062e-06
5.828577428863378e+002 | 1.5446e-07 | 582.8577 | 5.828577428863378e+002 | 2.8214e-06 |  | 5.828577428863378e+002 | 5.6366e-06 |  | 5.828577428863378e+002 | 4.8821e-06 |  | 583.2619 | 4.0062e-06 | 25.9361 | 4.0062e-06
5.832618891377232e+002 | 1.5446e-07 | 583.2619 | 5.832618891377232e+002 | 2.8214e-06 |  | 5.832618891377232e+002 | 5.6366e-06 |  | 5.832618891377232e+002 | 4.882e-06 |  | 583.6663 | 4.0062e-06 | 25.9369 | 4.0062e-06
5.836663156190524e+002 | 1.5445e-07 | 583.6663 | 5.836663156190524e+002 | 2.8214e-06 |  | 5.836663156190524e+002 | 5.6366e-06 |  | 5.836663156190524e+002 | 4.882e-06 |  | 584.071 | 4.0062e-06 | 25.9375 | 4.0062e-06
5.840710225246332e+002 | 1.5445e-07 | 584.071 | 5.840710225246332e+002 | 2.8213e-06 |  | 5.840710225246332e+002 | 5.6366e-06 |  | 5.840710225246332e+002 | 4.882e-06 |  | 584.476 | 4.0062e-06 | 25.9382 | 4.0062e-06
5.844760100489085e+002 | 1.5445e-07 | 584.476 | 5.844760100489085e+002 | 2.8213e-06 |  | 5.844760100489085e+002 | 5.6365e-06 |  | 5.844760100489085e+002 | 4.882e-06 |  | 584.8813 | 4.0061e-06 | 25.939 | 4.0062e-06
5.848812783864556e+002 | 1.5444e-07 | 584.8813 | 5.848812783864556e+002 | 2.8213e-06 |  | 5.848812783864556e+002 | 5.6365e-06 |  | 5.848812783864556e+002 | 4.882e-06 |  | 585.2868 | 4.0061e-06 | 25.9396 | 4.0061e-06
5.852868277319868e+002 | 1.5444e-07 | 585.2868 | 5.852868277319868e+002 | 2.8213e-06 |  | 5.852868277319868e+002 | 5.6365e-06 |  | 5.852868277319868e+002 | 4.8819e-06 |  | 585.6927 | 4.0061e-06 | 25.9403 | 4.0061e-06
5.856926582803499e+002 | 1.5443e-07 | 585.6927 | 5.856926582803499e+002 | 2.8213e-06 |  | 5.856926582803499e+002 | 5.6365e-06 |  | 5.856926582803499e+002 | 4.8819e-06 |  | 586.0988 | 4.0061e-06 | 25.941 | 4.0061e-06
5.860987702265269e+002 | 1.5443e-07 | 586.0988 | 5.860987702265269e+002 | 2.8213e-06 |  | 5.860987702265269e+002 | 5.6364e-06 |  | 5.860987702265269e+002 | 4.8819e-06 |  | 586.5052 | 4.0061e-06 | 25.9417 | 4.0061e-06
5.865051637656360e+002 | 1.5442e-07 | 586.5052 | 5.865051637656360e+002 | 2.8213e-06 |  | 5.865051637656360e+002 | 5.6364e-06 |  | 5.865051637656360e+002 | 4.8819e-06 |  | 586.9118 | 4.0061e-06 | 25.9424 | 4.0061e-06
5.869118390929299e+002 | 1.5442e-07 | 586.9118 | 5.869118390929299e+002 | 2.8213e-06 |  | 5.869118390929299e+002 | 5.6364e-06 |  | 5.869118390929299e+002 | 4.8819e-06 |  | 587.3188 | 4.0061e-06 | 25.9431 | 4.0061e-06
5.873187964037970e+002 | 1.5442e-07 | 587.3188 | 5.873187964037970e+002 | 2.8213e-06 |  | 5.873187964037970e+002 | 5.6364e-06 |  | 5.873187964037970e+002 | 4.8818e-06 |  | 587.726 | 4.0061e-06 | 25.9438 | 4.0061e-06
5.877260358937614e+002 | 1.5441e-07 | 587.726 | 5.877260358937614e+002 | 2.8212e-06 |  | 5.877260358937614e+002 | 5.6364e-06 |  | 5.877260358937614e+002 | 4.8818e-06 |  | 588.1336 | 4.0061e-06 | 25.9445 | 4.0061e-06
5.881335577584823e+002 | 1.5441e-07 | 588.1336 | 5.881335577584823e+002 | 2.8212e-06 |  | 5.881335577584823e+002 | 5.6363e-06 |  | 5.881335577584823e+002 | 4.8818e-06 |  | 588.5414 | 4.0061e-06 | 25.9452 | 4.0061e-06
5.885413621937549e+002 | 1.544e-07 | 588.5414 | 5.885413621937549e+002 | 2.8212e-06 |  | 5.885413621937549e+002 | 5.6363e-06 |  | 5.885413621937549e+002 | 4.8818e-06 |  | 588.9494 | 4.0061e-06 | 25.9459 | 4.0061e-06
5.889494493955102e+002 | 1.544e-07 | 588.9494 | 5.889494493955102e+002 | 2.8212e-06 |  | 5.889494493955102e+002 | 5.6363e-06 |  | 5.889494493955102e+002 | 4.8818e-06 |  | 589.3578 | 4.0061e-06 | 25.9466 | 4.0061e-06
5.893578195598149e+002 | 1.5439e-07 | 589.3578 | 5.893578195598149e+002 | 2.8212e-06 |  | 5.893578195598149e+002 | 5.6363e-06 |  | 5.893578195598149e+002 | 4.8817e-06 |  | 589.7665 | 4.0061e-06 | 25.9473 | 4.0061e-06
5.897664728828715e+002 | 1.5439e-07 | 589.7665 | 5.897664728828715e+002 | 2.8212e-06 |  | 5.897664728828715e+002 | 5.6362e-06 |  | 5.897664728828715e+002 | 4.8817e-06 |  | 590.1754 | 4.0061e-06 | 25.948 | 4.0061e-06
5.901754095610189e+002 | 1.5439e-07 | 590.1754 | 5.901754095610189e+002 | 2.8212e-06 |  | 5.901754095610189e+002 | 5.6362e-06 |  | 5.901754095610189e+002 | 4.8817e-06 |  | 590.5846 | 4.0061e-06 | 25.9486 | 4.0061e-06
5.905846297907319e+002 | 1.5438e-07 | 590.5846 | 5.905846297907319e+002 | 2.8212e-06 |  | 5.905846297907319e+002 | 5.6362e-06 |  | 5.905846297907319e+002 | 4.8817e-06 |  | 590.9941 | 4.0061e-06 | 25.9493 | 4.0061e-06
5.909941337686216e+002 | 1.5438e-07 | 590.9941 | 5.909941337686216e+002 | 2.8212e-06 |  | 5.909941337686216e+002 | 5.6362e-06 |  | 5.909941337686216e+002 | 4.8817e-06 |  | 591.4039 | 4.0061e-06 | 25.95 | 4.0061e-06
5.914039216914355e+002 | 1.5437e-07 | 591.4039 | 5.914039216914355e+002 | 2.8211e-06 |  | 5.914039216914355e+002 | 5.6362e-06 |  | 5.914039216914355e+002 | 4.8816e-06 |  | 591.814 | 4.0061e-06 | 25.9507 | 4.0061e-06
5.918139937560574e+002 | 1.5437e-07 | 591.814 | 5.918139937560574e+002 | 2.8211e-06 |  | 5.918139937560574e+002 | 5.6361e-06 |  | 5.918139937560574e+002 | 4.8816e-06 |  | 592.2244 | 4.0061e-06 | 25.9514 | 4.0061e-06
5.922243501595076e+002 | 1.5436e-07 | 592.2244 | 5.922243501595076e+002 | 2.8211e-06 |  | 5.922243501595076e+002 | 5.6361e-06 |  | 5.922243501595076e+002 | 4.8816e-06 |  | 592.635 | 4.0061e-06 | 25.9521 | 4.0061e-06
5.926349910989432e+002 | 1.5436e-07 | 592.635 | 5.926349910989432e+002 | 2.8211e-06 |  | 5.926349910989432e+002 | 5.6361e-06 |  | 5.926349910989432e+002 | 4.8816e-06 |  | 593.0459 | 4.0061e-06 | 25.9528 | 4.0061e-06
5.930459167716577e+002 | 1.5436e-07 | 593.0459 | 5.930459167716577e+002 | 2.8211e-06 |  | 5.930459167716577e+002 | 5.6361e-06 |  | 5.930459167716577e+002 | 4.8816e-06 |  | 593.4571 | 4.0061e-06 | 25.9535 | 4.0061e-06
5.934571273750818e+002 | 1.5435e-07 | 593.4571 | 5.934571273750818e+002 | 2.8211e-06 |  | 5.934571273750818e+002 | 5.636e-06 |  | 5.934571273750818e+002 | 4.8815e-06 |  | 593.8686 | 4.0061e-06 | 25.9541 | 4.0061e-06
5.938686231067828e+002 | 1.5435e-07 | 593.8686 | 5.938686231067828e+002 | 2.8211e-06 |  | 5.938686231067828e+002 | 5.636e-06 |  | 5.938686231067828e+002 | 4.8815e-06 |  | 594.2804 | 4.0061e-06 | 25.9548 | 4.0061e-06
5.942804041644650e+002 | 1.5434e-07 | 594.2804 | 5.942804041644650e+002 | 2.8211e-06 |  | 5.942804041644650e+002 | 5.636e-06 |  | 5.942804041644650e+002 | 4.8815e-06 |  | 594.6925 | 4.006e-06 | 25.9555 | 4.006e-06
5.946924707459700e+002 | 1.5434e-07 | 594.6925 | 5.946924707459700e+002 | 2.821e-06 |  | 5.946924707459700e+002 | 5.636e-06 |  | 5.946924707459700e+002 | 4.8815e-06 |  | 595.1048 | 4.006e-06 | 25.9562 | 4.006e-06
5.951048230492764e+002 | 1.5433e-07 | 595.1048 | 5.951048230492764e+002 | 2.821e-06 |  | 5.951048230492764e+002 | 5.6359e-06 |  | 5.951048230492764e+002 | 4.8815e-06 |  | 595.5175 | 4.006e-06 | 25.9569 | 4.006e-06
5.955174612725001e+002 | 1.5433e-07 | 595.5175 | 5.955174612725001e+002 | 2.821e-06 |  | 5.955174612725001e+002 | 5.6359e-06 |  | 5.955174612725001e+002 | 4.8814e-06 |  | 595.9304 | 4.006e-06 | 25.9575 | 4.006e-06
5.959303856138943e+002 | 1.5433e-07 | 595.9304 | 5.959303856138943e+002 | 2.821e-06 |  | 5.959303856138943e+002 | 5.6359e-06 |  | 5.959303856138943e+002 | 4.8814e-06 |  | 596.3436 | 4.006e-06 | 25.9582 | 4.006e-06
5.963435962718497e+002 | 1.5432e-07 | 596.3436 | 5.963435962718497e+002 | 2.821e-06 |  | 5.963435962718497e+002 | 5.6359e-06 |  | 5.963435962718497e+002 | 4.8814e-06 |  | 596.7571 | 4.006e-06 | 25.9589 | 4.006e-06
5.967570934448950e+002 | 1.5432e-07 | 596.7571 | 5.967570934448950e+002 | 2.821e-06 |  | 5.967570934448950e+002 | 5.6358e-06 |  | 5.967570934448950e+002 | 4.8814e-06 |  | 597.1709 | 4.006e-06 | 25.9596 | 4.006e-06
5.971708773316957e+002 | 1.5431e-07 | 597.1709 | 5.971708773316957e+002 | 2.821e-06 |  | 5.971708773316957e+002 | 5.6358e-06 |  | 5.971708773316957e+002 | 4.8814e-06 |  | 597.5849 | 4.006e-06 | 25.9602 | 4.006e-06
5.975849481310557e+002 | 1.5431e-07 | 597.5849 | 5.975849481310557e+002 | 2.821e-06 |  | 5.975849481310557e+002 | 5.6358e-06 |  | 5.975849481310557e+002 | 4.8813e-06 |  | 597.9993 | 4.006e-06 | 25.9609 | 4.006e-06
5.979993060419167e+002 | 1.5431e-07 | 597.9993 | 5.979993060419167e+002 | 2.821e-06 |  | 5.979993060419167e+002 | 5.6358e-06 |  | 5.979993060419167e+002 | 4.8813e-06 |  | 598.414 | 4.006e-06 | 25.9616 | 4.006e-06
5.984139512633581e+002 | 1.543e-07 | 598.414 | 5.984139512633581e+002 | 2.8209e-06 |  | 5.984139512633581e+002 | 5.6358e-06 |  | 5.984139512633581e+002 | 4.8813e-06 |  | 598.8289 | 4.006e-06 | 25.9623 | 4.006e-06
5.988288839945974e+002 | 1.543e-07 | 598.8289 | 5.988288839945974e+002 | 2.8209e-06 |  | 5.988288839945974e+002 | 5.6357e-06 |  | 5.988288839945974e+002 | 4.8813e-06 |  | 599.2441 | 4.006e-06 | 25.9629 | 4.006e-06
5.992441044349904e+002 | 1.5429e-07 | 599.2441 | 5.992441044349904e+002 | 2.8209e-06 |  | 5.992441044349904e+002 | 5.6357e-06 |  | 5.992441044349904e+002 | 4.8813e-06 |  | 599.6596 | 4.006e-06 | 25.9636 | 4.006e-06
5.996596127840311e+002 | 1.5429e-07 | 599.6596 | 5.996596127840311e+002 | 2.8209e-06 |  | 5.996596127840311e+002 | 5.6357e-06 |  | 5.996596127840311e+002 | 4.8812e-06 |  | 600.0754 | 4.006e-06 | 25.9643 | 4.006e-06
6.000754092413514e+002 | 1.5428e-07 | 600.0754 | 6.000754092413514e+002 | 2.8209e-06 |  | 6.000754092413514e+002 | 5.6357e-06 |  | 6.000754092413514e+002 | 4.8812e-06 |  | 600.4915 | 4.006e-06 | 25.965 | 4.006e-06
6.004914940067223e+002 | 1.5428e-07 | 600.4915 | 6.004914940067223e+002 | 2.8209e-06 |  | 6.004914940067223e+002 | 5.6356e-06 |  | 6.004914940067223e+002 | 4.8812e-06 |  | 600.9079 | 4.006e-06 | 25.9656 | 4.006e-06
6.009078672800529e+002 | 1.5428e-07 | 600.9079 | 6.009078672800529e+002 | 2.8209e-06 |  | 6.009078672800529e+002 | 5.6356e-06 |  | 6.009078672800529e+002 | 4.8812e-06 |  | 601.3245 | 4.006e-06 | 25.9663 | 4.006e-06
6.013245292613909e+002 | 1.5427e-07 | 601.3245 | 6.013245292613909e+002 | 2.8209e-06 |  | 6.013245292613909e+002 | 5.6356e-06 |  | 6.013245292613909e+002 | 4.8812e-06 |  | 601.7415 | 4.006e-06 | 25.967 | 4.006e-06
6.017414801509231e+002 | 1.5427e-07 | 601.7415 | 6.017414801509231e+002 | 2.8208e-06 |  | 6.017414801509231e+002 | 5.6356e-06 |  | 6.017414801509231e+002 | 4.8811e-06 |  | 602.1587 | 4.006e-06 | 25.9676 | 4.006e-06
6.021587201489743e+002 | 1.5426e-07 | 602.1587 | 6.021587201489743e+002 | 2.8208e-06 |  | 6.021587201489743e+002 | 5.6355e-06 |  | 6.021587201489743e+002 | 4.8811e-06 |  | 602.5762 | 4.006e-06 | 25.9683 | 4.006e-06
6.025762494560092e+002 | 1.5426e-07 | 602.5762 | 6.025762494560092e+002 | 2.8208e-06 |  | 6.025762494560092e+002 | 5.6355e-06 |  | 6.025762494560092e+002 | 4.8811e-06 |  | 602.9941 | 4.006e-06 | 25.969 | 4.006e-06
6.029940682726309e+002 | 1.5426e-07 | 602.9941 | 6.029940682726309e+002 | 2.8208e-06 |  | 6.029940682726309e+002 | 5.6355e-06 |  | 6.029940682726309e+002 | 4.8811e-06 |  | 603.4122 | 4.006e-06 | 25.9696 | 4.006e-06
6.034121767995816e+002 | 1.5425e-07 | 603.4122 | 6.034121767995816e+002 | 2.8208e-06 |  | 6.034121767995816e+002 | 5.6355e-06 |  | 6.034121767995816e+002 | 4.881e-06 |  | 603.8306 | 4.006e-06 | 25.9703 | 4.006e-06
6.038305752377430e+002 | 1.5425e-07 | 603.8306 | 6.038305752377430e+002 | 2.8208e-06 |  | 6.038305752377430e+002 | 5.6354e-06 |  | 6.038305752377430e+002 | 4.881e-06 |  | 604.2493 | 4.006e-06 | 25.971 | 4.006e-06
6.042492637881356e+002 | 1.5424e-07 | 604.2493 | 6.042492637881356e+002 | 2.8208e-06 |  | 6.042492637881356e+002 | 5.6354e-06 |  | 6.042492637881356e+002 | 4.881e-06 |  | 604.6682 | 4.0059e-06 | 25.9717 | 4.0059e-06
6.046682426519200e+002 | 1.5424e-07 | 604.6682 | 6.046682426519200e+002 | 2.8208e-06 |  | 6.046682426519200e+002 | 5.6354e-06 |  | 6.046682426519200e+002 | 4.881e-06 |  | 605.0875 | 4.0059e-06 | 25.9723 | 4.0059e-06
6.050875120303955e+002 | 1.5423e-07 | 605.0875 | 6.050875120303955e+002 | 2.8207e-06 |  | 6.050875120303955e+002 | 5.6354e-06 |  | 6.050875120303955e+002 | 4.881e-06 |  | 605.5071 | 4.0059e-06 | 25.973 | 4.0059e-06
6.055070721250014e+002 | 1.5423e-07 | 605.5071 | 6.055070721250014e+002 | 2.8207e-06 |  | 6.055070721250014e+002 | 5.6353e-06 |  | 6.055070721250014e+002 | 4.8809e-06 |  | 605.9269 | 4.0059e-06 | 25.9736 | 4.0059e-06
6.059269231373169e+002 | 1.5423e-07 | 605.9269 | 6.059269231373169e+002 | 2.8207e-06 |  | 6.059269231373169e+002 | 5.6353e-06 |  | 6.059269231373169e+002 | 4.8809e-06 |  | 606.3471 | 4.0059e-06 | 25.9743 | 4.0059e-06
6.063470652690603e+002 | 1.5422e-07 | 606.3471 | 6.063470652690603e+002 | 2.8207e-06 |  | 6.063470652690603e+002 | 5.6353e-06 |  | 6.063470652690603e+002 | 4.8809e-06 |  | 606.7675 | 4.0059e-06 | 25.975 | 4.0059e-06
6.067674987220904e+002 | 1.5422e-07 | 606.7675 | 6.067674987220904e+002 | 2.8207e-06 |  | 6.067674987220904e+002 | 5.6353e-06 |  | 6.067674987220904e+002 | 4.8809e-06 |  | 607.1882 | 4.0059e-06 | 25.9756 | 4.0059e-06
6.071882236984058e+002 | 1.5421e-07 | 607.1882 | 6.071882236984058e+002 | 2.8207e-06 |  | 6.071882236984058e+002 | 5.6353e-06 |  | 6.071882236984058e+002 | 4.8809e-06 |  | 607.6092 | 4.0059e-06 | 25.9763 | 4.0059e-06
6.076092404001448e+002 | 1.5421e-07 | 607.6092 | 6.076092404001448e+002 | 2.8207e-06 |  | 6.076092404001448e+002 | 5.6352e-06 |  | 6.076092404001448e+002 | 4.8808e-06 |  | 608.0305 | 4.0059e-06 | 25.9769 | 4.0059e-06
6.080305490295864e+002 | 1.5421e-07 | 608.0305 | 6.080305490295864e+002 | 2.8207e-06 |  | 6.080305490295864e+002 | 5.6352e-06 |  | 6.080305490295864e+002 | 4.8808e-06 |  | 608.4521 | 4.0059e-06 | 25.9776 | 4.0059e-06
6.084521497891495e+002 | 1.542e-07 | 608.4521 | 6.084521497891495e+002 | 2.8206e-06 |  | 6.084521497891495e+002 | 5.6352e-06 |  | 6.084521497891495e+002 | 4.8808e-06 |  | 608.874 | 4.0059e-06 | 25.9783 | 4.0059e-06
6.088740428813936e+002 | 1.542e-07 | 608.874 | 6.088740428813936e+002 | 2.8206e-06 |  | 6.088740428813936e+002 | 5.6352e-06 |  | 6.088740428813936e+002 | 4.8808e-06 |  | 609.2962 | 4.0059e-06 | 25.9789 | 4.0059e-06
6.092962285090183e+002 | 1.5419e-07 | 609.2962 | 6.092962285090183e+002 | 2.8206e-06 |  | 6.092962285090183e+002 | 5.6351e-06 |  | 6.092962285090183e+002 | 4.8808e-06 |  | 609.7187 | 4.0059e-06 | 25.9796 | 4.0059e-06
6.097187068748641e+002 | 1.5419e-07 | 609.7187 | 6.097187068748641e+002 | 2.8206e-06 |  | 6.097187068748641e+002 | 5.6351e-06 |  | 6.097187068748641e+002 | 4.8807e-06 |  | 610.1415 | 4.0059e-06 | 25.9802 | 4.0059e-06
6.101414781819120e+002 | 1.5419e-07 | 610.1415 | 6.101414781819120e+002 | 2.8206e-06 |  | 6.101414781819120e+002 | 5.6351e-06 |  | 6.101414781819120e+002 | 4.8807e-06 |  | 610.5645 | 4.0059e-06 | 25.9809 | 4.0059e-06
6.105645426332837e+002 | 1.5418e-07 | 610.5645 | 6.105645426332837e+002 | 2.8206e-06 |  | 6.105645426332837e+002 | 5.6351e-06 |  | 6.105645426332837e+002 | 4.8807e-06 |  | 610.9879 | 4.0059e-06 | 25.9815 | 4.0059e-06
6.109879004322420e+002 | 1.5418e-07 | 610.9879 | 6.109879004322420e+002 | 2.8206e-06 |  | 6.109879004322420e+002 | 5.635e-06 |  | 6.109879004322420e+002 | 4.8807e-06 |  | 611.4116 | 4.0059e-06 | 25.9822 | 4.0059e-06
6.114115517821901e+002 | 1.5417e-07 | 611.4116 | 6.114115517821901e+002 | 2.8206e-06 |  | 6.114115517821901e+002 | 5.635e-06 |  | 6.114115517821901e+002 | 4.8806e-06 |  | 611.8355 | 4.0059e-06 | 25.9828 | 4.0059e-06
6.118354968866729e+002 | 1.5417e-07 | 611.8355 | 6.118354968866729e+002 | 2.8205e-06 |  | 6.118354968866729e+002 | 5.635e-06 |  | 6.118354968866729e+002 | 4.8806e-06 |  | 612.2597 | 4.0059e-06 | 25.9835 | 4.0059e-06
6.122597359493759e+002 | 1.5417e-07 | 612.2597 | 6.122597359493759e+002 | 2.8205e-06 |  | 6.122597359493759e+002 | 5.635e-06 |  | 6.122597359493759e+002 | 4.8806e-06 |  | 612.6843 | 4.0059e-06 | 25.9842 | 4.0059e-06
6.126842691741261e+002 | 1.5416e-07 | 612.6843 | 6.126842691741261e+002 | 2.8205e-06 |  | 6.126842691741261e+002 | 5.6349e-06 |  | 6.126842691741261e+002 | 4.8806e-06 |  | 613.1091 | 4.0059e-06 | 25.9848 | 4.0059e-06
6.131090967648919e+002 | 1.5416e-07 | 613.1091 | 6.131090967648919e+002 | 2.8205e-06 |  | 6.131090967648919e+002 | 5.6349e-06 |  | 6.131090967648919e+002 | 4.8806e-06 |  | 613.5342 | 4.0059e-06 | 25.9855 | 4.0059e-06
6.135342189257827e+002 | 1.5415e-07 | 613.5342 | 6.135342189257827e+002 | 2.8205e-06 |  | 6.135342189257827e+002 | 5.6349e-06 |  | 6.135342189257827e+002 | 4.8805e-06 |  | 613.9596 | 4.0059e-06 | 25.9861 | 4.0059e-06
6.139596358610501e+002 | 1.5415e-07 | 613.9596 | 6.139596358610501e+002 | 2.8205e-06 |  | 6.139596358610501e+002 | 5.6349e-06 |  | 6.139596358610501e+002 | 4.8805e-06 |  | 614.3853 | 4.0059e-06 | 25.9868 | 4.0059e-06
6.143853477750868e+002 | 1.5415e-07 | 614.3853 | 6.143853477750868e+002 | 2.8205e-06 |  | 6.143853477750868e+002 | 5.6348e-06 |  | 6.143853477750868e+002 | 4.8805e-06 |  | 614.8114 | 4.0058e-06 | 25.9874 | 4.0059e-06
6.148113548724273e+002 | 1.5414e-07 | 614.8114 | 6.148113548724273e+002 | 2.8205e-06 |  | 6.148113548724273e+002 | 5.6348e-06 |  | 6.148113548724273e+002 | 4.8805e-06 |  | 615.2377 | 4.0058e-06 | 25.9881 | 4.0058e-06
6.152376573577479e+002 | 1.5414e-07 | 615.2377 | 6.152376573577479e+002 | 2.8204e-06 |  | 6.152376573577479e+002 | 5.6348e-06 |  | 6.152376573577479e+002 | 4.8805e-06 |  | 615.6643 | 4.0058e-06 | 25.9887 | 4.0058e-06
6.156642554358673e+002 | 1.5413e-07 | 615.6643 | 6.156642554358673e+002 | 2.8204e-06 |  | 6.156642554358673e+002 | 5.6348e-06 |  | 6.156642554358673e+002 | 4.8804e-06 |  | 616.0911 | 4.0058e-06 | 25.9894 | 4.0058e-06
6.160911493117455e+002 | 1.5413e-07 | 616.0911 | 6.160911493117455e+002 | 2.8204e-06 |  | 6.160911493117455e+002 | 5.6347e-06 |  | 6.160911493117455e+002 | 4.8804e-06 |  | 616.5183 | 4.0058e-06 | 25.99 | 4.0058e-06
6.165183391904852e+002 | 1.5413e-07 | 616.5183 | 6.165183391904852e+002 | 2.8204e-06 |  | 6.165183391904852e+002 | 5.6347e-06 |  | 6.165183391904852e+002 | 4.8804e-06 |  | 616.9458 | 4.0058e-06 | 25.9907 | 4.0058e-06
6.169458252773310e+002 | 1.5412e-07 | 616.9458 | 6.169458252773310e+002 | 2.8204e-06 |  | 6.169458252773310e+002 | 5.6347e-06 |  | 6.169458252773310e+002 | 4.8804e-06 |  | 617.3736 | 4.0058e-06 | 25.9913 | 4.0058e-06
6.173736077776697e+002 | 1.5412e-07 | 617.3736 | 6.173736077776697e+002 | 2.8204e-06 |  | 6.173736077776697e+002 | 5.6347e-06 |  | 6.173736077776697e+002 | 4.8803e-06 |  | 617.8017 | 4.0058e-06 | 25.9919 | 4.0058e-06
6.178016868970309e+002 | 1.5411e-07 | 617.8017 | 6.178016868970309e+002 | 2.8204e-06 |  | 6.178016868970309e+002 | 5.6346e-06 |  | 6.178016868970309e+002 | 4.8803e-06 |  | 618.2301 | 4.0058e-06 | 25.9926 | 4.0058e-06
6.182300628410865e+002 | 1.5411e-07 | 618.2301 | 6.182300628410865e+002 | 2.8204e-06 |  | 6.182300628410865e+002 | 5.6346e-06 |  | 6.182300628410865e+002 | 4.8803e-06 |  | 618.6587 | 4.0058e-06 | 25.9932 | 4.0058e-06
6.186587358156510e+002 | 1.5411e-07 | 618.6587 | 6.186587358156510e+002 | 2.8203e-06 |  | 6.186587358156510e+002 | 5.6346e-06 |  | 6.186587358156510e+002 | 4.8803e-06 |  | 619.0877 | 4.0058e-06 | 25.9939 | 4.0058e-06
6.190877060266815e+002 | 1.541e-07 | 619.0877 | 6.190877060266815e+002 | 2.8203e-06 |  | 6.190877060266815e+002 | 5.6346e-06 |  | 6.190877060266815e+002 | 4.8803e-06 |  | 619.517 | 4.0058e-06 | 25.9945 | 4.0058e-06
6.195169736802782e+002 | 1.541e-07 | 619.517 | 6.195169736802782e+002 | 2.8203e-06 |  | 6.195169736802782e+002 | 5.6345e-06 |  | 6.195169736802782e+002 | 4.8802e-06 |  | 619.9465 | 4.0058e-06 | 25.9951 | 4.0058e-06
6.199465389826841e+002 | 1.5409e-07 | 619.9465 | 6.199465389826841e+002 | 2.8203e-06 |  | 6.199465389826841e+002 | 5.6345e-06 |  | 6.199465389826841e+002 | 4.8802e-06 |  | 620.3764 | 4.0058e-06 | 25.9958 | 4.0058e-06
6.203764021402849e+002 | 1.5409e-07 | 620.3764 | 6.203764021402849e+002 | 2.8203e-06 |  | 6.203764021402849e+002 | 5.6345e-06 |  | 6.203764021402849e+002 | 4.8802e-06 |  | 620.8066 | 4.0058e-06 | 25.9964 | 4.0058e-06
6.208065633596098e+002 | 1.5409e-07 | 620.8066 | 6.208065633596098e+002 | 2.8203e-06 |  | 6.208065633596098e+002 | 5.6345e-06 |  | 6.208065633596098e+002 | 4.8802e-06 |  | 621.237 | 4.0058e-06 | 25.9971 | 4.0058e-06
6.212370228473311e+002 | 1.5408e-07 | 621.237 | 6.212370228473311e+002 | 2.8203e-06 |  | 6.212370228473311e+002 | 5.6344e-06 |  | 6.212370228473311e+002 | 4.8801e-06 |  | 621.6678 | 4.0058e-06 | 25.9977 | 4.0058e-06
6.216677808102644e+002 | 1.5408e-07 | 621.6678 | 6.216677808102644e+002 | 2.8203e-06 |  | 6.216677808102644e+002 | 5.6344e-06 |  | 6.216677808102644e+002 | 4.8801e-06 |  | 622.0988 | 4.0058e-06 | 25.9984 | 4.0058e-06
6.220988374553685e+002 | 1.5407e-07 | 622.0988 | 6.220988374553685e+002 | 2.8202e-06 |  | 6.220988374553685e+002 | 5.6344e-06 |  | 6.220988374553685e+002 | 4.8801e-06 |  | 622.5302 | 4.0058e-06 | 25.999 | 4.0058e-06
6.225301929897461e+002 | 1.5407e-07 | 622.5302 | 6.225301929897461e+002 | 2.8202e-06 |  | 6.225301929897461e+002 | 5.6343e-06 |  | 6.225301929897461e+002 | 4.8801e-06 |  | 622.9618 | 4.0058e-06 | 25.9996 | 4.0058e-06
6.229618476206431e+002 | 1.5407e-07 | 622.9618 | 6.229618476206431e+002 | 2.8202e-06 |  | 6.229618476206431e+002 | 5.6343e-06 |  | 6.229618476206431e+002 | 4.8801e-06 |  | 623.3938 | 4.0058e-06 | 26.0003 | 4.0058e-06
6.233938015554493e+002 | 1.5406e-07 | 623.3938 | 6.233938015554493e+002 | 2.8202e-06 |  | 6.233938015554493e+002 | 5.6343e-06 |  | 6.233938015554493e+002 | 4.88e-06 |  | 623.8261 | 4.0058e-06 | 26.0009 | 4.0058e-06
6.238260550016984e+002 | 1.5406e-07 | 623.8261 | 6.238260550016984e+002 | 2.8202e-06 |  | 6.238260550016984e+002 | 5.6343e-06 |  | 6.238260550016984e+002 | 4.88e-06 |  | 624.2586 | 4.0058e-06 | 26.0015 | 4.0058e-06
6.242586081670677e+002 | 1.5405e-07 | 624.2586 | 6.242586081670677e+002 | 2.8202e-06 |  | 6.242586081670677e+002 | 5.6342e-06 |  | 6.242586081670677e+002 | 4.88e-06 |  | 624.6915 | 4.0058e-06 | 26.0022 | 4.0058e-06
6.246914612593787e+002 | 1.5405e-07 | 624.6915 | 6.246914612593787e+002 | 2.8202e-06 |  | 6.246914612593787e+002 | 5.6342e-06 |  | 6.246914612593787e+002 | 4.88e-06 |  | 625.1246 | 4.0058e-06 | 26.0028 | 4.0058e-06
6.251246144865971e+002 | 1.5405e-07 | 625.1246 | 6.251246144865971e+002 | 2.8201e-06 |  | 6.251246144865971e+002 | 5.6342e-06 |  | 6.251246144865971e+002 | 4.8799e-06 |  | 625.5581 | 4.0057e-06 | 26.0034 | 4.0057e-06
6.255580680568327e+002 | 1.5404e-07 | 625.5581 | 6.255580680568327e+002 | 2.8201e-06 |  | 6.255580680568327e+002 | 5.6342e-06 |  | 6.255580680568327e+002 | 4.8799e-06 |  | 625.9918 | 4.0057e-06 | 26.0041 | 4.0057e-06
6.259918221783395e+002 | 1.5404e-07 | 625.9918 | 6.259918221783395e+002 | 2.8201e-06 |  | 6.259918221783395e+002 | 5.6341e-06 |  | 6.259918221783395e+002 | 4.8799e-06 |  | 626.4259 | 4.0057e-06 | 26.0047 | 4.0057e-06
6.264258770595160e+002 | 1.5404e-07 | 626.4259 | 6.264258770595160e+002 | 2.8201e-06 |  | 6.264258770595160e+002 | 5.6341e-06 |  | 6.264258770595160e+002 | 4.8799e-06 |  | 626.8602 | 4.0057e-06 | 26.0053 | 4.0057e-06
6.268602329089051e+002 | 1.5403e-07 | 626.8602 | 6.268602329089051e+002 | 2.8201e-06 |  | 6.268602329089051e+002 | 5.6341e-06 |  | 6.268602329089051e+002 | 4.8799e-06 |  | 627.2949 | 4.0057e-06 | 26.006 | 4.0057e-06
6.272948899351945e+002 | 1.5403e-07 | 627.2949 | 6.272948899351945e+002 | 2.8201e-06 |  | 6.272948899351945e+002 | 5.6341e-06 |  | 6.272948899351945e+002 | 4.8798e-06 |  | 627.7298 | 4.0057e-06 | 26.0066 | 4.0057e-06
6.277298483472165e+002 | 1.5402e-07 | 627.7298 | 6.277298483472165e+002 | 2.8201e-06 |  | 6.277298483472165e+002 | 5.634e-06 |  | 6.277298483472165e+002 | 4.8798e-06 |  | 628.1651 | 4.0057e-06 | 26.0072 | 4.0057e-06
6.281651083539481e+002 | 1.5402e-07 | 628.1651 | 6.281651083539481e+002 | 2.8201e-06 |  | 6.281651083539481e+002 | 5.634e-06 |  | 6.281651083539481e+002 | 4.8798e-06 |  | 628.6007 | 4.0057e-06 | 26.0079 | 4.0057e-06
6.286006701645113e+002 | 1.5402e-07 | 628.6007 | 6.286006701645113e+002 | 2.82e-06 |  | 6.286006701645113e+002 | 5.634e-06 |  | 6.286006701645113e+002 | 4.8798e-06 |  | 629.0365 | 4.0057e-06 | 26.0085 | 4.0057e-06
6.290365339881731e+002 | 1.5401e-07 | 629.0365 | 6.290365339881731e+002 | 2.82e-06 |  | 6.290365339881731e+002 | 5.634e-06 |  | 6.290365339881731e+002 | 4.8797e-06 |  | 629.4727 | 4.0057e-06 | 26.0091 | 4.0057e-06
6.294727000343457e+002 | 1.5401e-07 | 629.4727 | 6.294727000343457e+002 | 2.82e-06 |  | 6.294727000343457e+002 | 5.6339e-06 |  | 6.294727000343457e+002 | 4.8797e-06 |  | 629.9092 | 4.0057e-06 | 26.0097 | 4.0057e-06
6.299091685125864e+002 | 1.54e-07 | 629.9092 | 6.299091685125864e+002 | 2.82e-06 |  | 6.299091685125864e+002 | 5.6339e-06 |  | 6.299091685125864e+002 | 4.8797e-06 |  | 630.3459 | 4.0057e-06 | 26.0104 | 4.0057e-06
6.303459396325975e+002 | 1.54e-07 | 630.3459 | 6.303459396325975e+002 | 2.82e-06 |  | 6.303459396325975e+002 | 5.6339e-06 |  | 6.303459396325975e+002 | 4.8797e-06 |  | 630.783 | 4.0057e-06 | 26.011 | 4.0057e-06
6.307830136042273e+002 | 1.54e-07 | 630.783 | 6.307830136042273e+002 | 2.82e-06 |  | 6.307830136042273e+002 | 5.6339e-06 |  | 6.307830136042273e+002 | 4.8796e-06 |  | 631.2204 | 4.0057e-06 | 26.0116 | 4.0057e-06
6.312203906374693e+002 | 1.5399e-07 | 631.2204 | 6.312203906374693e+002 | 2.82e-06 |  | 6.312203906374693e+002 | 5.6338e-06 |  | 6.312203906374693e+002 | 4.8796e-06 |  | 631.6581 | 4.0057e-06 | 26.0122 | 4.0057e-06
6.316580709424627e+002 | 1.5399e-07 | 631.6581 | 6.316580709424627e+002 | 2.8199e-06 |  | 6.316580709424627e+002 | 5.6338e-06 |  | 6.316580709424627e+002 | 4.8796e-06 |  | 632.0961 | 4.0057e-06 | 26.0129 | 4.0057e-06
6.320960547294920e+002 | 1.5399e-07 | 632.0961 | 6.320960547294920e+002 | 2.8199e-06 |  | 6.320960547294920e+002 | 5.6338e-06 |  | 6.320960547294920e+002 | 4.8796e-06 |  | 632.5343 | 4.0057e-06 | 26.0135 | 4.0057e-06
6.325343422089882e+002 | 1.5398e-07 | 632.5343 | 6.325343422089882e+002 | 2.8199e-06 |  | 6.325343422089882e+002 | 5.6337e-06 |  | 6.325343422089882e+002 | 4.8796e-06 |  | 632.9729 | 4.0057e-06 | 26.0141 | 4.0057e-06
6.329729335915275e+002 | 1.5398e-07 | 632.9729 | 6.329729335915275e+002 | 2.8199e-06 |  | 6.329729335915275e+002 | 5.6337e-06 |  | 6.329729335915275e+002 | 4.8795e-06 |  | 633.4118 | 4.0057e-06 | 26.0147 | 4.0057e-06
6.334118290878328e+002 | 1.5397e-07 | 633.4118 | 6.334118290878328e+002 | 2.8199e-06 |  | 6.334118290878328e+002 | 5.6337e-06 |  | 6.334118290878328e+002 | 4.8795e-06 |  | 633.851 | 4.0057e-06 | 26.0154 | 4.0057e-06
6.338510289087726e+002 | 1.5397e-07 | 633.851 | 6.338510289087726e+002 | 2.8199e-06 |  | 6.338510289087726e+002 | 5.6337e-06 |  | 6.338510289087726e+002 | 4.8795e-06 |  | 634.2905 | 4.0057e-06 | 26.016 | 4.0057e-06
6.342905332653618e+002 | 1.5397e-07 | 634.2905 | 6.342905332653618e+002 | 2.8199e-06 |  | 6.342905332653618e+002 | 5.6336e-06 |  | 6.342905332653618e+002 | 4.8795e-06 |  | 634.7303 | 4.0057e-06 | 26.0166 | 4.0057e-06
6.347303423687615e+002 | 1.5396e-07 | 634.7303 | 6.347303423687615e+002 | 2.8199e-06 |  | 6.347303423687615e+002 | 5.6336e-06 |  | 6.347303423687615e+002 | 4.8794e-06 |  | 635.1705 | 4.0057e-06 | 26.0172 | 4.0057e-06
6.351704564302795e+002 | 1.5396e-07 | 635.1705 | 6.351704564302795e+002 | 2.8198e-06 |  | 6.351704564302795e+002 | 5.6336e-06 |  | 6.351704564302795e+002 | 4.8794e-06 |  | 635.6109 | 4.0057e-06 | 26.0178 | 4.0057e-06
6.356108756613700e+002 | 1.5395e-07 | 635.6109 | 6.356108756613700e+002 | 2.8198e-06 |  | 6.356108756613700e+002 | 5.6336e-06 |  | 6.356108756613700e+002 | 4.8794e-06 |  | 636.0516 | 4.0057e-06 | 26.0185 | 4.0057e-06
6.360516002736334e+002 | 1.5395e-07 | 636.0516 | 6.360516002736334e+002 | 2.8198e-06 |  | 6.360516002736334e+002 | 5.6335e-06 |  | 6.360516002736334e+002 | 4.8794e-06 |  | 636.4926 | 4.0057e-06 | 26.0191 | 4.0057e-06
6.364926304788174e+002 | 1.5395e-07 | 636.4926 | 6.364926304788174e+002 | 2.8198e-06 |  | 6.364926304788174e+002 | 5.6335e-06 |  | 6.364926304788174e+002 | 4.8793e-06 |  | 636.934 | 4.0056e-06 | 26.0197 | 4.0056e-06
6.369339664888165e+002 | 1.5394e-07 | 636.934 | 6.369339664888165e+002 | 2.8198e-06 |  | 6.369339664888165e+002 | 5.6335e-06 |  | 6.369339664888165e+002 | 4.8793e-06 |  | 637.3756 | 4.0056e-06 | 26.0203 | 4.0056e-06
6.373756085156716e+002 | 1.5394e-07 | 637.3756 | 6.373756085156716e+002 | 2.8198e-06 |  | 6.373756085156716e+002 | 5.6335e-06 |  | 6.373756085156716e+002 | 4.8793e-06 |  | 637.8176 | 4.0056e-06 | 26.0209 | 4.0056e-06
6.378175567715711e+002 | 1.5394e-07 | 637.8176 | 6.378175567715711e+002 | 2.8198e-06 |  | 6.378175567715711e+002 | 5.6334e-06 |  | 6.378175567715711e+002 | 4.8793e-06 |  | 638.2598 | 4.0056e-06 | 26.0215 | 4.0056e-06
6.382598114688502e+002 | 1.5393e-07 | 638.2598 | 6.382598114688502e+002 | 2.8197e-06 |  | 6.382598114688502e+002 | 5.6334e-06 |  | 6.382598114688502e+002 | 4.8793e-06 |  | 638.7024 | 4.0056e-06 | 26.0222 | 4.0056e-06
6.387023728199919e+002 | 1.5393e-07 | 638.7024 | 6.387023728199919e+002 | 2.8197e-06 |  | 6.387023728199919e+002 | 5.6334e-06 |  | 6.387023728199919e+002 | 4.8792e-06 |  | 639.1452 | 4.0056e-06 | 26.0228 | 4.0056e-06
6.391452410376257e+002 | 1.5392e-07 | 639.1452 | 6.391452410376257e+002 | 2.8197e-06 |  | 6.391452410376257e+002 | 5.6333e-06 |  | 6.391452410376257e+002 | 4.8792e-06 |  | 639.5884 | 4.0056e-06 | 26.0234 | 4.0056e-06
6.395884163345293e+002 | 1.5392e-07 | 639.5884 | 6.395884163345293e+002 | 2.8197e-06 |  | 6.395884163345293e+002 | 5.6333e-06 |  | 6.395884163345293e+002 | 4.8792e-06 |  | 640.0319 | 4.0056e-06 | 26.024 | 4.0056e-06
6.400318989236274e+002 | 1.5392e-07 | 640.0319 | 6.400318989236274e+002 | 2.8197e-06 |  | 6.400318989236274e+002 | 5.6333e-06 |  | 6.400318989236274e+002 | 4.8792e-06 |  | 640.4757 | 4.0056e-06 | 26.0246 | 4.0056e-06
6.404756890179928e+002 | 1.5391e-07 | 640.4757 | 6.404756890179928e+002 | 2.8197e-06 |  | 6.404756890179928e+002 | 5.6333e-06 |  | 6.404756890179928e+002 | 4.8791e-06 |  | 640.9198 | 4.0056e-06 | 26.0252 | 4.0056e-06
6.409197868308455e+002 | 1.5391e-07 | 640.9198 | 6.409197868308455e+002 | 2.8197e-06 |  | 6.409197868308455e+002 | 5.6332e-06 |  | 6.409197868308455e+002 | 4.8791e-06 |  | 641.3642 | 4.0056e-06 | 26.0258 | 4.0056e-06
6.413641925755539e+002 | 1.5391e-07 | 641.3642 | 6.413641925755539e+002 | 2.8197e-06 |  | 6.413641925755539e+002 | 5.6332e-06 |  | 6.413641925755539e+002 | 4.8791e-06 |  | 641.8089 | 4.0056e-06 | 26.0265 | 4.0056e-06
6.418089064656340e+002 | 1.539e-07 | 641.8089 | 6.418089064656340e+002 | 2.8196e-06 |  | 6.418089064656340e+002 | 5.6332e-06 |  | 6.418089064656340e+002 | 4.8791e-06 |  | 642.2539 | 4.0056e-06 | 26.0271 | 4.0056e-06
6.422539287147498e+002 | 1.539e-07 | 642.2539 | 6.422539287147498e+002 | 2.8196e-06 |  | 6.422539287147498e+002 | 5.6332e-06 |  | 6.422539287147498e+002 | 4.879e-06 |  | 642.6993 | 4.0056e-06 | 26.0277 | 4.0056e-06
6.426992595367137e+002 | 1.5389e-07 | 642.6993 | 6.426992595367137e+002 | 2.8196e-06 |  | 6.426992595367137e+002 | 5.6331e-06 |  | 6.426992595367137e+002 | 4.879e-06 |  | 643.1449 | 4.0056e-06 | 26.0283 | 4.0056e-06
6.431448991454863e+002 | 1.5389e-07 | 643.1449 | 6.431448991454863e+002 | 2.8196e-06 |  | 6.431448991454863e+002 | 5.6331e-06 |  | 6.431448991454863e+002 | 4.879e-06 |  | 643.5908 | 4.0056e-06 | 26.0289 | 4.0056e-06
6.435908477551766e+002 | 1.5389e-07 | 643.5908 | 6.435908477551766e+002 | 2.8196e-06 |  | 6.435908477551766e+002 | 5.6331e-06 |  | 6.435908477551766e+002 | 4.879e-06 |  | 644.0371 | 4.0056e-06 | 26.0295 | 4.0056e-06
6.440371055800416e+002 | 1.5388e-07 | 644.0371 | 6.440371055800416e+002 | 2.8196e-06 |  | 6.440371055800416e+002 | 5.633e-06 |  | 6.440371055800416e+002 | 4.8789e-06 |  | 644.4837 | 4.0056e-06 | 26.0301 | 4.0056e-06
6.444836728344875e+002 | 1.5388e-07 | 644.4837 | 6.444836728344875e+002 | 2.8196e-06 |  | 6.444836728344875e+002 | 5.633e-06 |  | 6.444836728344875e+002 | 4.8789e-06 |  | 644.9305 | 4.0056e-06 | 26.0307 | 4.0056e-06
6.449305497330689e+002 | 1.5388e-07 | 644.9305 | 6.449305497330689e+002 | 2.8195e-06 |  | 6.449305497330689e+002 | 5.633e-06 |  | 6.449305497330689e+002 | 4.8789e-06 |  | 645.3777 | 4.0056e-06 | 26.0313 | 4.0056e-06
6.453777364904890e+002 | 1.5387e-07 | 645.3777 | 6.453777364904890e+002 | 2.8195e-06 |  | 6.453777364904890e+002 | 5.633e-06 |  | 6.453777364904890e+002 | 4.8789e-06 |  | 645.8252 | 4.0056e-06 | 26.0319 | 4.0056e-06
6.458252333216002e+002 | 1.5387e-07 | 645.8252 | 6.458252333216002e+002 | 2.8195e-06 |  | 6.458252333216002e+002 | 5.6329e-06 |  | 6.458252333216002e+002 | 4.8788e-06 |  | 646.273 | 4.0056e-06 | 26.0325 | 4.0056e-06
6.462730404414036e+002 | 1.5386e-07 | 646.273 | 6.462730404414036e+002 | 2.8195e-06 |  | 6.462730404414036e+002 | 5.6329e-06 |  | 6.462730404414036e+002 | 4.8788e-06 |  | 646.7212 | 4.0056e-06 | 26.0331 | 4.0056e-06
6.467211580650495e+002 | 1.5386e-07 | 646.7212 | 6.467211580650495e+002 | 2.8195e-06 |  | 6.467211580650495e+002 | 5.6329e-06 |  | 6.467211580650495e+002 | 4.8788e-06 |  | 647.1696 | 4.0056e-06 | 26.0337 | 4.0056e-06
6.471695864078375e+002 | 1.5386e-07 | 647.1696 | 6.471695864078375e+002 | 2.8195e-06 |  | 6.471695864078375e+002 | 5.6328e-06 |  | 6.471695864078375e+002 | 4.8788e-06 |  | 647.6183 | 4.0056e-06 | 26.0344 | 4.0056e-06
6.476183256852162e+002 | 1.5385e-07 | 647.6183 | 6.476183256852162e+002 | 2.8195e-06 |  | 6.476183256852162e+002 | 5.6328e-06 |  | 6.476183256852162e+002 | 4.8787e-06 |  | 648.0674 | 4.0056e-06 | 26.035 | 4.0056e-06
6.480673761127838e+002 | 1.5385e-07 | 648.0674 | 6.480673761127838e+002 | 2.8194e-06 |  | 6.480673761127838e+002 | 5.6328e-06 |  | 6.480673761127838e+002 | 4.8787e-06 |  | 648.5167 | 4.0055e-06 | 26.0356 | 4.0055e-06
6.485167379062879e+002 | 1.5385e-07 | 648.5167 | 6.485167379062879e+002 | 2.8194e-06 |  | 6.485167379062879e+002 | 5.6328e-06 |  | 6.485167379062879e+002 | 4.8787e-06 |  | 648.9664 | 4.0055e-06 | 26.0362 | 4.0055e-06
6.489664112816258e+002 | 1.5384e-07 | 648.9664 | 6.489664112816258e+002 | 2.8194e-06 |  | 6.489664112816258e+002 | 5.6327e-06 |  | 6.489664112816258e+002 | 4.8787e-06 |  | 649.4164 | 4.0055e-06 | 26.0368 | 4.0055e-06
6.494163964548444e+002 | 1.5384e-07 | 649.4164 | 6.494163964548444e+002 | 2.8194e-06 |  | 6.494163964548444e+002 | 5.6327e-06 |  | 6.494163964548444e+002 | 4.8787e-06 |  | 649.8667 | 4.0055e-06 | 26.0374 | 4.0055e-06
6.498666936421405e+002 | 1.5383e-07 | 649.8667 | 6.498666936421405e+002 | 2.8194e-06 |  | 6.498666936421405e+002 | 5.6327e-06 |  | 6.498666936421405e+002 | 4.8786e-06 |  | 650.3173 | 4.0055e-06 | 26.038 | 4.0055e-06
6.503173030598607e+002 | 1.5383e-07 | 650.3173 | 6.503173030598607e+002 | 2.8194e-06 |  | 6.503173030598607e+002 | 5.6327e-06 |  | 6.503173030598607e+002 | 4.8786e-06 |  | 650.7682 | 4.0055e-06 | 26.0386 | 4.0055e-06
6.507682249245016e+002 | 1.5383e-07 | 650.7682 | 6.507682249245016e+002 | 2.8194e-06 |  | 6.507682249245016e+002 | 5.6326e-06 |  | 6.507682249245016e+002 | 4.8786e-06 |  | 651.2195 | 4.0055e-06 | 26.0392 | 4.0055e-06
6.512194594527101e+002 | 1.5382e-07 | 651.2195 | 6.512194594527101e+002 | 2.8193e-06 |  | 6.512194594527101e+002 | 5.6326e-06 |  | 6.512194594527101e+002 | 4.8786e-06 |  | 651.671 | 4.0055e-06 | 26.0398 | 4.0055e-06
6.516710068612832e+002 | 1.5382e-07 | 651.671 | 6.516710068612832e+002 | 2.8193e-06 |  | 6.516710068612832e+002 | 5.6326e-06 |  | 6.516710068612832e+002 | 4.8785e-06 |  | 652.1229 | 4.0055e-06 | 26.0403 | 4.0055e-06
6.521228673671681e+002 | 1.5382e-07 | 652.1229 | 6.521228673671681e+002 | 2.8193e-06 |  | 6.521228673671681e+002 | 5.6325e-06 |  | 6.521228673671681e+002 | 4.8785e-06 |  | 652.575 | 4.0055e-06 | 26.0409 | 4.0055e-06
6.525750411874626e+002 | 1.5381e-07 | 652.575 | 6.525750411874626e+002 | 2.8193e-06 |  | 6.525750411874626e+002 | 5.6325e-06 |  | 6.525750411874626e+002 | 4.8785e-06 |  | 653.0275 | 4.0055e-06 | 26.0415 | 4.0055e-06
6.530275285394150e+002 | 1.5381e-07 | 653.0275 | 6.530275285394150e+002 | 2.8193e-06 |  | 6.530275285394150e+002 | 5.6325e-06 |  | 6.530275285394150e+002 | 4.8785e-06 |  | 653.4803 | 4.0055e-06 | 26.0421 | 4.0055e-06
6.534803296404243e+002 | 1.538e-07 | 653.4803 | 6.534803296404243e+002 | 2.8193e-06 |  | 6.534803296404243e+002 | 5.6325e-06 |  | 6.534803296404243e+002 | 4.8784e-06 |  | 653.9334 | 4.0055e-06 | 26.0427 | 4.0055e-06
6.539334447080400e+002 | 1.538e-07 | 653.9334 | 6.539334447080400e+002 | 2.8193e-06 |  | 6.539334447080400e+002 | 5.6324e-06 |  | 6.539334447080400e+002 | 4.8784e-06 |  | 654.3869 | 4.0055e-06 | 26.0433 | 4.0055e-06
6.543868739599627e+002 | 1.538e-07 | 654.3869 | 6.543868739599627e+002 | 2.8192e-06 |  | 6.543868739599627e+002 | 5.6324e-06 |  | 6.543868739599627e+002 | 4.8784e-06 |  | 654.8406 | 4.0055e-06 | 26.0439 | 4.0055e-06
6.548406176140439e+002 | 1.5379e-07 | 654.8406 | 6.548406176140439e+002 | 2.8192e-06 |  | 6.548406176140439e+002 | 5.6324e-06 |  | 6.548406176140439e+002 | 4.8784e-06 |  | 655.2947 | 4.0055e-06 | 26.0445 | 4.0055e-06
6.552946758882861e+002 | 1.5379e-07 | 655.2947 | 6.552946758882861e+002 | 2.8192e-06 |  | 6.552946758882861e+002 | 5.6323e-06 |  | 6.552946758882861e+002 | 4.8783e-06 |  | 655.749 | 4.0055e-06 | 26.0451 | 4.0055e-06
6.557490490008429e+002 | 1.5379e-07 | 655.749 | 6.557490490008429e+002 | 2.8192e-06 |  | 6.557490490008429e+002 | 5.6323e-06 |  | 6.557490490008429e+002 | 4.8783e-06 |  | 656.2037 | 4.0055e-06 | 26.0457 | 4.0055e-06
6.562037371700192e+002 | 1.5378e-07 | 656.2037 | 6.562037371700192e+002 | 2.8192e-06 |  | 6.562037371700192e+002 | 5.6323e-06 |  | 6.562037371700192e+002 | 4.8783e-06 |  | 656.6587 | 4.0055e-06 | 26.0463 | 4.0055e-06
6.566587406142714e+002 | 1.5378e-07 | 656.6587 | 6.566587406142714e+002 | 2.8192e-06 |  | 6.566587406142714e+002 | 5.6323e-06 |  | 6.566587406142714e+002 | 4.8783e-06 |  | 657.1141 | 4.0055e-06 | 26.0469 | 4.0055e-06
6.571140595522073e+002 | 1.5378e-07 | 657.1141 | 6.571140595522073e+002 | 2.8192e-06 |  | 6.571140595522073e+002 | 5.6322e-06 |  | 6.571140595522073e+002 | 4.8782e-06 |  | 657.5697 | 4.0055e-06 | 26.0475 | 4.0055e-06
6.575696942025863e+002 | 1.5377e-07 | 657.5697 | 6.575696942025863e+002 | 2.8191e-06 |  | 6.575696942025863e+002 | 5.6322e-06 |  | 6.575696942025863e+002 | 4.8782e-06 |  | 658.0256 | 4.0055e-06 | 26.0481 | 4.0055e-06
6.580256447843194e+002 | 1.5377e-07 | 658.0256 | 6.580256447843194e+002 | 2.8191e-06 |  | 6.580256447843194e+002 | 5.6322e-06 |  | 6.580256447843194e+002 | 4.8782e-06 |  | 658.4819 | 4.0055e-06 | 26.0487 | 4.0055e-06
6.584819115164694e+002 | 1.5376e-07 | 658.4819 | 6.584819115164694e+002 | 2.8191e-06 |  | 6.584819115164694e+002 | 5.6321e-06 |  | 6.584819115164694e+002 | 4.8782e-06 |  | 658.9385 | 4.0055e-06 | 26.0493 | 4.0055e-06
6.589384946182511e+002 | 1.5376e-07 | 658.9385 | 6.589384946182511e+002 | 2.8191e-06 |  | 6.589384946182511e+002 | 5.6321e-06 |  | 6.589384946182511e+002 | 4.8781e-06 |  | 659.3954 | 4.0055e-06 | 26.0499 | 4.0055e-06
6.593953943090311e+002 | 1.5376e-07 | 659.3954 | 6.593953943090311e+002 | 2.8191e-06 |  | 6.593953943090311e+002 | 5.6321e-06 |  | 6.593953943090311e+002 | 4.8781e-06 |  | 659.8526 | 4.0055e-06 | 26.0504 | 4.0055e-06
6.598526108083283e+002 | 1.5375e-07 | 659.8526 | 6.598526108083283e+002 | 2.8191e-06 |  | 6.598526108083283e+002 | 5.632e-06 |  | 6.598526108083283e+002 | 4.8781e-06 |  | 660.3101 | 4.0054e-06 | 26.051 | 4.0054e-06
6.603101443358139e+002 | 1.5375e-07 | 660.3101 | 6.603101443358139e+002 | 2.8191e-06 |  | 6.603101443358139e+002 | 5.632e-06 |  | 6.603101443358139e+002 | 4.8781e-06 |  | 660.768 | 4.0054e-06 | 26.0516 | 4.0054e-06
6.607679951113112e+002 | 1.5375e-07 | 660.768 | 6.607679951113112e+002 | 2.819e-06 |  | 6.607679951113112e+002 | 5.632e-06 |  | 6.607679951113112e+002 | 4.878e-06 |  | 661.2262 | 4.0054e-06 | 26.0522 | 4.0054e-06
6.612261633547960e+002 | 1.5374e-07 | 661.2262 | 6.612261633547960e+002 | 2.819e-06 |  | 6.612261633547960e+002 | 5.632e-06 |  | 6.612261633547960e+002 | 4.878e-06 |  | 661.6846 | 4.0054e-06 | 26.0528 | 4.0054e-06
6.616846492863965e+002 | 1.5374e-07 | 661.6846 | 6.616846492863965e+002 | 2.819e-06 |  | 6.616846492863965e+002 | 5.6319e-06 |  | 6.616846492863965e+002 | 4.878e-06 |  | 662.1435 | 4.0054e-06 | 26.0534 | 4.0054e-06
6.621434531263938e+002 | 1.5374e-07 | 662.1435 | 6.621434531263938e+002 | 2.819e-06 |  | 6.621434531263938e+002 | 5.6319e-06 |  | 6.621434531263938e+002 | 4.878e-06 |  | 662.6026 | 4.0054e-06 | 26.054 | 4.0054e-06
6.626025750952214e+002 | 1.5373e-07 | 662.6026 | 6.626025750952214e+002 | 2.819e-06 |  | 6.626025750952214e+002 | 5.6319e-06 |  | 6.626025750952214e+002 | 4.8779e-06 |  | 663.062 | 4.0054e-06 | 26.0546 | 4.0054e-06
6.630620154134660e+002 | 1.5373e-07 | 663.062 | 6.630620154134660e+002 | 2.819e-06 |  | 6.630620154134660e+002 | 5.6318e-06 |  | 6.630620154134660e+002 | 4.8779e-06 |  | 663.5218 | 4.0054e-06 | 26.0551 | 4.0054e-06
6.635217743018673e+002 | 1.5373e-07 | 663.5218 | 6.635217743018673e+002 | 2.8189e-06 |  | 6.635217743018673e+002 | 5.6318e-06 |  | 6.635217743018673e+002 | 4.8779e-06 |  | 663.9819 | 4.0054e-06 | 26.0557 | 4.0054e-06
6.639818519813174e+002 | 1.5372e-07 | 663.9819 | 6.639818519813174e+002 | 2.8189e-06 |  | 6.639818519813174e+002 | 5.6318e-06 |  | 6.639818519813174e+002 | 4.8779e-06 |  | 664.4422 | 4.0054e-06 | 26.0563 | 4.0054e-06
6.644422486728623e+002 | 1.5372e-07 | 664.4422 | 6.644422486728623e+002 | 2.8189e-06 |  | 6.644422486728623e+002 | 5.6318e-06 |  | 6.644422486728623e+002 | 4.8778e-06 |  | 664.903 | 4.0054e-06 | 26.0569 | 4.0054e-06
6.649029645977009e+002 | 1.5371e-07 | 664.903 | 6.649029645977009e+002 | 2.8189e-06 |  | 6.649029645977009e+002 | 5.6317e-06 |  | 6.649029645977009e+002 | 4.8778e-06 |  | 665.364 | 4.0054e-06 | 26.0575 | 4.0054e-06
6.653639999771857e+002 | 1.5371e-07 | 665.364 | 6.653639999771857e+002 | 2.8189e-06 |  | 6.653639999771857e+002 | 5.6317e-06 |  | 6.653639999771857e+002 | 4.8778e-06 |  | 665.8254 | 4.0054e-06 | 26.0581 | 4.0054e-06
6.658253550328224e+002 | 1.5371e-07 | 665.8254 | 6.658253550328224e+002 | 2.8189e-06 |  | 6.658253550328224e+002 | 5.6317e-06 |  | 6.658253550328224e+002 | 4.8778e-06 |  | 666.287 | 4.0054e-06 | 26.0586 | 4.0054e-06
6.662870299862705e+002 | 1.537e-07 | 666.287 | 6.662870299862705e+002 | 2.8189e-06 |  | 6.662870299862705e+002 | 5.6316e-06 |  | 6.662870299862705e+002 | 4.8777e-06 |  | 666.749 | 4.0054e-06 | 26.0592 | 4.0054e-06
6.667490250593430e+002 | 1.537e-07 | 666.749 | 6.667490250593430e+002 | 2.8188e-06 |  | 6.667490250593430e+002 | 5.6316e-06 |  | 6.667490250593430e+002 | 4.8777e-06 |  | 667.2113 | 4.0054e-06 | 26.0598 | 4.0054e-06
6.672113404740070e+002 | 1.537e-07 | 667.2113 | 6.672113404740070e+002 | 2.8188e-06 |  | 6.672113404740070e+002 | 5.6316e-06 |  | 6.672113404740070e+002 | 4.8777e-06 |  | 667.674 | 4.0054e-06 | 26.0604 | 4.0054e-06
6.676739764523833e+002 | 1.5369e-07 | 667.674 | 6.676739764523833e+002 | 2.8188e-06 |  | 6.676739764523833e+002 | 5.6315e-06 |  | 6.676739764523833e+002 | 4.8776e-06 |  | 668.1369 | 4.0054e-06 | 26.061 | 4.0054e-06
6.681369332167467e+002 | 1.5369e-07 | 668.1369 | 6.681369332167467e+002 | 2.8188e-06 |  | 6.681369332167467e+002 | 5.6315e-06 |  | 6.681369332167467e+002 | 4.8776e-06 |  | 668.6002 | 4.0054e-06 | 26.0615 | 4.0054e-06
6.686002109895263e+002 | 1.5369e-07 | 668.6002 | 6.686002109895263e+002 | 2.8188e-06 |  | 6.686002109895263e+002 | 5.6315e-06 |  | 6.686002109895263e+002 | 4.8776e-06 |  | 669.0638 | 4.0054e-06 | 26.0621 | 4.0054e-06
6.690638099933052e+002 | 1.5368e-07 | 669.0638 | 6.690638099933052e+002 | 2.8188e-06 |  | 6.690638099933052e+002 | 5.6315e-06 |  | 6.690638099933052e+002 | 4.8776e-06 |  | 669.5277 | 4.0054e-06 | 26.0627 | 4.0054e-06
6.695277304508210e+002 | 1.5368e-07 | 669.5277 | 6.695277304508210e+002 | 2.8188e-06 |  | 6.695277304508210e+002 | 5.6314e-06 |  | 6.695277304508210e+002 | 4.8775e-06 |  | 669.992 | 4.0054e-06 | 26.0633 | 4.0054e-06
6.699919725849657e+002 | 1.5368e-07 | 669.992 | 6.699919725849657e+002 | 2.8187e-06 |  | 6.699919725849657e+002 | 5.6314e-06 |  | 6.699919725849657e+002 | 4.8775e-06 |  | 670.4565 | 4.0054e-06 | 26.0639 | 4.0054e-06
6.704565366187858e+002 | 1.5367e-07 | 670.4565 | 6.704565366187858e+002 | 2.8187e-06 |  | 6.704565366187858e+002 | 5.6314e-06 |  | 6.704565366187858e+002 | 4.8775e-06 |  | 670.9214 | 4.0054e-06 | 26.0644 | 4.0054e-06
6.709214227754824e+002 | 1.5367e-07 | 670.9214 | 6.709214227754824e+002 | 2.8187e-06 |  | 6.709214227754824e+002 | 5.6313e-06 |  | 6.709214227754824e+002 | 4.8775e-06 |  | 671.3866 | 4.0054e-06 | 26.065 | 4.0054e-06
6.713866312784118e+002 | 1.5366e-07 | 671.3866 | 6.713866312784118e+002 | 2.8187e-06 |  | 6.713866312784118e+002 | 5.6313e-06 |  | 6.713866312784118e+002 | 4.8774e-06 |  | 671.8522 | 4.0054e-06 | 26.0656 | 4.0054e-06
6.718521623510844e+002 | 1.5366e-07 | 671.8522 | 6.718521623510844e+002 | 2.8187e-06 |  | 6.718521623510844e+002 | 5.6313e-06 |  | 6.718521623510844e+002 | 4.8774e-06 |  | 672.318 | 4.0053e-06 | 26.0662 | 4.0053e-06
6.723180162171664e+002 | 1.5366e-07 | 672.318 | 6.723180162171664e+002 | 2.8187e-06 |  | 6.723180162171664e+002 | 5.6312e-06 |  | 6.723180162171664e+002 | 4.8774e-06 |  | 672.7842 | 4.0053e-06 | 26.0667 | 4.0053e-06
6.727841931004784e+002 | 1.5365e-07 | 672.7842 | 6.727841931004784e+002 | 2.8186e-06 |  | 6.727841931004784e+002 | 5.6312e-06 |  | 6.727841931004784e+002 | 4.8774e-06 |  | 673.2507 | 4.0053e-06 | 26.0673 | 4.0053e-06
6.732506932249967e+002 | 1.5365e-07 | 673.2507 | 6.732506932249967e+002 | 2.8186e-06 |  | 6.732506932249967e+002 | 5.6312e-06 |  | 6.732506932249967e+002 | 4.8773e-06 |  | 673.7175 | 4.0053e-06 | 26.0679 | 4.0053e-06
6.737175168148526e+002 | 1.5365e-07 | 673.7175 | 6.737175168148526e+002 | 2.8186e-06 |  | 6.737175168148526e+002 | 5.6312e-06 |  | 6.737175168148526e+002 | 4.8773e-06 |  | 674.1847 | 4.0053e-06 | 26.0685 | 4.0053e-06
6.741846640943330e+002 | 1.5364e-07 | 674.1847 | 6.741846640943330e+002 | 2.8186e-06 |  | 6.741846640943330e+002 | 5.6311e-06 |  | 6.741846640943330e+002 | 4.8773e-06 |  | 674.6521 | 4.0053e-06 | 26.069 | 4.0053e-06
6.746521352878801e+002 | 1.5364e-07 | 674.6521 | 6.746521352878801e+002 | 2.8186e-06 |  | 6.746521352878801e+002 | 5.6311e-06 |  | 6.746521352878801e+002 | 4.8773e-06 |  | 675.1199 | 4.0053e-06 | 26.0696 | 4.0053e-06
6.751199306200920e+002 | 1.5364e-07 | 675.1199 | 6.751199306200920e+002 | 2.8186e-06 |  | 6.751199306200920e+002 | 5.6311e-06 |  | 6.751199306200920e+002 | 4.8772e-06 |  | 675.5881 | 4.0053e-06 | 26.0702 | 4.0053e-06
6.755880503157223e+002 | 1.5363e-07 | 675.5881 | 6.755880503157223e+002 | 2.8186e-06 |  | 6.755880503157223e+002 | 5.631e-06 |  | 6.755880503157223e+002 | 4.8772e-06 |  | 676.0565 | 4.0053e-06 | 26.0707 | 4.0053e-06
6.760564945996805e+002 | 1.5363e-07 | 676.0565 | 6.760564945996805e+002 | 2.8185e-06 |  | 6.760564945996805e+002 | 5.631e-06 |  | 6.760564945996805e+002 | 4.8772e-06 |  | 676.5253 | 4.0053e-06 | 26.0713 | 4.0053e-06
6.765252636970322e+002 | 1.5363e-07 | 676.5253 | 6.765252636970322e+002 | 2.8185e-06 |  | 6.765252636970322e+002 | 5.631e-06 |  | 6.765252636970322e+002 | 4.8771e-06 |  | 676.9944 | 4.0053e-06 | 26.0719 | 4.0053e-06
6.769943578329987e+002 | 1.5362e-07 | 676.9944 | 6.769943578329987e+002 | 2.8185e-06 |  | 6.769943578329987e+002 | 5.6309e-06 |  | 6.769943578329987e+002 | 4.8771e-06 |  | 677.4638 | 4.0053e-06 | 26.0725 | 4.0053e-06
6.774637772329579e+002 | 1.5362e-07 | 677.4638 | 6.774637772329579e+002 | 2.8185e-06 |  | 6.774637772329579e+002 | 5.6309e-06 |  | 6.774637772329579e+002 | 4.8771e-06 |  | 677.9335 | 4.0053e-06 | 26.073 | 4.0053e-06
6.779335221224438e+002 | 1.5362e-07 | 677.9335 | 6.779335221224438e+002 | 2.8185e-06 |  | 6.779335221224438e+002 | 5.6309e-06 |  | 6.779335221224438e+002 | 4.8771e-06 |  | 678.4036 | 4.0053e-06 | 26.0736 | 4.0053e-06
6.784035927271466e+002 | 1.5361e-07 | 678.4036 | 6.784035927271466e+002 | 2.8185e-06 |  | 6.784035927271466e+002 | 5.6308e-06 |  | 6.784035927271466e+002 | 4.877e-06 |  | 678.874 | 4.0053e-06 | 26.0742 | 4.0053e-06
6.788739892729133e+002 | 1.5361e-07 | 678.874 | 6.788739892729133e+002 | 2.8184e-06 |  | 6.788739892729133e+002 | 5.6308e-06 |  | 6.788739892729133e+002 | 4.877e-06 |  | 679.3447 | 4.0053e-06 | 26.0747 | 4.0053e-06
6.793447119857473e+002 | 1.536e-07 | 679.3447 | 6.793447119857473e+002 | 2.8184e-06 |  | 6.793447119857473e+002 | 5.6308e-06 |  | 6.793447119857473e+002 | 4.877e-06 |  | 679.8158 | 4.0053e-06 | 26.0753 | 4.0053e-06
6.798157610918086e+002 | 1.536e-07 | 679.8158 | 6.798157610918086e+002 | 2.8184e-06 |  | 6.798157610918086e+002 | 5.6308e-06 |  | 6.798157610918086e+002 | 4.877e-06 |  | 680.2871 | 4.0053e-06 | 26.0759 | 4.0053e-06
6.802871368174144e+002 | 1.536e-07 | 680.2871 | 6.802871368174144e+002 | 2.8184e-06 |  | 6.802871368174144e+002 | 5.6307e-06 |  | 6.802871368174144e+002 | 4.8769e-06 |  | 680.7588 | 4.0053e-06 | 26.0764 | 4.0053e-06
6.807588393890385e+002 | 1.5359e-07 | 680.7588 | 6.807588393890385e+002 | 2.8184e-06 |  | 6.807588393890385e+002 | 5.6307e-06 |  | 6.807588393890385e+002 | 4.8769e-06 |  | 681.2309 | 4.0053e-06 | 26.077 | 4.0053e-06
6.812308690333117e+002 | 1.5359e-07 | 681.2309 | 6.812308690333117e+002 | 2.8184e-06 |  | 6.812308690333117e+002 | 5.6307e-06 |  | 6.812308690333117e+002 | 4.8769e-06 |  | 681.7032 | 4.0053e-06 | 26.0776 | 4.0053e-06
6.817032259770224e+002 | 1.5359e-07 | 681.7032 | 6.817032259770224e+002 | 2.8183e-06 |  | 6.817032259770224e+002 | 5.6306e-06 |  | 6.817032259770224e+002 | 4.8769e-06 |  | 682.1759 | 4.0053e-06 | 26.0781 | 4.0053e-06
6.821759104471156e+002 | 1.5358e-07 | 682.1759 | 6.821759104471156e+002 | 2.8183e-06 |  | 6.821759104471156e+002 | 5.6306e-06 |  | 6.821759104471156e+002 | 4.8768e-06 |  | 682.6489 | 4.0053e-06 | 26.0787 | 4.0053e-06
6.826489226706941e+002 | 1.5358e-07 | 682.6489 | 6.826489226706941e+002 | 2.8183e-06 |  | 6.826489226706941e+002 | 5.6306e-06 |  | 6.826489226706941e+002 | 4.8768e-06 |  | 683.1223 | 4.0053e-06 | 26.0793 | 4.0053e-06
6.831222628750181e+002 | 1.5358e-07 | 683.1223 | 6.831222628750181e+002 | 2.8183e-06 |  | 6.831222628750181e+002 | 5.6305e-06 |  | 6.831222628750181e+002 | 4.8768e-06 |  | 683.5959 | 4.0053e-06 | 26.0798 | 4.0053e-06
6.835959312875054e+002 | 1.5357e-07 | 683.5959 | 6.835959312875054e+002 | 2.8183e-06 |  | 6.835959312875054e+002 | 5.6305e-06 |  | 6.835959312875054e+002 | 4.8767e-06 |  | 684.0699 | 4.0053e-06 | 26.0804 | 4.0053e-06
6.840699281357313e+002 | 1.5357e-07 | 684.0699 | 6.840699281357313e+002 | 2.8183e-06 |  | 6.840699281357313e+002 | 5.6305e-06 |  | 6.840699281357313e+002 | 4.8767e-06 |  | 684.5443 | 4.0053e-06 | 26.081 | 4.0053e-06
6.845442536474291e+002 | 1.5357e-07 | 684.5443 | 6.845442536474291e+002 | 2.8183e-06 |  | 6.845442536474291e+002 | 5.6304e-06 |  | 6.845442536474291e+002 | 4.8767e-06 |  | 685.0189 | 4.0053e-06 | 26.0815 | 4.0053e-06
6.850189080504898e+002 | 1.5356e-07 | 685.0189 | 6.850189080504898e+002 | 2.8182e-06 |  | 6.850189080504898e+002 | 5.6304e-06 |  | 6.850189080504898e+002 | 4.8767e-06 |  | 685.4939 | 4.0052e-06 | 26.0821 | 4.0052e-06
6.854938915729626e+002 | 1.5356e-07 | 685.4939 | 6.854938915729626e+002 | 2.8182e-06 |  | 6.854938915729626e+002 | 5.6304e-06 |  | 6.854938915729626e+002 | 4.8766e-06 |  | 685.9692 | 4.0052e-06 | 26.0826 | 4.0052e-06
6.859692044430550e+002 | 1.5356e-07 | 685.9692 | 6.859692044430550e+002 | 2.8182e-06 |  | 6.859692044430550e+002 | 5.6303e-06 |  | 6.859692044430550e+002 | 4.8766e-06 |  | 686.4448 | 4.0052e-06 | 26.0832 | 4.0052e-06
6.864448468891322e+002 | 1.5355e-07 | 686.4448 | 6.864448468891322e+002 | 2.8182e-06 |  | 6.864448468891322e+002 | 5.6303e-06 |  | 6.864448468891322e+002 | 4.8766e-06 |  | 686.9208 | 4.0052e-06 | 26.0838 | 4.0052e-06
6.869208191397182e+002 | 1.5355e-07 | 686.9208 | 6.869208191397182e+002 | 2.8182e-06 |  | 6.869208191397182e+002 | 5.6303e-06 |  | 6.869208191397182e+002 | 4.8766e-06 |  | 687.3971 | 4.0052e-06 | 26.0843 | 4.0052e-06
6.873971214234954e+002 | 1.5355e-07 | 687.3971 | 6.873971214234954e+002 | 2.8182e-06 |  | 6.873971214234954e+002 | 5.6303e-06 |  | 6.873971214234954e+002 | 4.8765e-06 |  | 687.8738 | 4.0052e-06 | 26.0849 | 4.0052e-06
6.878737539693044e+002 | 1.5354e-07 | 687.8738 | 6.878737539693044e+002 | 2.8181e-06 |  | 6.878737539693044e+002 | 5.6302e-06 |  | 6.878737539693044e+002 | 4.8765e-06 |  | 688.3507 | 4.0052e-06 | 26.0854 | 4.0052e-06
6.883507170061450e+002 | 1.5354e-07 | 688.3507 | 6.883507170061450e+002 | 2.8181e-06 |  | 6.883507170061450e+002 | 5.6302e-06 |  | 6.883507170061450e+002 | 4.8765e-06 |  | 688.828 | 4.0052e-06 | 26.086 | 4.0052e-06
6.888280107631755e+002 | 1.5354e-07 | 688.828 | 6.888280107631755e+002 | 2.8181e-06 |  | 6.888280107631755e+002 | 5.6302e-06 |  | 6.888280107631755e+002 | 4.8764e-06 |  | 689.3056 | 4.0052e-06 | 26.0865 | 4.0052e-06
6.893056354697130e+002 | 1.5353e-07 | 689.3056 | 6.893056354697130e+002 | 2.8181e-06 |  | 6.893056354697130e+002 | 5.6301e-06 |  | 6.893056354697130e+002 | 4.8764e-06 |  | 689.7836 | 4.0052e-06 | 26.0871 | 4.0052e-06
6.897835913552339e+002 | 1.5353e-07 | 689.7836 | 6.897835913552339e+002 | 2.8181e-06 |  | 6.897835913552339e+002 | 5.6301e-06 |  | 6.897835913552339e+002 | 4.8764e-06 |  | 690.2619 | 4.0052e-06 | 26.0877 | 4.0052e-06
6.902618786493734e+002 | 1.5353e-07 | 690.2619 | 6.902618786493734e+002 | 2.8181e-06 |  | 6.902618786493734e+002 | 5.6301e-06 |  | 6.902618786493734e+002 | 4.8764e-06 |  | 690.7405 | 4.0052e-06 | 26.0882 | 4.0052e-06
6.907404975819262e+002 | 1.5352e-07 | 690.7405 | 6.907404975819262e+002 | 2.818e-06 |  | 6.907404975819262e+002 | 5.63e-06 |  | 6.907404975819262e+002 | 4.8763e-06 |  | 691.2194 | 4.0052e-06 | 26.0888 | 4.0052e-06
6.912194483828463e+002 | 1.5352e-07 | 691.2194 | 6.912194483828463e+002 | 2.818e-06 |  | 6.912194483828463e+002 | 5.63e-06 |  | 6.912194483828463e+002 | 4.8763e-06 |  | 691.6987 | 4.0052e-06 | 26.0893 | 4.0052e-06
6.916987312822469e+002 | 1.5352e-07 | 691.6987 | 6.916987312822469e+002 | 2.818e-06 |  | 6.916987312822469e+002 | 5.63e-06 |  | 6.916987312822469e+002 | 4.8763e-06 |  | 692.1783 | 4.0052e-06 | 26.0899 | 4.0052e-06
6.921783465104008e+002 | 1.5351e-07 | 692.1783 | 6.921783465104008e+002 | 2.818e-06 |  | 6.921783465104008e+002 | 5.6299e-06 |  | 6.921783465104008e+002 | 4.8762e-06 |  | 692.6583 | 4.0052e-06 | 26.0904 | 4.0052e-06
6.926582942977410e+002 | 1.5351e-07 | 692.6583 | 6.926582942977410e+002 | 2.818e-06 |  | 6.926582942977410e+002 | 5.6299e-06 |  | 6.926582942977410e+002 | 4.8762e-06 |  | 693.1386 | 4.0052e-06 | 26.091 | 4.0052e-06
6.931385748748595e+002 | 1.5351e-07 | 693.1386 | 6.931385748748595e+002 | 2.818e-06 |  | 6.931385748748595e+002 | 5.6299e-06 |  | 6.931385748748595e+002 | 4.8762e-06 |  | 693.6192 | 4.0052e-06 | 26.0916 | 4.0052e-06
6.936191884725088e+002 | 1.535e-07 | 693.6192 | 6.936191884725088e+002 | 2.8179e-06 |  | 6.936191884725088e+002 | 5.6298e-06 |  | 6.936191884725088e+002 | 4.8762e-06 |  | 694.1001 | 4.0052e-06 | 26.0921 | 4.0052e-06
6.941001353216010e+002 | 1.535e-07 | 694.1001 | 6.941001353216010e+002 | 2.8179e-06 |  | 6.941001353216010e+002 | 5.6298e-06 |  | 6.941001353216010e+002 | 4.8761e-06 |  | 694.5814 | 4.0052e-06 | 26.0927 | 4.0052e-06
6.945814156532084e+002 | 1.535e-07 | 694.5814 | 6.945814156532084e+002 | 2.8179e-06 |  | 6.945814156532084e+002 | 5.6298e-06 |  | 6.945814156532084e+002 | 4.8761e-06 |  | 695.063 | 4.0052e-06 | 26.0932 | 4.0052e-06
6.950630296985639e+002 | 1.5349e-07 | 695.063 | 6.950630296985639e+002 | 2.8179e-06 |  | 6.950630296985639e+002 | 5.6297e-06 |  | 6.950630296985639e+002 | 4.8761e-06 |  | 695.545 | 4.0052e-06 | 26.0938 | 4.0052e-06
6.955449776890602e+002 | 1.5349e-07 | 695.545 | 6.955449776890602e+002 | 2.8179e-06 |  | 6.955449776890602e+002 | 5.6297e-06 |  | 6.955449776890602e+002 | 4.8761e-06 |  | 696.0273 | 4.0052e-06 | 26.0943 | 4.0052e-06
6.960272598562507e+002 | 1.5348e-07 | 696.0273 | 6.960272598562507e+002 | 2.8179e-06 |  | 6.960272598562507e+002 | 5.6297e-06 |  | 6.960272598562507e+002 | 4.876e-06 |  | 696.5099 | 4.0052e-06 | 26.0949 | 4.0052e-06
6.965098764318494e+002 | 1.5348e-07 | 696.5099 | 6.965098764318494e+002 | 2.8179e-06 |  | 6.965098764318494e+002 | 5.6296e-06 |  | 6.965098764318494e+002 | 4.876e-06 |  | 696.9928 | 4.0052e-06 | 26.0954 | 4.0052e-06
6.969928276477308e+002 | 1.5348e-07 | 696.9928 | 6.969928276477308e+002 | 2.8178e-06 |  | 6.969928276477308e+002 | 5.6296e-06 |  | 6.969928276477308e+002 | 4.876e-06 |  | 697.4761 | 4.0052e-06 | 26.096 | 4.0052e-06
6.974761137359304e+002 | 1.5347e-07 | 697.4761 | 6.974761137359304e+002 | 2.8178e-06 |  | 6.974761137359304e+002 | 5.6296e-06 |  | 6.974761137359304e+002 | 4.8759e-06 |  | 697.9597 | 4.0052e-06 | 26.0965 | 4.0052e-06
6.979597349286444e+002 | 1.5347e-07 | 697.9597 | 6.979597349286444e+002 | 2.8178e-06 |  | 6.979597349286444e+002 | 5.6295e-06 |  | 6.979597349286444e+002 | 4.8759e-06 |  | 698.4437 | 4.0052e-06 | 26.0971 | 4.0052e-06
6.984436914582300e+002 | 1.5347e-07 | 698.4437 | 6.984436914582300e+002 | 2.8178e-06 |  | 6.984436914582300e+002 | 5.6295e-06 |  | 6.984436914582300e+002 | 4.8759e-06 |  | 698.928 | 4.0051e-06 | 26.0976 | 4.0051e-06
6.989279835572056e+002 | 1.5346e-07 | 698.928 | 6.989279835572056e+002 | 2.8178e-06 |  | 6.989279835572056e+002 | 5.6295e-06 |  | 6.989279835572056e+002 | 4.8759e-06 |  | 699.4126 | 4.0051e-06 | 26.0982 | 4.0051e-06
6.994126114582509e+002 | 1.5346e-07 | 699.4126 | 6.994126114582509e+002 | 2.8178e-06 |  | 6.994126114582509e+002 | 5.6294e-06 |  | 6.994126114582509e+002 | 4.8758e-06 |  | 699.8976 | 4.0051e-06 | 26.0987 | 4.0051e-06
6.998975753942069e+002 | 1.5346e-07 | 699.8976 | 6.998975753942069e+002 | 2.8177e-06 |  | 6.998975753942069e+002 | 5.6294e-06 |  | 6.998975753942069e+002 | 4.8758e-06 |  | 700.3829 | 4.0051e-06 | 26.0992 | 4.0051e-06
7.003828755980758e+002 | 1.5345e-07 | 700.3829 | 7.003828755980758e+002 | 2.8177e-06 |  | 7.003828755980758e+002 | 5.6294e-06 |  | 7.003828755980758e+002 | 4.8758e-06 |  | 700.8685 | 4.0051e-06 | 26.0998 | 4.0051e-06
7.008685123030217e+002 | 1.5345e-07 | 700.8685 | 7.008685123030217e+002 | 2.8177e-06 |  | 7.008685123030217e+002 | 5.6293e-06 |  | 7.008685123030217e+002 | 4.8757e-06 |  | 701.3545 | 4.0051e-06 | 26.1003 | 4.0051e-06
7.013544857423701e+002 | 1.5345e-07 | 701.3545 | 7.013544857423701e+002 | 2.8177e-06 |  | 7.013544857423701e+002 | 5.6293e-06 |  | 7.013544857423701e+002 | 4.8757e-06 |  | 701.8408 | 4.0051e-06 | 26.1009 | 4.0051e-06
7.018407961496085e+002 | 1.5344e-07 | 701.8408 | 7.018407961496085e+002 | 2.8177e-06 |  | 7.018407961496085e+002 | 5.6293e-06 |  | 7.018407961496085e+002 | 4.8757e-06 |  | 702.3274 | 4.0051e-06 | 26.1014 | 4.0051e-06
7.023274437583864e+002 | 1.5344e-07 | 702.3274 | 7.023274437583864e+002 | 2.8177e-06 |  | 7.023274437583864e+002 | 5.6292e-06 |  | 7.023274437583864e+002 | 4.8757e-06 |  | 702.8144 | 4.0051e-06 | 26.102 | 4.0051e-06
7.028144288025147e+002 | 1.5344e-07 | 702.8144 | 7.028144288025147e+002 | 2.8176e-06 |  | 7.028144288025147e+002 | 5.6292e-06 |  | 7.028144288025147e+002 | 4.8756e-06 |  | 703.3018 | 4.0051e-06 | 26.1025 | 4.0051e-06
7.033017515159671e+002 | 1.5343e-07 | 703.3018 | 7.033017515159671e+002 | 2.8176e-06 |  | 7.033017515159671e+002 | 5.6292e-06 |  | 7.033017515159671e+002 | 4.8756e-06 |  | 703.7894 | 4.0051e-06 | 26.1031 | 4.0051e-06
7.037894121328793e+002 | 1.5343e-07 | 703.7894 | 7.037894121328793e+002 | 2.8176e-06 |  | 7.037894121328793e+002 | 5.6291e-06 |  | 7.037894121328793e+002 | 4.8756e-06 |  | 704.2774 | 4.0051e-06 | 26.1036 | 4.0051e-06
7.042774108875492e+002 | 1.5343e-07 | 704.2774 | 7.042774108875492e+002 | 2.8176e-06 |  | 7.042774108875492e+002 | 5.6291e-06 |  | 7.042774108875492e+002 | 4.8755e-06 |  | 704.7657 | 4.0051e-06 | 26.1042 | 4.0051e-06
7.047657480144375e+002 | 1.5342e-07 | 704.7657 | 7.047657480144375e+002 | 2.8176e-06 |  | 7.047657480144375e+002 | 5.6291e-06 |  | 7.047657480144375e+002 | 4.8755e-06 |  | 705.2544 | 4.0051e-06 | 26.1047 | 4.0051e-06
7.052544237481669e+002 | 1.5342e-07 | 705.2544 | 7.052544237481669e+002 | 2.8176e-06 |  | 7.052544237481669e+002 | 5.629e-06 |  | 7.052544237481669e+002 | 4.8755e-06 |  | 705.7434 | 4.0051e-06 | 26.1052 | 4.0051e-06
7.057434383235234e+002 | 1.5342e-07 | 705.7434 | 7.057434383235234e+002 | 2.8175e-06 |  | 7.057434383235234e+002 | 5.629e-06 |  | 7.057434383235234e+002 | 4.8755e-06 |  | 706.2328 | 4.0051e-06 | 26.1058 | 4.0051e-06
7.062327919754555e+002 | 1.5341e-07 | 706.2328 | 7.062327919754555e+002 | 2.8175e-06 |  | 7.062327919754555e+002 | 5.629e-06 |  | 7.062327919754555e+002 | 4.8754e-06 |  | 706.7225 | 4.0051e-06 | 26.1063 | 4.0051e-06
7.067224849390746e+002 | 1.5341e-07 | 706.7225 | 7.067224849390746e+002 | 2.8175e-06 |  | 7.067224849390746e+002 | 5.6289e-06 |  | 7.067224849390746e+002 | 4.8754e-06 |  | 707.2125 | 4.0051e-06 | 26.1069 | 4.0051e-06
7.072125174496551e+002 | 1.5341e-07 | 707.2125 | 7.072125174496551e+002 | 2.8175e-06 |  | 7.072125174496551e+002 | 5.6289e-06 |  | 7.072125174496551e+002 | 4.8754e-06 |  | 707.7029 | 4.0051e-06 | 26.1074 | 4.0051e-06
7.077028897426349e+002 | 1.534e-07 | 707.7029 | 7.077028897426349e+002 | 2.8175e-06 |  | 7.077028897426349e+002 | 5.6289e-06 |  | 7.077028897426349e+002 | 4.8753e-06 |  | 708.1936 | 4.0051e-06 | 26.108 | 4.0051e-06
7.081936020536144e+002 | 1.534e-07 | 708.1936 | 7.081936020536144e+002 | 2.8175e-06 |  | 7.081936020536144e+002 | 5.6288e-06 |  | 7.081936020536144e+002 | 4.8753e-06 |  | 708.6847 | 4.0051e-06 | 26.1085 | 4.0051e-06
7.086846546183583e+002 | 1.534e-07 | 708.6847 | 7.086846546183583e+002 | 2.8174e-06 |  | 7.086846546183583e+002 | 5.6288e-06 |  | 7.086846546183583e+002 | 4.8753e-06 |  | 709.176 | 4.0051e-06 | 26.109 | 4.0051e-06
7.091760476727940e+002 | 1.5339e-07 | 709.176 | 7.091760476727940e+002 | 2.8174e-06 |  | 7.091760476727940e+002 | 5.6288e-06 |  | 7.091760476727940e+002 | 4.8752e-06 |  | 709.6678 | 4.0051e-06 | 26.1096 | 4.0051e-06
7.096677814530127e+002 | 1.5339e-07 | 709.6678 | 7.096677814530127e+002 | 2.8174e-06 |  | 7.096677814530127e+002 | 5.6287e-06 |  | 7.096677814530127e+002 | 4.8752e-06 |  | 710.1599 | 4.0051e-06 | 26.1101 | 4.0051e-06
7.101598561952696e+002 | 1.5339e-07 | 710.1599 | 7.101598561952696e+002 | 2.8174e-06 |  | 7.101598561952696e+002 | 5.6287e-06 |  | 7.101598561952696e+002 | 4.8752e-06 |  | 710.6523 | 4.0051e-06 | 26.1106 | 4.0051e-06
7.106522721359835e+002 | 1.5338e-07 | 710.6523 | 7.106522721359835e+002 | 2.8174e-06 |  | 7.106522721359835e+002 | 5.6287e-06 |  | 7.106522721359835e+002 | 4.8752e-06 |  | 711.145 | 4.0051e-06 | 26.1112 | 4.0051e-06
7.111450295117370e+002 | 1.5338e-07 | 711.145 | 7.111450295117370e+002 | 2.8173e-06 |  | 7.111450295117370e+002 | 5.6286e-06 |  | 7.111450295117370e+002 | 4.8751e-06 |  | 711.6381 | 4.0051e-06 | 26.1117 | 4.0051e-06
7.116381285592770e+002 | 1.5338e-07 | 711.6381 | 7.116381285592770e+002 | 2.8173e-06 |  | 7.116381285592770e+002 | 5.6286e-06 |  | 7.116381285592770e+002 | 4.8751e-06 |  | 712.1316 | 4.0051e-06 | 26.1123 | 4.0051e-06
7.121315695155143e+002 | 1.5337e-07 | 712.1316 | 7.121315695155143e+002 | 2.8173e-06 |  | 7.121315695155143e+002 | 5.6286e-06 |  | 7.121315695155143e+002 | 4.8751e-06 |  | 712.6254 | 4.005e-06 | 26.1128 | 4.005e-06
7.126253526175243e+002 | 1.5337e-07 | 712.6254 | 7.126253526175243e+002 | 2.8173e-06 |  | 7.126253526175243e+002 | 5.6285e-06 |  | 7.126253526175243e+002 | 4.875e-06 |  | 713.1195 | 4.005e-06 | 26.1133 | 4.005e-06
7.131194781025464e+002 | 1.5337e-07 | 713.1195 | 7.131194781025464e+002 | 2.8173e-06 |  | 7.131194781025464e+002 | 5.6285e-06 |  | 7.131194781025464e+002 | 4.875e-06 |  | 713.6139 | 4.005e-06 | 26.1139 | 4.005e-06
7.136139462079848e+002 | 1.5337e-07 | 713.6139 | 7.136139462079848e+002 | 2.8173e-06 |  | 7.136139462079848e+002 | 5.6285e-06 |  | 7.136139462079848e+002 | 4.875e-06 |  | 714.1088 | 4.005e-06 | 26.1144 | 4.005e-06
7.141087571714080e+002 | 1.5336e-07 | 714.1088 | 7.141087571714080e+002 | 2.8172e-06 |  | 7.141087571714080e+002 | 5.6284e-06 |  | 7.141087571714080e+002 | 4.875e-06 |  | 714.6039 | 4.005e-06 | 26.1149 | 4.005e-06
7.146039112305498e+002 | 1.5336e-07 | 714.6039 | 7.146039112305498e+002 | 2.8172e-06 |  | 7.146039112305498e+002 | 5.6284e-06 |  | 7.146039112305498e+002 | 4.8749e-06 |  | 715.0994 | 4.005e-06 | 26.1155 | 4.005e-06
7.150994086233080e+002 | 1.5336e-07 | 715.0994 | 7.150994086233080e+002 | 2.8172e-06 |  | 7.150994086233080e+002 | 5.6284e-06 |  | 7.150994086233080e+002 | 4.8749e-06 |  | 715.5952 | 4.005e-06 | 26.116 | 4.005e-06
7.155952495877463e+002 | 1.5335e-07 | 715.5952 | 7.155952495877463e+002 | 2.8172e-06 |  | 7.155952495877463e+002 | 5.6283e-06 |  | 7.155952495877463e+002 | 4.8749e-06 |  | 716.0914 | 4.005e-06 | 26.1165 | 4.005e-06
7.160914343620927e+002 | 1.5335e-07 | 716.0914 | 7.160914343620927e+002 | 2.8172e-06 |  | 7.160914343620927e+002 | 5.6283e-06 |  | 7.160914343620927e+002 | 4.8748e-06 |  | 716.588 | 4.005e-06 | 26.1171 | 4.005e-06
7.165879631847407e+002 | 1.5335e-07 | 716.588 | 7.165879631847407e+002 | 2.8172e-06 |  | 7.165879631847407e+002 | 5.6283e-06 |  | 7.165879631847407e+002 | 4.8748e-06 |  | 717.0848 | 4.005e-06 | 26.1176 | 4.005e-06
7.170848362942493e+002 | 1.5334e-07 | 717.0848 | 7.170848362942493e+002 | 2.8171e-06 |  | 7.170848362942493e+002 | 5.6282e-06 |  | 7.170848362942493e+002 | 4.8748e-06 |  | 717.5821 | 4.005e-06 | 26.1181 | 4.005e-06
7.175820539293424e+002 | 1.5334e-07 | 717.5821 | 7.175820539293424e+002 | 2.8171e-06 |  | 7.175820539293424e+002 | 5.6282e-06 |  | 7.175820539293424e+002 | 4.8747e-06 |  | 718.0796 | 4.005e-06 | 26.1187 | 4.005e-06
7.180796163289099e+002 | 1.5334e-07 | 718.0796 | 7.180796163289099e+002 | 2.8171e-06 |  | 7.180796163289099e+002 | 5.6282e-06 |  | 7.180796163289099e+002 | 4.8747e-06 |  | 718.5775 | 4.005e-06 | 26.1192 | 4.005e-06
7.185775237320070e+002 | 1.5333e-07 | 718.5775 | 7.185775237320070e+002 | 2.8171e-06 |  | 7.185775237320070e+002 | 5.6281e-06 |  | 7.185775237320070e+002 | 4.8747e-06 |  | 719.0758 | 4.005e-06 | 26.1197 | 4.005e-06
7.190757763778551e+002 | 1.5333e-07 | 719.0758 | 7.190757763778551e+002 | 2.8171e-06 |  | 7.190757763778551e+002 | 5.6281e-06 |  | 7.190757763778551e+002 | 4.8747e-06 |  | 719.5744 | 4.005e-06 | 26.1203 | 4.005e-06
7.195743745058409e+002 | 1.5333e-07 | 719.5744 | 7.195743745058409e+002 | 2.8171e-06 |  | 7.195743745058409e+002 | 5.6281e-06 |  | 7.195743745058409e+002 | 4.8746e-06 |  | 720.0733 | 4.005e-06 | 26.1208 | 4.005e-06
7.200733183555175e+002 | 1.5332e-07 | 720.0733 | 7.200733183555175e+002 | 2.817e-06 |  | 7.200733183555175e+002 | 5.628e-06 |  | 7.200733183555175e+002 | 4.8746e-06 |  | 720.5726 | 4.005e-06 | 26.1213 | 4.005e-06
7.205726081666040e+002 | 1.5332e-07 | 720.5726 | 7.205726081666040e+002 | 2.817e-06 |  | 7.205726081666040e+002 | 5.628e-06 |  | 7.205726081666040e+002 | 4.8746e-06 |  | 721.0722 | 4.005e-06 | 26.1219 | 4.005e-06
7.210722441789858e+002 | 1.5332e-07 | 721.0722 | 7.210722441789858e+002 | 2.817e-06 |  | 7.210722441789858e+002 | 5.628e-06 |  | 7.210722441789858e+002 | 4.8745e-06 |  | 721.5722 | 4.005e-06 | 26.1224 | 4.005e-06
7.215722266327144e+002 | 1.5331e-07 | 721.5722 | 7.215722266327144e+002 | 2.817e-06 |  | 7.215722266327144e+002 | 5.6279e-06 |  | 7.215722266327144e+002 | 4.8745e-06 |  | 722.0726 | 4.005e-06 | 26.1229 | 4.005e-06
7.220725557680079e+002 | 1.5331e-07 | 722.0726 | 7.220725557680079e+002 | 2.817e-06 |  | 7.220725557680079e+002 | 5.6279e-06 |  | 7.220725557680079e+002 | 4.8745e-06 |  | 722.5732 | 4.005e-06 | 26.1234 | 4.005e-06
7.225732318252510e+002 | 1.5331e-07 | 722.5732 | 7.225732318252510e+002 | 2.8169e-06 |  | 7.225732318252510e+002 | 5.6278e-06 |  | 7.225732318252510e+002 | 4.8744e-06 |  | 723.0743 | 4.005e-06 | 26.124 | 4.005e-06
7.230742550449950e+002 | 1.533e-07 | 723.0743 | 7.230742550449950e+002 | 2.8169e-06 |  | 7.230742550449950e+002 | 5.6278e-06 |  | 7.230742550449950e+002 | 4.8744e-06 |  | 723.5756 | 4.005e-06 | 26.1245 | 4.005e-06
7.235756256679581e+002 | 1.533e-07 | 723.5756 | 7.235756256679581e+002 | 2.8169e-06 |  | 7.235756256679581e+002 | 5.6278e-06 |  | 7.235756256679581e+002 | 4.8744e-06 |  | 724.0773 | 4.005e-06 | 26.125 | 4.005e-06
7.240773439350252e+002 | 1.533e-07 | 724.0773 | 7.240773439350252e+002 | 2.8169e-06 |  | 7.240773439350252e+002 | 5.6277e-06 |  | 7.240773439350252e+002 | 4.8743e-06 |  | 724.5794 | 4.005e-06 | 26.1255 | 4.005e-06
7.245794100872483e+002 | 1.5329e-07 | 724.5794 | 7.245794100872483e+002 | 2.8169e-06 |  | 7.245794100872483e+002 | 5.6277e-06 |  | 7.245794100872483e+002 | 4.8743e-06 |  | 725.0818 | 4.005e-06 | 26.1261 | 4.005e-06
7.250818243658470e+002 | 1.5329e-07 | 725.0818 | 7.250818243658470e+002 | 2.8169e-06 |  | 7.250818243658470e+002 | 5.6277e-06 |  | 7.250818243658470e+002 | 4.8743e-06 |  | 725.5846 | 4.005e-06 | 26.1266 | 4.005e-06
7.255845870122073e+002 | 1.5329e-07 | 725.5846 | 7.255845870122073e+002 | 2.8168e-06 |  | 7.255845870122073e+002 | 5.6276e-06 |  | 7.255845870122073e+002 | 4.8743e-06 |  | 726.0877 | 4.005e-06 | 26.1271 | 4.005e-06
7.260876982678833e+002 | 1.5328e-07 | 726.0877 | 7.260876982678833e+002 | 2.8168e-06 |  | 7.260876982678833e+002 | 5.6276e-06 |  | 7.260876982678833e+002 | 4.8742e-06 |  | 726.5912 | 4.005e-06 | 26.1277 | 4.005e-06
7.265911583745963e+002 | 1.5328e-07 | 726.5912 | 7.265911583745963e+002 | 2.8168e-06 |  | 7.265911583745963e+002 | 5.6276e-06 |  | 7.265911583745963e+002 | 4.8742e-06 |  | 727.095 | 4.0049e-06 | 26.1282 | 4.0049e-06
7.270949675742352e+002 | 1.5328e-07 | 727.095 | 7.270949675742352e+002 | 2.8168e-06 |  | 7.270949675742352e+002 | 5.6275e-06 |  | 7.270949675742352e+002 | 4.8742e-06 |  | 727.5991 | 4.0049e-06 | 26.1287 | 4.0049e-06
7.275991261088566e+002 | 1.5327e-07 | 727.5991 | 7.275991261088566e+002 | 2.8168e-06 |  | 7.275991261088566e+002 | 5.6275e-06 |  | 7.275991261088566e+002 | 4.8741e-06 |  | 728.1036 | 4.0049e-06 | 26.1292 | 4.0049e-06
7.281036342206851e+002 | 1.5327e-07 | 728.1036 | 7.281036342206851e+002 | 2.8168e-06 |  | 7.281036342206851e+002 | 5.6275e-06 |  | 7.281036342206851e+002 | 4.8741e-06 |  | 728.6085 | 4.0049e-06 | 26.1297 | 4.0049e-06
7.286084921521132e+002 | 1.5327e-07 | 728.6085 | 7.286084921521132e+002 | 2.8167e-06 |  | 7.286084921521132e+002 | 5.6274e-06 |  | 7.286084921521132e+002 | 4.8741e-06 |  | 729.1137 | 4.0049e-06 | 26.1303 | 4.0049e-06
7.291137001457012e+002 | 1.5326e-07 | 729.1137 | 7.291137001457012e+002 | 2.8167e-06 |  | 7.291137001457012e+002 | 5.6274e-06 |  | 7.291137001457012e+002 | 4.874e-06 |  | 729.6193 | 4.0049e-06 | 26.1308 | 4.0049e-06
7.296192584441781e+002 | 1.5326e-07 | 729.6193 | 7.296192584441781e+002 | 2.8167e-06 |  | 7.296192584441781e+002 | 5.6273e-06 |  | 7.296192584441781e+002 | 4.874e-06 |  | 730.1252 | 4.0049e-06 | 26.1313 | 4.0049e-06
7.301251672904406e+002 | 1.5326e-07 | 730.1252 | 7.301251672904406e+002 | 2.8167e-06 |  | 7.301251672904406e+002 | 5.6273e-06 |  | 7.301251672904406e+002 | 4.874e-06 |  | 730.6314 | 4.0049e-06 | 26.1318 | 4.0049e-06
7.306314269275543e+002 | 1.5326e-07 | 730.6314 | 7.306314269275543e+002 | 2.8167e-06 |  | 7.306314269275543e+002 | 5.6273e-06 |  | 7.306314269275543e+002 | 4.8739e-06 |  | 731.138 | 4.0049e-06 | 26.1324 | 4.0049e-06
7.311380375987533e+002 | 1.5325e-07 | 731.138 | 7.311380375987533e+002 | 2.8166e-06 |  | 7.311380375987533e+002 | 5.6272e-06 |  | 7.311380375987533e+002 | 4.8739e-06 |  | 731.645 | 4.0049e-06 | 26.1329 | 4.0049e-06
7.316449995474401e+002 | 1.5325e-07 | 731.645 | 7.316449995474401e+002 | 2.8166e-06 |  | 7.316449995474401e+002 | 5.6272e-06 |  | 7.316449995474401e+002 | 4.8739e-06 |  | 732.1523 | 4.0049e-06 | 26.1334 | 4.0049e-06
7.321523130171861e+002 | 1.5325e-07 | 732.1523 | 7.321523130171861e+002 | 2.8166e-06 |  | 7.321523130171861e+002 | 5.6272e-06 |  | 7.321523130171861e+002 | 4.8739e-06 |  | 732.66 | 4.0049e-06 | 26.1339 | 4.0049e-06
7.326599782517317e+002 | 1.5324e-07 | 732.66 | 7.326599782517317e+002 | 2.8166e-06 |  | 7.326599782517317e+002 | 5.6271e-06 |  | 7.326599782517317e+002 | 4.8738e-06 |  | 733.168 | 4.0049e-06 | 26.1344 | 4.0049e-06
7.331679954949860e+002 | 1.5324e-07 | 733.168 | 7.331679954949860e+002 | 2.8166e-06 |  | 7.331679954949860e+002 | 5.6271e-06 |  | 7.331679954949860e+002 | 4.8738e-06 |  | 733.6764 | 4.0049e-06 | 26.135 | 4.0049e-06
7.336763649910276e+002 | 1.5324e-07 | 733.6764 | 7.336763649910276e+002 | 2.8166e-06 |  | 7.336763649910276e+002 | 5.6271e-06 |  | 7.336763649910276e+002 | 4.8738e-06 |  | 734.1851 | 4.0049e-06 | 26.1355 | 4.0049e-06
7.341850869841042e+002 | 1.5323e-07 | 734.1851 | 7.341850869841042e+002 | 2.8165e-06 |  | 7.341850869841042e+002 | 5.627e-06 |  | 7.341850869841042e+002 | 4.8737e-06 |  | 734.6942 | 4.0049e-06 | 26.136 | 4.0049e-06
7.346941617186326e+002 | 1.5323e-07 | 734.6942 | 7.346941617186326e+002 | 2.8165e-06 |  | 7.346941617186326e+002 | 5.627e-06 |  | 7.346941617186326e+002 | 4.8737e-06 |  | 735.2036 | 4.0049e-06 | 26.1365 | 4.0049e-06
7.352035894391994e+002 | 1.5323e-07 | 735.2036 | 7.352035894391994e+002 | 2.8165e-06 |  | 7.352035894391994e+002 | 5.6269e-06 |  | 7.352035894391994e+002 | 4.8737e-06 |  | 735.7134 | 4.0049e-06 | 26.137 | 4.0049e-06
7.357133703905608e+002 | 1.5322e-07 | 735.7134 | 7.357133703905608e+002 | 2.8165e-06 |  | 7.357133703905608e+002 | 5.6269e-06 |  | 7.357133703905608e+002 | 4.8736e-06 |  | 736.2235 | 4.0049e-06 | 26.1376 | 4.0049e-06
7.362235048176426e+002 | 1.5322e-07 | 736.2235 | 7.362235048176426e+002 | 2.8165e-06 |  | 7.362235048176426e+002 | 5.6269e-06 |  | 7.362235048176426e+002 | 4.8736e-06 |  | 736.734 | 4.0049e-06 | 26.1381 | 4.0049e-06
7.367339929655403e+002 | 1.5322e-07 | 736.734 | 7.367339929655403e+002 | 2.8164e-06 |  | 7.367339929655403e+002 | 5.6268e-06 |  | 7.367339929655403e+002 | 4.8736e-06 |  | 737.2448 | 4.0049e-06 | 26.1386 | 4.0049e-06
7.372448350795196e+002 | 1.5321e-07 | 737.2448 | 7.372448350795196e+002 | 2.8164e-06 |  | 7.372448350795196e+002 | 5.6268e-06 |  | 7.372448350795196e+002 | 4.8735e-06 |  | 737.756 | 4.0049e-06 | 26.1391 | 4.0049e-06
7.377560314050161e+002 | 1.5321e-07 | 737.756 | 7.377560314050161e+002 | 2.8164e-06 |  | 7.377560314050161e+002 | 5.6268e-06 |  | 7.377560314050161e+002 | 4.8735e-06 |  | 738.2676 | 4.0049e-06 | 26.1396 | 4.0049e-06
7.382675821876355e+002 | 1.5321e-07 | 738.2676 | 7.382675821876355e+002 | 2.8164e-06 |  | 7.382675821876355e+002 | 5.6267e-06 |  | 7.382675821876355e+002 | 4.8735e-06 |  | 738.7795 | 4.0049e-06 | 26.1401 | 4.0049e-06
7.387794876731542e+002 | 1.532e-07 | 738.7795 | 7.387794876731542e+002 | 2.8164e-06 |  | 7.387794876731542e+002 | 5.6267e-06 |  | 7.387794876731542e+002 | 4.8734e-06 |  | 739.2917 | 4.0049e-06 | 26.1407 | 4.0049e-06
7.392917481075185e+002 | 1.532e-07 | 739.2917 | 7.392917481075185e+002 | 2.8163e-06 |  | 7.392917481075185e+002 | 5.6267e-06 |  | 7.392917481075185e+002 | 4.8734e-06 |  | 739.8044 | 4.0049e-06 | 26.1412 | 4.0049e-06
7.398043637368455e+002 | 1.532e-07 | 739.8044 | 7.398043637368455e+002 | 2.8163e-06 |  | 7.398043637368455e+002 | 5.6266e-06 |  | 7.398043637368455e+002 | 4.8734e-06 |  | 740.3173 | 4.0049e-06 | 26.1417 | 4.0049e-06
7.403173348074231e+002 | 1.5319e-07 | 740.3173 | 7.403173348074231e+002 | 2.8163e-06 |  | 7.403173348074231e+002 | 5.6266e-06 |  | 7.403173348074231e+002 | 4.8733e-06 |  | 740.8307 | 4.0049e-06 | 26.1422 | 4.0049e-06
7.408306615657098e+002 | 1.5319e-07 | 740.8307 | 7.408306615657098e+002 | 2.8163e-06 |  | 7.408306615657098e+002 | 5.6265e-06 |  | 7.408306615657098e+002 | 4.8733e-06 |  | 741.3443 | 4.0049e-06 | 26.1427 | 4.0049e-06
7.413443442583347e+002 | 1.5319e-07 | 741.3443 | 7.413443442583347e+002 | 2.8163e-06 |  | 7.413443442583347e+002 | 5.6265e-06 |  | 7.413443442583347e+002 | 4.8733e-06 |  | 741.8584 | 4.0048e-06 | 26.1432 | 4.0048e-06
7.418583831320984e+002 | 1.5319e-07 | 741.8584 | 7.418583831320984e+002 | 2.8163e-06 |  | 7.418583831320984e+002 | 5.6265e-06 |  | 7.418583831320984e+002 | 4.8732e-06 |  | 742.3728 | 4.0048e-06 | 26.1437 | 4.0048e-06
7.423727784339726e+002 | 1.5318e-07 | 742.3728 | 7.423727784339726e+002 | 2.8162e-06 |  | 7.423727784339726e+002 | 5.6264e-06 |  | 7.423727784339726e+002 | 4.8732e-06 |  | 742.8875 | 4.0048e-06 | 26.1443 | 4.0048e-06
7.428875304110999e+002 | 1.5318e-07 | 742.8875 | 7.428875304110999e+002 | 2.8162e-06 |  | 7.428875304110999e+002 | 5.6264e-06 |  | 7.428875304110999e+002 | 4.8732e-06 |  | 743.4026 | 4.0048e-06 | 26.1448 | 4.0048e-06
7.434026393107944e+002 | 1.5318e-07 | 743.4026 | 7.434026393107944e+002 | 2.8162e-06 |  | 7.434026393107944e+002 | 5.6264e-06 |  | 7.434026393107944e+002 | 4.8732e-06 |  | 743.9181 | 4.0048e-06 | 26.1453 | 4.0048e-06
7.439181053805419e+002 | 1.5317e-07 | 743.9181 | 7.439181053805419e+002 | 2.8162e-06 |  | 7.439181053805419e+002 | 5.6263e-06 |  | 7.439181053805419e+002 | 4.8731e-06 |  | 744.4339 | 4.0048e-06 | 26.1458 | 4.0048e-06
7.444339288679995e+002 | 1.5317e-07 | 744.4339 | 7.444339288679995e+002 | 2.8162e-06 |  | 7.444339288679995e+002 | 5.6263e-06 |  | 7.444339288679995e+002 | 4.8731e-06 |  | 744.9501 | 4.0048e-06 | 26.1463 | 4.0048e-06
7.449501100209963e+002 | 1.5317e-07 | 744.9501 | 7.449501100209963e+002 | 2.8161e-06 |  | 7.449501100209963e+002 | 5.6262e-06 |  | 7.449501100209963e+002 | 4.8731e-06 |  | 745.4666 | 4.0048e-06 | 26.1468 | 4.0048e-06
7.454666490875328e+002 | 1.5316e-07 | 745.4666 | 7.454666490875328e+002 | 2.8161e-06 |  | 7.454666490875328e+002 | 5.6262e-06 |  | 7.454666490875328e+002 | 4.873e-06 |  | 745.9835 | 4.0048e-06 | 26.1473 | 4.0048e-06
7.459835463157821e+002 | 1.5316e-07 | 745.9835 | 7.459835463157821e+002 | 2.8161e-06 |  | 7.459835463157821e+002 | 5.6262e-06 |  | 7.459835463157821e+002 | 4.873e-06 |  | 746.5008 | 4.0048e-06 | 26.1478 | 4.0048e-06
7.465008019540890e+002 | 1.5316e-07 | 746.5008 | 7.465008019540890e+002 | 2.8161e-06 |  | 7.465008019540890e+002 | 5.6261e-06 |  | 7.465008019540890e+002 | 4.873e-06 |  | 747.0184 | 4.0048e-06 | 26.1483 | 4.0048e-06
7.470184162509703e+002 | 1.5315e-07 | 747.0184 | 7.470184162509703e+002 | 2.8161e-06 |  | 7.470184162509703e+002 | 5.6261e-06 |  | 7.470184162509703e+002 | 4.8729e-06 |  | 747.5364 | 4.0048e-06 | 26.1489 | 4.0048e-06
7.475363894551156e+002 | 1.5315e-07 | 747.5364 | 7.475363894551156e+002 | 2.816e-06 |  | 7.475363894551156e+002 | 5.6261e-06 |  | 7.475363894551156e+002 | 4.8729e-06 |  | 748.0547 | 4.0048e-06 | 26.1494 | 4.0048e-06
7.480547218153865e+002 | 1.5315e-07 | 748.0547 | 7.480547218153865e+002 | 2.816e-06 |  | 7.480547218153865e+002 | 5.626e-06 |  | 7.480547218153865e+002 | 4.8729e-06 |  | 748.5734 | 4.0048e-06 | 26.1499 | 4.0048e-06
7.485734135808175e+002 | 1.5315e-07 | 748.5734 | 7.485734135808175e+002 | 2.816e-06 |  | 7.485734135808175e+002 | 5.626e-06 |  | 7.485734135808175e+002 | 4.8728e-06 |  | 749.0925 | 4.0048e-06 | 26.1504 | 4.0048e-06
7.490924650006157e+002 | 1.5314e-07 | 749.0925 | 7.490924650006157e+002 | 2.816e-06 |  | 7.490924650006157e+002 | 5.6259e-06 |  | 7.490924650006157e+002 | 4.8728e-06 |  | 749.6119 | 4.0048e-06 | 26.1509 | 4.0048e-06
7.496118763241607e+002 | 1.5314e-07 | 749.6119 | 7.496118763241607e+002 | 2.816e-06 |  | 7.496118763241607e+002 | 5.6259e-06 |  | 7.496118763241607e+002 | 4.8728e-06 |  | 750.1316 | 4.0048e-06 | 26.1514 | 4.0048e-06
7.501316478010054e+002 | 1.5314e-07 | 750.1316 | 7.501316478010054e+002 | 2.816e-06 |  | 7.501316478010054e+002 | 5.6259e-06 |  | 7.501316478010054e+002 | 4.8727e-06 |  | 750.6518 | 4.0048e-06 | 26.1519 | 4.0048e-06
7.506517796808756e+002 | 1.5313e-07 | 750.6518 | 7.506517796808756e+002 | 2.8159e-06 |  | 7.506517796808756e+002 | 5.6258e-06 |  | 7.506517796808756e+002 | 4.8727e-06 |  | 751.1723 | 4.0048e-06 | 26.1524 | 4.0048e-06
7.511722722136701e+002 | 1.5313e-07 | 751.1723 | 7.511722722136701e+002 | 2.8159e-06 |  | 7.511722722136701e+002 | 5.6258e-06 |  | 7.511722722136701e+002 | 4.8727e-06 |  | 751.6931 | 4.0048e-06 | 26.1529 | 4.0048e-06
7.516931256494613e+002 | 1.5313e-07 | 751.6931 | 7.516931256494613e+002 | 2.8159e-06 |  | 7.516931256494613e+002 | 5.6258e-06 |  | 7.516931256494613e+002 | 4.8726e-06 |  | 752.2143 | 4.0048e-06 | 26.1534 | 4.0048e-06
7.522143402384947e+002 | 1.5312e-07 | 752.2143 | 7.522143402384947e+002 | 2.8159e-06 |  | 7.522143402384947e+002 | 5.6257e-06 |  | 7.522143402384947e+002 | 4.8726e-06 |  | 752.7359 | 4.0048e-06 | 26.1539 | 4.0048e-06
7.527359162311894e+002 | 1.5312e-07 | 752.7359 | 7.527359162311894e+002 | 2.8159e-06 |  | 7.527359162311894e+002 | 5.6257e-06 |  | 7.527359162311894e+002 | 4.8726e-06 |  | 753.2579 | 4.0048e-06 | 26.1544 | 4.0048e-06
7.532578538781382e+002 | 1.5312e-07 | 753.2579 | 7.532578538781382e+002 | 2.8158e-06 |  | 7.532578538781382e+002 | 5.6256e-06 |  | 7.532578538781382e+002 | 4.8725e-06 |  | 753.7802 | 4.0048e-06 | 26.1549 | 4.0048e-06
7.537801534301078e+002 | 1.5311e-07 | 753.7802 | 7.537801534301078e+002 | 2.8158e-06 |  | 7.537801534301078e+002 | 5.6256e-06 |  | 7.537801534301078e+002 | 4.8725e-06 |  | 754.3028 | 4.0048e-06 | 26.1555 | 4.0048e-06
7.543028151380383e+002 | 1.5311e-07 | 754.3028 | 7.543028151380383e+002 | 2.8158e-06 |  | 7.543028151380383e+002 | 5.6256e-06 |  | 7.543028151380383e+002 | 4.8725e-06 |  | 754.8258 | 4.0048e-06 | 26.156 | 4.0048e-06
7.548258392530444e+002 | 1.5311e-07 | 754.8258 | 7.548258392530444e+002 | 2.8158e-06 |  | 7.548258392530444e+002 | 5.6255e-06 |  | 7.548258392530444e+002 | 4.8724e-06 |  | 755.3492 | 4.0048e-06 | 26.1565 | 4.0048e-06
7.553492260264143e+002 | 1.531e-07 | 755.3492 | 7.553492260264143e+002 | 2.8158e-06 |  | 7.553492260264143e+002 | 5.6255e-06 |  | 7.553492260264143e+002 | 4.8724e-06 |  | 755.873 | 4.0048e-06 | 26.157 | 4.0048e-06
7.558729757096110e+002 | 1.531e-07 | 755.873 | 7.558729757096110e+002 | 2.8157e-06 |  | 7.558729757096110e+002 | 5.6254e-06 |  | 7.558729757096110e+002 | 4.8724e-06 |  | 756.3971 | 4.0048e-06 | 26.1575 | 4.0048e-06
7.563970885542716e+002 | 1.531e-07 | 756.3971 | 7.563970885542716e+002 | 2.8157e-06 |  | 7.563970885542716e+002 | 5.6254e-06 |  | 7.563970885542716e+002 | 4.8723e-06 |  | 756.9216 | 4.0048e-06 | 26.158 | 4.0048e-06
7.569215648122075e+002 | 1.531e-07 | 756.9216 | 7.569215648122075e+002 | 2.8157e-06 |  | 7.569215648122075e+002 | 5.6254e-06 |  | 7.569215648122075e+002 | 4.8723e-06 |  | 757.4464 | 4.0047e-06 | 26.1585 | 4.0047e-06
7.574464047354053e+002 | 1.5309e-07 | 757.4464 | 7.574464047354053e+002 | 2.8157e-06 |  | 7.574464047354053e+002 | 5.6253e-06 |  | 7.574464047354053e+002 | 4.8723e-06 |  | 757.9716 | 4.0047e-06 | 26.159 | 4.0047e-06
7.579716085760256e+002 | 1.5309e-07 | 757.9716 | 7.579716085760256e+002 | 2.8157e-06 |  | 7.579716085760256e+002 | 5.6253e-06 |  | 7.579716085760256e+002 | 4.8722e-06 |  | 758.4972 | 4.0047e-06 | 26.1595 | 4.0047e-06
7.584971765864043e+002 | 1.5309e-07 | 758.4972 | 7.584971765864043e+002 | 2.8156e-06 |  | 7.584971765864043e+002 | 5.6253e-06 |  | 7.584971765864043e+002 | 4.8722e-06 |  | 759.0231 | 4.0047e-06 | 26.16 | 4.0047e-06
7.590231090190521e+002 | 1.5308e-07 | 759.0231 | 7.590231090190521e+002 | 2.8156e-06 |  | 7.590231090190521e+002 | 5.6252e-06 |  | 7.590231090190521e+002 | 4.8722e-06 |  | 759.5494 | 4.0047e-06 | 26.1605 | 4.0047e-06
7.595494061266548e+002 | 1.5308e-07 | 759.5494 | 7.595494061266548e+002 | 2.8156e-06 |  | 7.595494061266548e+002 | 5.6252e-06 |  | 7.595494061266548e+002 | 4.8721e-06 |  | 760.0761 | 4.0047e-06 | 26.161 | 4.0047e-06
7.600760681620736e+002 | 1.5308e-07 | 760.0761 | 7.600760681620736e+002 | 2.8156e-06 |  | 7.600760681620736e+002 | 5.6251e-06 |  | 7.600760681620736e+002 | 4.8721e-06 |  | 760.6031 | 4.0047e-06 | 26.1615 | 4.0047e-06
7.606030953783449e+002 | 1.5307e-07 | 760.6031 | 7.606030953783449e+002 | 2.8156e-06 |  | 7.606030953783449e+002 | 5.6251e-06 |  | 7.606030953783449e+002 | 4.8721e-06 |  | 761.1305 | 4.0047e-06 | 26.162 | 4.0047e-06
7.611304880286801e+002 | 1.5307e-07 | 761.1305 | 7.611304880286801e+002 | 2.8155e-06 |  | 7.611304880286801e+002 | 5.6251e-06 |  | 7.611304880286801e+002 | 4.872e-06 |  | 761.6582 | 4.0047e-06 | 26.1625 | 4.0047e-06
7.616582463664671e+002 | 1.5307e-07 | 761.6582 | 7.616582463664671e+002 | 2.8155e-06 |  | 7.616582463664671e+002 | 5.625e-06 |  | 7.616582463664671e+002 | 4.872e-06 |  | 762.1864 | 4.0047e-06 | 26.163 | 4.0047e-06
7.621863706452688e+002 | 1.5307e-07 | 762.1864 | 7.621863706452688e+002 | 2.8155e-06 |  | 7.621863706452688e+002 | 5.625e-06 |  | 7.621863706452688e+002 | 4.872e-06 |  | 762.7149 | 4.0047e-06 | 26.1635 | 4.0047e-06
7.627148611188241e+002 | 1.5306e-07 | 762.7149 | 7.627148611188241e+002 | 2.8155e-06 |  | 7.627148611188241e+002 | 5.6249e-06 |  | 7.627148611188241e+002 | 4.8719e-06 |  | 763.2437 | 4.0047e-06 | 26.164 | 4.0047e-06
7.632437180410478e+002 | 1.5306e-07 | 763.2437 | 7.632437180410478e+002 | 2.8155e-06 |  | 7.632437180410478e+002 | 5.6249e-06 |  | 7.632437180410478e+002 | 4.8719e-06 |  | 763.7729 | 4.0047e-06 | 26.1645 | 4.0047e-06
7.637729416660309e+002 | 1.5306e-07 | 763.7729 | 7.637729416660309e+002 | 2.8154e-06 |  | 7.637729416660309e+002 | 5.6249e-06 |  | 7.637729416660309e+002 | 4.8719e-06 |  | 764.3025 | 4.0047e-06 | 26.165 | 4.0047e-06
7.643025322480404e+002 | 1.5305e-07 | 764.3025 | 7.643025322480404e+002 | 2.8154e-06 |  | 7.643025322480404e+002 | 5.6248e-06 |  | 7.643025322480404e+002 | 4.8718e-06 |  | 764.8325 | 4.0047e-06 | 26.1655 | 4.0047e-06
7.648324900415198e+002 | 1.5305e-07 | 764.8325 | 7.648324900415198e+002 | 2.8154e-06 |  | 7.648324900415198e+002 | 5.6248e-06 |  | 7.648324900415198e+002 | 4.8718e-06 |  | 765.3628 | 4.0047e-06 | 26.166 | 4.0047e-06
7.653628153010890e+002 | 1.5305e-07 | 765.3628 | 7.653628153010890e+002 | 2.8154e-06 |  | 7.653628153010890e+002 | 5.6247e-06 |  | 7.653628153010890e+002 | 4.8718e-06 |  | 765.8935 | 4.0047e-06 | 26.1665 | 4.0047e-06
7.658935082815442e+002 | 1.5304e-07 | 765.8935 | 7.658935082815442e+002 | 2.8154e-06 |  | 7.658935082815442e+002 | 5.6247e-06 |  | 7.658935082815442e+002 | 4.8717e-06 |  | 766.4246 | 4.0047e-06 | 26.167 | 4.0047e-06
7.664245692378585e+002 | 1.5304e-07 | 766.4246 | 7.664245692378585e+002 | 2.8153e-06 |  | 7.664245692378585e+002 | 5.6247e-06 |  | 7.664245692378585e+002 | 4.8717e-06 |  | 766.956 | 4.0047e-06 | 26.1675 | 4.0047e-06
7.669559984251818e+002 | 1.5304e-07 | 766.956 | 7.669559984251818e+002 | 2.8153e-06 |  | 7.669559984251818e+002 | 5.6246e-06 |  | 7.669559984251818e+002 | 4.8716e-06 |  | 767.4878 | 4.0047e-06 | 26.168 | 4.0047e-06
7.674877960988408e+002 | 1.5303e-07 | 767.4878 | 7.674877960988408e+002 | 2.8153e-06 |  | 7.674877960988408e+002 | 5.6246e-06 |  | 7.674877960988408e+002 | 4.8716e-06 |  | 768.02 | 4.0047e-06 | 26.1685 | 4.0047e-06
7.680199625143393e+002 | 1.5303e-07 | 768.02 | 7.680199625143393e+002 | 2.8153e-06 |  | 7.680199625143393e+002 | 5.6245e-06 |  | 7.680199625143393e+002 | 4.8716e-06 |  | 768.5525 | 4.0047e-06 | 26.169 | 4.0047e-06
7.685524979273584e+002 | 1.5303e-07 | 768.5525 | 7.685524979273584e+002 | 2.8153e-06 |  | 7.685524979273584e+002 | 5.6245e-06 |  | 7.685524979273584e+002 | 4.8715e-06 |  | 769.0854 | 4.0047e-06 | 26.1695 | 4.0047e-06
7.690854025937564e+002 | 1.5303e-07 | 769.0854 | 7.690854025937564e+002 | 2.8152e-06 |  | 7.690854025937564e+002 | 5.6245e-06 |  | 7.690854025937564e+002 | 4.8715e-06 |  | 769.6187 | 4.0047e-06 | 26.17 | 4.0047e-06
7.696186767695687e+002 | 1.5302e-07 | 769.6187 | 7.696186767695687e+002 | 2.8152e-06 |  | 7.696186767695687e+002 | 5.6244e-06 |  | 7.696186767695687e+002 | 4.8715e-06 |  | 770.1523 | 4.0047e-06 | 26.1705 | 4.0047e-06
7.701523207110085e+002 | 1.5302e-07 | 770.1523 | 7.701523207110085e+002 | 2.8152e-06 |  | 7.701523207110085e+002 | 5.6244e-06 |  | 7.701523207110085e+002 | 4.8714e-06 |  | 770.6863 | 4.0047e-06 | 26.1709 | 4.0047e-06
7.706863346744669e+002 | 1.5302e-07 | 770.6863 | 7.706863346744669e+002 | 2.8152e-06 |  | 7.706863346744669e+002 | 5.6243e-06 |  | 7.706863346744669e+002 | 4.8714e-06 |  | 771.2207 | 4.0047e-06 | 26.1715 | 4.0047e-06
7.712207189165124e+002 | 1.5301e-07 | 771.2207 | 7.712207189165124e+002 | 2.8152e-06 |  | 7.712207189165124e+002 | 5.6243e-06 |  | 7.712207189165124e+002 | 4.8714e-06 |  | 771.7555 | 4.0047e-06 | 26.1719 | 4.0047e-06
7.717554736938915e+002 | 1.5301e-07 | 771.7555 | 7.717554736938915e+002 | 2.8151e-06 |  | 7.717554736938915e+002 | 5.6243e-06 |  | 7.717554736938915e+002 | 4.8713e-06 |  | 772.2906 | 4.0047e-06 | 26.1724 | 4.0047e-06
7.722905992635289e+002 | 1.5301e-07 | 772.2906 | 7.722905992635289e+002 | 2.8151e-06 |  | 7.722905992635289e+002 | 5.6242e-06 |  | 7.722905992635289e+002 | 4.8713e-06 |  | 772.8261 | 4.0047e-06 | 26.1729 | 4.0047e-06
7.728260958825271e+002 | 1.53e-07 | 772.8261 | 7.728260958825271e+002 | 2.8151e-06 |  | 7.728260958825271e+002 | 5.6242e-06 |  | 7.728260958825271e+002 | 4.8713e-06 |  | 773.362 | 4.0047e-06 | 26.1734 | 4.0047e-06
7.733619638081672e+002 | 1.53e-07 | 773.362 | 7.733619638081672e+002 | 2.8151e-06 |  | 7.733619638081672e+002 | 5.6241e-06 |  | 7.733619638081672e+002 | 4.8712e-06 |  | 773.8982 | 4.0046e-06 | 26.1739 | 4.0046e-06
7.738982032979085e+002 | 1.53e-07 | 773.8982 | 7.738982032979085e+002 | 2.8151e-06 |  | 7.738982032979085e+002 | 5.6241e-06 |  | 7.738982032979085e+002 | 4.8712e-06 |  | 774.4348 | 4.0046e-06 | 26.1744 | 4.0046e-06
7.744348146093889e+002 | 1.53e-07 | 774.4348 | 7.744348146093889e+002 | 2.815e-06 |  | 7.744348146093889e+002 | 5.6241e-06 |  | 7.744348146093889e+002 | 4.8712e-06 |  | 774.9718 | 4.0046e-06 | 26.1749 | 4.0046e-06
7.749717980004250e+002 | 1.5299e-07 | 774.9718 | 7.749717980004250e+002 | 2.815e-06 |  | 7.749717980004250e+002 | 5.624e-06 |  | 7.749717980004250e+002 | 4.8711e-06 |  | 775.5092 | 4.0046e-06 | 26.1754 | 4.0046e-06
7.755091537290122e+002 | 1.5299e-07 | 775.5092 | 7.755091537290122e+002 | 2.815e-06 |  | 7.755091537290122e+002 | 5.624e-06 |  | 7.755091537290122e+002 | 4.8711e-06 |  | 776.0469 | 4.0046e-06 | 26.1759 | 4.0046e-06
7.760468820533243e+002 | 1.5299e-07 | 776.0469 | 7.760468820533243e+002 | 2.815e-06 |  | 7.760468820533243e+002 | 5.6239e-06 |  | 7.760468820533243e+002 | 4.8711e-06 |  | 776.585 | 4.0046e-06 | 26.1764 | 4.0046e-06
7.765849832317149e+002 | 1.5298e-07 | 776.585 | 7.765849832317149e+002 | 2.815e-06 |  | 7.765849832317149e+002 | 5.6239e-06 |  | 7.765849832317149e+002 | 4.871e-06 |  | 777.1235 | 4.0046e-06 | 26.1769 | 4.0046e-06
7.771234575227162e+002 | 1.5298e-07 | 777.1235 | 7.771234575227162e+002 | 2.8149e-06 |  | 7.771234575227162e+002 | 5.6239e-06 |  | 7.771234575227162e+002 | 4.871e-06 |  | 777.6623 | 4.0046e-06 | 26.1774 | 4.0046e-06
7.776623051850397e+002 | 1.5298e-07 | 777.6623 | 7.776623051850397e+002 | 2.8149e-06 |  | 7.776623051850397e+002 | 5.6238e-06 |  | 7.776623051850397e+002 | 4.8709e-06 |  | 778.2015 | 4.0046e-06 | 26.1778 | 4.0046e-06
7.782015264775766e+002 | 1.5297e-07 | 778.2015 | 7.782015264775766e+002 | 2.8149e-06 |  | 7.782015264775766e+002 | 5.6238e-06 |  | 7.782015264775766e+002 | 4.8709e-06 |  | 778.7411 | 4.0046e-06 | 26.1783 | 4.0046e-06
7.787411216593972e+002 | 1.5297e-07 | 778.7411 | 7.787411216593972e+002 | 2.8149e-06 |  | 7.787411216593972e+002 | 5.6237e-06 |  | 7.787411216593972e+002 | 4.8709e-06 |  | 779.2811 | 4.0046e-06 | 26.1788 | 4.0046e-06
7.792810909897519e+002 | 1.5297e-07 | 779.2811 | 7.792810909897519e+002 | 2.8149e-06 |  | 7.792810909897519e+002 | 5.6237e-06 |  | 7.792810909897519e+002 | 4.8708e-06 |  | 779.8214 | 4.0046e-06 | 26.1793 | 4.0046e-06
7.798214347280702e+002 | 1.5297e-07 | 779.8214 | 7.798214347280702e+002 | 2.8148e-06 |  | 7.798214347280702e+002 | 5.6236e-06 |  | 7.798214347280702e+002 | 4.8708e-06 |  | 780.3622 | 4.0046e-06 | 26.1798 | 4.0046e-06
7.803621531339624e+002 | 1.5296e-07 | 780.3622 | 7.803621531339624e+002 | 2.8148e-06 |  | 7.803621531339624e+002 | 5.6236e-06 |  | 7.803621531339624e+002 | 4.8708e-06 |  | 780.9032 | 4.0046e-06 | 26.1803 | 4.0046e-06
7.809032464672179e+002 | 1.5296e-07 | 780.9032 | 7.809032464672179e+002 | 2.8148e-06 |  | 7.809032464672179e+002 | 5.6236e-06 |  | 7.809032464672179e+002 | 4.8707e-06 |  | 781.4447 | 4.0046e-06 | 26.1808 | 4.0046e-06
7.814447149878068e+002 | 1.5296e-07 | 781.4447 | 7.814447149878068e+002 | 2.8148e-06 |  | 7.814447149878068e+002 | 5.6235e-06 |  | 7.814447149878068e+002 | 4.8707e-06 |  | 781.9866 | 4.0046e-06 | 26.1813 | 4.0046e-06
7.819865589558792e+002 | 1.5295e-07 | 781.9866 | 7.819865589558792e+002 | 2.8148e-06 |  | 7.819865589558792e+002 | 5.6235e-06 |  | 7.819865589558792e+002 | 4.8707e-06 |  | 782.5288 | 4.0046e-06 | 26.1818 | 4.0046e-06
7.825287786317658e+002 | 1.5295e-07 | 782.5288 | 7.825287786317658e+002 | 2.8147e-06 |  | 7.825287786317658e+002 | 5.6234e-06 |  | 7.825287786317658e+002 | 4.8706e-06 |  | 783.0714 | 4.0046e-06 | 26.1823 | 4.0046e-06
7.830713742759776e+002 | 1.5295e-07 | 783.0714 | 7.830713742759776e+002 | 2.8147e-06 |  | 7.830713742759776e+002 | 5.6234e-06 |  | 7.830713742759776e+002 | 4.8706e-06 |  | 783.6143 | 4.0046e-06 | 26.1827 | 4.0046e-06
7.836143461492063e+002 | 1.5294e-07 | 783.6143 | 7.836143461492063e+002 | 2.8147e-06 |  | 7.836143461492063e+002 | 5.6234e-06 |  | 7.836143461492063e+002 | 4.8706e-06 |  | 784.1577 | 4.0046e-06 | 26.1832 | 4.0046e-06
7.841576945123245e+002 | 1.5294e-07 | 784.1577 | 7.841576945123245e+002 | 2.8147e-06 |  | 7.841576945123245e+002 | 5.6233e-06 |  | 7.841576945123245e+002 | 4.8705e-06 |  | 784.7014 | 4.0046e-06 | 26.1837 | 4.0046e-06
7.847014196263855e+002 | 1.5294e-07 | 784.7014 | 7.847014196263855e+002 | 2.8147e-06 |  | 7.847014196263855e+002 | 5.6233e-06 |  | 7.847014196263855e+002 | 4.8705e-06 |  | 785.2455 | 4.0046e-06 | 26.1842 | 4.0046e-06
7.852455217526236e+002 | 1.5294e-07 | 785.2455 | 7.852455217526236e+002 | 2.8146e-06 |  | 7.852455217526236e+002 | 5.6232e-06 |  | 7.852455217526236e+002 | 4.8704e-06 |  | 785.79 | 4.0046e-06 | 26.1847 | 4.0046e-06
7.857900011524546e+002 | 1.5293e-07 | 785.79 | 7.857900011524546e+002 | 2.8146e-06 |  | 7.857900011524546e+002 | 5.6232e-06 |  | 7.857900011524546e+002 | 4.8704e-06 |  | 786.3349 | 4.0046e-06 | 26.1852 | 4.0046e-06
7.863348580874749e+002 | 1.5293e-07 | 786.3349 | 7.863348580874749e+002 | 2.8146e-06 |  | 7.863348580874749e+002 | 5.6232e-06 |  | 7.863348580874749e+002 | 4.8704e-06 |  | 786.8801 | 4.0046e-06 | 26.1857 | 4.0046e-06
7.868800928194628e+002 | 1.5293e-07 | 786.8801 | 7.868800928194628e+002 | 2.8146e-06 |  | 7.868800928194628e+002 | 5.6231e-06 |  | 7.868800928194628e+002 | 4.8703e-06 |  | 787.4257 | 4.0046e-06 | 26.1861 | 4.0046e-06
7.874257056103782e+002 | 1.5292e-07 | 787.4257 | 7.874257056103782e+002 | 2.8145e-06 |  | 7.874257056103782e+002 | 5.6231e-06 |  | 7.874257056103782e+002 | 4.8703e-06 |  | 787.9717 | 4.0046e-06 | 26.1866 | 4.0046e-06
7.879716967223620e+002 | 1.5292e-07 | 787.9717 | 7.879716967223620e+002 | 2.8145e-06 |  | 7.879716967223620e+002 | 5.623e-06 |  | 7.879716967223620e+002 | 4.8703e-06 |  | 788.5181 | 4.0046e-06 | 26.1871 | 4.0046e-06
7.885180664177377e+002 | 1.5292e-07 | 788.5181 | 7.885180664177377e+002 | 2.8145e-06 |  | 7.885180664177377e+002 | 5.623e-06 |  | 7.885180664177377e+002 | 4.8702e-06 |  | 789.0648 | 4.0046e-06 | 26.1876 | 4.0046e-06
7.890648149590102e+002 | 1.5292e-07 | 789.0648 | 7.890648149590102e+002 | 2.8145e-06 |  | 7.890648149590102e+002 | 5.6229e-06 |  | 7.890648149590102e+002 | 4.8702e-06 |  | 789.6119 | 4.0046e-06 | 26.1881 | 4.0046e-06
7.896119426088662e+002 | 1.5291e-07 | 789.6119 | 7.896119426088662e+002 | 2.8145e-06 |  | 7.896119426088662e+002 | 5.6229e-06 |  | 7.896119426088662e+002 | 4.8702e-06 |  | 790.1594 | 4.0046e-06 | 26.1886 | 4.0046e-06
7.901594496301751e+002 | 1.5291e-07 | 790.1594 | 7.901594496301751e+002 | 2.8144e-06 |  | 7.901594496301751e+002 | 5.6229e-06 |  | 7.901594496301751e+002 | 4.8701e-06 |  | 790.7073 | 4.0045e-06 | 26.189 | 4.0045e-06
7.907073362859883e+002 | 1.5291e-07 | 790.7073 | 7.907073362859883e+002 | 2.8144e-06 |  | 7.907073362859883e+002 | 5.6228e-06 |  | 7.907073362859883e+002 | 4.8701e-06 |  | 791.2556 | 4.0045e-06 | 26.1895 | 4.0045e-06
7.912556028395395e+002 | 1.529e-07 | 791.2556 | 7.912556028395395e+002 | 2.8144e-06 |  | 7.912556028395395e+002 | 5.6228e-06 |  | 7.912556028395395e+002 | 4.87e-06 |  | 791.8042 | 4.0045e-06 | 26.19 | 4.0045e-06
7.918042495542452e+002 | 1.529e-07 | 791.8042 | 7.918042495542452e+002 | 2.8144e-06 |  | 7.918042495542452e+002 | 5.6227e-06 |  | 7.918042495542452e+002 | 4.87e-06 |  | 792.3533 | 4.0045e-06 | 26.1905 | 4.0045e-06
7.923532766937042e+002 | 1.529e-07 | 792.3533 | 7.923532766937042e+002 | 2.8144e-06 |  | 7.923532766937042e+002 | 5.6227e-06 |  | 7.923532766937042e+002 | 4.87e-06 |  | 792.9027 | 4.0045e-06 | 26.191 | 4.0045e-06
7.929026845216982e+002 | 1.5289e-07 | 792.9027 | 7.929026845216982e+002 | 2.8143e-06 |  | 7.929026845216982e+002 | 5.6226e-06 |  | 7.929026845216982e+002 | 4.8699e-06 |  | 793.4525 | 4.0045e-06 | 26.1915 | 4.0045e-06
7.934524733021922e+002 | 1.5289e-07 | 793.4525 | 7.934524733021922e+002 | 2.8143e-06 |  | 7.934524733021922e+002 | 5.6226e-06 |  | 7.934524733021922e+002 | 4.8699e-06 |  | 794.0026 | 4.0045e-06 | 26.192 | 4.0045e-06
7.940026432993335e+002 | 1.5289e-07 | 794.0026 | 7.940026432993335e+002 | 2.8143e-06 |  | 7.940026432993335e+002 | 5.6226e-06 |  | 7.940026432993335e+002 | 4.8699e-06 |  | 794.5532 | 4.0045e-06 | 26.1924 | 4.0045e-06
7.945531947774531e+002 | 1.5289e-07 | 794.5532 | 7.945531947774531e+002 | 2.8143e-06 |  | 7.945531947774531e+002 | 5.6225e-06 |  | 7.945531947774531e+002 | 4.8698e-06 |  | 795.1041 | 4.0045e-06 | 26.1929 | 4.0045e-06
7.951041280010652e+002 | 1.5288e-07 | 795.1041 | 7.951041280010652e+002 | 2.8142e-06 |  | 7.951041280010652e+002 | 5.6225e-06 |  | 7.951041280010652e+002 | 4.8698e-06 |  | 795.6554 | 4.0045e-06 | 26.1934 | 4.0045e-06
7.956554432348672e+002 | 1.5288e-07 | 795.6554 | 7.956554432348672e+002 | 2.8142e-06 |  | 7.956554432348672e+002 | 5.6224e-06 |  | 7.956554432348672e+002 | 4.8697e-06 |  | 796.2071 | 4.0045e-06 | 26.1939 | 4.0045e-06
7.962071407437403e+002 | 1.5288e-07 | 796.2071 | 7.962071407437403e+002 | 2.8142e-06 |  | 7.962071407437403e+002 | 5.6224e-06 |  | 7.962071407437403e+002 | 4.8697e-06 |  | 796.7592 | 4.0045e-06 | 26.1944 | 4.0045e-06
7.967592207927492e+002 | 1.5287e-07 | 796.7592 | 7.967592207927492e+002 | 2.8142e-06 |  | 7.967592207927492e+002 | 5.6223e-06 |  | 7.967592207927492e+002 | 4.8697e-06 |  | 797.3117 | 4.0045e-06 | 26.1949 | 4.0045e-06
7.973116836471424e+002 | 1.5287e-07 | 797.3117 | 7.973116836471424e+002 | 2.8142e-06 |  | 7.973116836471424e+002 | 5.6223e-06 |  | 7.973116836471424e+002 | 4.8696e-06 |  | 797.8645 | 4.0045e-06 | 26.1953 | 4.0045e-06
7.978645295723524e+002 | 1.5287e-07 | 797.8645 | 7.978645295723524e+002 | 2.8141e-06 |  | 7.978645295723524e+002 | 5.6223e-06 |  | 7.978645295723524e+002 | 4.8696e-06 |  | 798.4178 | 4.0045e-06 | 26.1958 | 4.0045e-06
7.984177588339957e+002 | 1.5287e-07 | 798.4178 | 7.984177588339957e+002 | 2.8141e-06 |  | 7.984177588339957e+002 | 5.6222e-06 |  | 7.984177588339957e+002 | 4.8696e-06 |  | 798.9714 | 4.0045e-06 | 26.1963 | 4.0045e-06
7.989713716978729e+002 | 1.5286e-07 | 798.9714 | 7.989713716978729e+002 | 2.8141e-06 |  | 7.989713716978729e+002 | 5.6222e-06 |  | 7.989713716978729e+002 | 4.8695e-06 |  | 799.5254 | 4.0045e-06 | 26.1968 | 4.0045e-06
7.995253684299690e+002 | 1.5286e-07 | 799.5254 | 7.995253684299690e+002 | 2.8141e-06 |  | 7.995253684299690e+002 | 5.6221e-06 |  | 7.995253684299690e+002 | 4.8695e-06 |  | 800.0797 | 4.0045e-06 | 26.1973 | 4.0045e-06
8.000797492964535e+002 | 1.5286e-07 | 800.0797 | 8.000797492964535e+002 | 2.8141e-06 |  | 8.000797492964535e+002 | 5.6221e-06 |  | 8.000797492964535e+002 | 4.8694e-06 |  | 800.6345 | 4.0045e-06 | 26.1977 | 4.0045e-06
8.006345145636803e+002 | 1.5285e-07 | 800.6345 | 8.006345145636803e+002 | 2.814e-06 |  | 8.006345145636803e+002 | 5.622e-06 |  | 8.006345145636803e+002 | 4.8694e-06 |  | 801.1897 | 4.0045e-06 | 26.1982 | 4.0045e-06
8.011896644981881e+002 | 1.5285e-07 | 801.1897 | 8.011896644981881e+002 | 2.814e-06 |  | 8.011896644981881e+002 | 5.622e-06 |  | 8.011896644981881e+002 | 4.8694e-06 |  | 801.7452 | 4.0045e-06 | 26.1987 | 4.0045e-06
8.017451993667004e+002 | 1.5285e-07 | 801.7452 | 8.017451993667004e+002 | 2.814e-06 |  | 8.017451993667004e+002 | 5.622e-06 |  | 8.017451993667004e+002 | 4.8693e-06 |  | 802.3011 | 4.0045e-06 | 26.1992 | 4.0045e-06
8.023011194361254e+002 | 1.5284e-07 | 802.3011 | 8.023011194361254e+002 | 2.814e-06 |  | 8.023011194361254e+002 | 5.6219e-06 |  | 8.023011194361254e+002 | 4.8693e-06 |  | 802.8574 | 4.0045e-06 | 26.1996 | 4.0045e-06
8.028574249735568e+002 | 1.5284e-07 | 802.8574 | 8.028574249735568e+002 | 2.8139e-06 |  | 8.028574249735568e+002 | 5.6219e-06 |  | 8.028574249735568e+002 | 4.8693e-06 |  | 803.4141 | 4.0045e-06 | 26.2001 | 4.0045e-06
8.034141162462732e+002 | 1.5284e-07 | 803.4141 | 8.034141162462732e+002 | 2.8139e-06 |  | 8.034141162462732e+002 | 5.6218e-06 |  | 8.034141162462732e+002 | 4.8692e-06 |  | 803.9712 | 4.0045e-06 | 26.2006 | 4.0045e-06
8.039711935217388e+002 | 1.5284e-07 | 803.9712 | 8.039711935217388e+002 | 2.8139e-06 |  | 8.039711935217388e+002 | 5.6218e-06 |  | 8.039711935217388e+002 | 4.8692e-06 |  | 804.5287 | 4.0045e-06 | 26.2011 | 4.0045e-06
8.045286570676027e+002 | 1.5283e-07 | 804.5287 | 8.045286570676027e+002 | 2.8139e-06 |  | 8.045286570676027e+002 | 5.6217e-06 |  | 8.045286570676027e+002 | 4.8691e-06 |  | 805.0865 | 4.0045e-06 | 26.2015 | 4.0045e-06
8.050865071517002e+002 | 1.5283e-07 | 805.0865 | 8.050865071517002e+002 | 2.8139e-06 |  | 8.050865071517002e+002 | 5.6217e-06 |  | 8.050865071517002e+002 | 4.8691e-06 |  | 805.6447 | 4.0045e-06 | 26.202 | 4.0045e-06
8.056447440420520e+002 | 1.5283e-07 | 805.6447 | 8.056447440420520e+002 | 2.8138e-06 |  | 8.056447440420520e+002 | 5.6216e-06 |  | 8.056447440420520e+002 | 4.8691e-06 |  | 806.2034 | 4.0045e-06 | 26.2025 | 4.0045e-06
8.062033680068648e+002 | 1.5282e-07 | 806.2034 | 8.062033680068648e+002 | 2.8138e-06 |  | 8.062033680068648e+002 | 5.6216e-06 |  | 8.062033680068648e+002 | 4.869e-06 |  | 806.7624 | 4.0045e-06 | 26.203 | 4.0045e-06
8.067623793145310e+002 | 1.5282e-07 | 806.7624 | 8.067623793145310e+002 | 2.8138e-06 |  | 8.067623793145310e+002 | 5.6216e-06 |  | 8.067623793145310e+002 | 4.869e-06 |  | 807.3218 | 4.0045e-06 | 26.2035 | 4.0045e-06
8.073217782336294e+002 | 1.5282e-07 | 807.3218 | 8.073217782336294e+002 | 2.8138e-06 |  | 8.073217782336294e+002 | 5.6215e-06 |  | 8.073217782336294e+002 | 4.869e-06 |  | 807.8816 | 4.0045e-06 | 26.2039 | 4.0045e-06
8.078815650329250e+002 | 1.5282e-07 | 807.8816 | 8.078815650329250e+002 | 2.8137e-06 |  | 8.078815650329250e+002 | 5.6215e-06 |  | 8.078815650329250e+002 | 4.8689e-06 |  | 808.4417 | 4.0045e-06 | 26.2044 | 4.0045e-06
8.084417399813688e+002 | 1.5281e-07 | 808.4417 | 8.084417399813688e+002 | 2.8137e-06 |  | 8.084417399813688e+002 | 5.6214e-06 |  | 8.084417399813688e+002 | 4.8689e-06 |  | 809.0023 | 4.0044e-06 | 26.2049 | 4.0044e-06
8.090023033480987e+002 | 1.5281e-07 | 809.0023 | 8.090023033480987e+002 | 2.8137e-06 |  | 8.090023033480987e+002 | 5.6214e-06 |  | 8.090023033480987e+002 | 4.8688e-06 |  | 809.5633 | 4.0044e-06 | 26.2054 | 4.0044e-06
8.095632554024392e+002 | 1.5281e-07 | 809.5633 | 8.095632554024392e+002 | 2.8137e-06 |  | 8.095632554024392e+002 | 5.6213e-06 |  | 8.095632554024392e+002 | 4.8688e-06 |  | 810.1246 | 4.0044e-06 | 26.2058 | 4.0044e-06
8.101245964139011e+002 | 1.528e-07 | 810.1246 | 8.101245964139011e+002 | 2.8137e-06 |  | 8.101245964139011e+002 | 5.6213e-06 |  | 8.101245964139011e+002 | 4.8688e-06 |  | 810.6863 | 4.0044e-06 | 26.2063 | 4.0044e-06
8.106863266521827e+002 | 1.528e-07 | 810.6863 | 8.106863266521827e+002 | 2.8136e-06 |  | 8.106863266521827e+002 | 5.6212e-06 |  | 8.106863266521827e+002 | 4.8687e-06 |  | 811.2484 | 4.0044e-06 | 26.2068 | 4.0044e-06
8.112484463871690e+002 | 1.528e-07 | 811.2484 | 8.112484463871690e+002 | 2.8136e-06 |  | 8.112484463871690e+002 | 5.6212e-06 |  | 8.112484463871690e+002 | 4.8687e-06 |  | 811.811 | 4.0044e-06 | 26.2072 | 4.0044e-06
8.118109558889319e+002 | 1.528e-07 | 811.811 | 8.118109558889319e+002 | 2.8136e-06 |  | 8.118109558889319e+002 | 5.6212e-06 |  | 8.118109558889319e+002 | 4.8686e-06 |  | 812.3739 | 4.0044e-06 | 26.2077 | 4.0044e-06
8.123738554277309e+002 | 1.5279e-07 | 812.3739 | 8.123738554277309e+002 | 2.8136e-06 |  | 8.123738554277309e+002 | 5.6211e-06 |  | 8.123738554277309e+002 | 4.8686e-06 |  | 812.9371 | 4.0044e-06 | 26.2082 | 4.0044e-06
8.129371452740127e+002 | 1.5279e-07 | 812.9371 | 8.129371452740127e+002 | 2.8135e-06 |  | 8.129371452740127e+002 | 5.6211e-06 |  | 8.129371452740127e+002 | 4.8686e-06 |  | 813.5008 | 4.0044e-06 | 26.2087 | 4.0044e-06
8.135008256984118e+002 | 1.5279e-07 | 813.5008 | 8.135008256984118e+002 | 2.8135e-06 |  | 8.135008256984118e+002 | 5.621e-06 |  | 8.135008256984118e+002 | 4.8685e-06 |  | 814.0649 | 4.0044e-06 | 26.2091 | 4.0044e-06
8.140648969717500e+002 | 1.5278e-07 | 814.0649 | 8.140648969717500e+002 | 2.8135e-06 |  | 8.140648969717500e+002 | 5.621e-06 |  | 8.140648969717500e+002 | 4.8685e-06 |  | 814.6294 | 4.0044e-06 | 26.2096 | 4.0044e-06
8.146293593650372e+002 | 1.5278e-07 | 814.6294 | 8.146293593650372e+002 | 2.8135e-06 |  | 8.146293593650372e+002 | 5.6209e-06 |  | 8.146293593650372e+002 | 4.8685e-06 |  | 815.1942 | 4.0044e-06 | 26.2101 | 4.0044e-06
8.151942131494710e+002 | 1.5278e-07 | 815.1942 | 8.151942131494710e+002 | 2.8135e-06 |  | 8.151942131494710e+002 | 5.6209e-06 |  | 8.151942131494710e+002 | 4.8684e-06 |  | 815.7595 | 4.0044e-06 | 26.2106 | 4.0044e-06
8.157594585964372e+002 | 1.5278e-07 | 815.7595 | 8.157594585964372e+002 | 2.8134e-06 |  | 8.157594585964372e+002 | 5.6208e-06 |  | 8.157594585964372e+002 | 4.8684e-06 |  | 816.3251 | 4.0044e-06 | 26.211 | 4.0044e-06
8.163250959775095e+002 | 1.5277e-07 | 816.3251 | 8.163250959775095e+002 | 2.8134e-06 |  | 8.163250959775095e+002 | 5.6208e-06 |  | 8.163250959775095e+002 | 4.8683e-06 |  | 816.8911 | 4.0044e-06 | 26.2115 | 4.0044e-06
8.168911255644503e+002 | 1.5277e-07 | 816.8911 | 8.168911255644503e+002 | 2.8134e-06 |  | 8.168911255644503e+002 | 5.6208e-06 |  | 8.168911255644503e+002 | 4.8683e-06 |  | 817.4575 | 4.0044e-06 | 26.212 | 4.0044e-06
8.174575476292100e+002 | 1.5277e-07 | 817.4575 | 8.174575476292100e+002 | 2.8134e-06 |  | 8.174575476292100e+002 | 5.6207e-06 |  | 8.174575476292100e+002 | 4.8683e-06 |  | 818.0244 | 4.0044e-06 | 26.2124 | 4.0044e-06
8.180243624439280e+002 | 1.5276e-07 | 818.0244 | 8.180243624439280e+002 | 2.8133e-06 |  | 8.180243624439280e+002 | 5.6207e-06 |  | 8.180243624439280e+002 | 4.8682e-06 |  | 818.5916 | 4.0044e-06 | 26.2129 | 4.0044e-06
8.185915702809322e+002 | 1.5276e-07 | 818.5916 | 8.185915702809322e+002 | 2.8133e-06 |  | 8.185915702809322e+002 | 5.6206e-06 |  | 8.185915702809322e+002 | 4.8682e-06 |  | 819.1592 | 4.0044e-06 | 26.2134 | 4.0044e-06
8.191591714127392e+002 | 1.5276e-07 | 819.1592 | 8.191591714127392e+002 | 2.8133e-06 |  | 8.191591714127392e+002 | 5.6206e-06 |  | 8.191591714127392e+002 | 4.8681e-06 |  | 819.7272 | 4.0044e-06 | 26.2139 | 4.0044e-06
8.197271661120547e+002 | 1.5276e-07 | 819.7272 | 8.197271661120547e+002 | 2.8133e-06 |  | 8.197271661120547e+002 | 5.6205e-06 |  | 8.197271661120547e+002 | 4.8681e-06 |  | 820.2956 | 4.0044e-06 | 26.2143 | 4.0044e-06
8.202955546517735e+002 | 1.5275e-07 | 820.2956 | 8.202955546517735e+002 | 2.8132e-06 |  | 8.202955546517735e+002 | 5.6205e-06 |  | 8.202955546517735e+002 | 4.8681e-06 |  | 820.8643 | 4.0044e-06 | 26.2148 | 4.0044e-06
8.208643373049797e+002 | 1.5275e-07 | 820.8643 | 8.208643373049797e+002 | 2.8132e-06 |  | 8.208643373049797e+002 | 5.6204e-06 |  | 8.208643373049797e+002 | 4.868e-06 |  | 821.4335 | 4.0044e-06 | 26.2153 | 4.0044e-06
8.214335143449465e+002 | 1.5275e-07 | 821.4335 | 8.214335143449465e+002 | 2.8132e-06 |  | 8.214335143449465e+002 | 5.6204e-06 |  | 8.214335143449465e+002 | 4.868e-06 |  | 822.0031 | 4.0044e-06 | 26.2157 | 4.0044e-06
8.220030860451369e+002 | 1.5274e-07 | 822.0031 | 8.220030860451369e+002 | 2.8132e-06 |  | 8.220030860451369e+002 | 5.6203e-06 |  | 8.220030860451369e+002 | 4.8679e-06 |  | 822.5731 | 4.0044e-06 | 26.2162 | 4.0044e-06
8.225730526792032e+002 | 1.5274e-07 | 822.5731 | 8.225730526792032e+002 | 2.8132e-06 |  | 8.225730526792032e+002 | 5.6203e-06 |  | 8.225730526792032e+002 | 4.8679e-06 |  | 823.1434 | 4.0044e-06 | 26.2167 | 4.0044e-06
8.231434145209876e+002 | 1.5274e-07 | 823.1434 | 8.231434145209876e+002 | 2.8131e-06 |  | 8.231434145209876e+002 | 5.6203e-06 |  | 8.231434145209876e+002 | 4.8679e-06 |  | 823.7142 | 4.0044e-06 | 26.2171 | 4.0044e-06
8.237141718445223e+002 | 1.5274e-07 | 823.7142 | 8.237141718445223e+002 | 2.8131e-06 |  | 8.237141718445223e+002 | 5.6202e-06 |  | 8.237141718445223e+002 | 4.8678e-06 |  | 824.2853 | 4.0044e-06 | 26.2176 | 4.0044e-06
8.242853249240293e+002 | 1.5273e-07 | 824.2853 | 8.242853249240293e+002 | 2.8131e-06 |  | 8.242853249240293e+002 | 5.6202e-06 |  | 8.242853249240293e+002 | 4.8678e-06 |  | 824.8569 | 4.0044e-06 | 26.2181 | 4.0044e-06
8.248568740339208e+002 | 1.5273e-07 | 824.8569 | 8.248568740339208e+002 | 2.8131e-06 |  | 8.248568740339208e+002 | 5.6201e-06 |  | 8.248568740339208e+002 | 4.8677e-06 |  | 825.4288 | 4.0044e-06 | 26.2186 | 4.0044e-06
8.254288194487994e+002 | 1.5273e-07 | 825.4288 | 8.254288194487994e+002 | 2.813e-06 |  | 8.254288194487994e+002 | 5.6201e-06 |  | 8.254288194487994e+002 | 4.8677e-06 |  | 826.0012 | 4.0044e-06 | 26.219 | 4.0044e-06
8.260011614434579e+002 | 1.5272e-07 | 826.0012 | 8.260011614434579e+002 | 2.813e-06 |  | 8.260011614434579e+002 | 5.62e-06 |  | 8.260011614434579e+002 | 4.8677e-06 |  | 826.5739 | 4.0044e-06 | 26.2195 | 4.0044e-06
8.265739002928798e+002 | 1.5272e-07 | 826.5739 | 8.265739002928798e+002 | 2.813e-06 |  | 8.265739002928798e+002 | 5.62e-06 |  | 8.265739002928798e+002 | 4.8676e-06 |  | 827.147 | 4.0043e-06 | 26.22 | 4.0043e-06
8.271470362722392e+002 | 1.5272e-07 | 827.147 | 8.271470362722392e+002 | 2.813e-06 |  | 8.271470362722392e+002 | 5.6199e-06 |  | 8.271470362722392e+002 | 4.8676e-06 |  | 827.7206 | 4.0043e-06 | 26.2204 | 4.0043e-06
8.277205696569012e+002 | 1.5272e-07 | 827.7206 | 8.277205696569012e+002 | 2.8129e-06 |  | 8.277205696569012e+002 | 5.6199e-06 |  | 8.277205696569012e+002 | 4.8675e-06 |  | 828.2945 | 4.0043e-06 | 26.2209 | 4.0043e-06
8.282945007224214e+002 | 1.5271e-07 | 828.2945 | 8.282945007224214e+002 | 2.8129e-06 |  | 8.282945007224214e+002 | 5.6198e-06 |  | 8.282945007224214e+002 | 4.8675e-06 |  | 828.8688 | 4.0043e-06 | 26.2214 | 4.0043e-06
8.288688297445468e+002 | 1.5271e-07 | 828.8688 | 8.288688297445468e+002 | 2.8129e-06 |  | 8.288688297445468e+002 | 5.6198e-06 |  | 8.288688297445468e+002 | 4.8675e-06 |  | 829.4436 | 4.0043e-06 | 26.2218 | 4.0043e-06
8.294435569992155e+002 | 1.5271e-07 | 829.4436 | 8.294435569992155e+002 | 2.8129e-06 |  | 8.294435569992155e+002 | 5.6197e-06 |  | 8.294435569992155e+002 | 4.8674e-06 |  | 830.0187 | 4.0043e-06 | 26.2223 | 4.0043e-06
8.300186827625571e+002 | 1.527e-07 | 830.0187 | 8.300186827625571e+002 | 2.8129e-06 |  | 8.300186827625571e+002 | 5.6197e-06 |  | 8.300186827625571e+002 | 4.8674e-06 |  | 830.5942 | 4.0043e-06 | 26.2228 | 4.0043e-06
8.305942073108923e+002 | 1.527e-07 | 830.5942 | 8.305942073108923e+002 | 2.8128e-06 |  | 8.305942073108923e+002 | 5.6196e-06 |  | 8.305942073108923e+002 | 4.8673e-06 |  | 831.1701 | 4.0043e-06 | 26.2232 | 4.0043e-06
8.311701309207338e+002 | 1.527e-07 | 831.1701 | 8.311701309207338e+002 | 2.8128e-06 |  | 8.311701309207338e+002 | 5.6196e-06 |  | 8.311701309207338e+002 | 4.8673e-06 |  | 831.7465 | 4.0043e-06 | 26.2237 | 4.0043e-06
8.317464538687857e+002 | 1.527e-07 | 831.7465 | 8.317464538687857e+002 | 2.8128e-06 |  | 8.317464538687857e+002 | 5.6196e-06 |  | 8.317464538687857e+002 | 4.8673e-06 |  | 832.3232 | 4.0043e-06 | 26.2242 | 4.0043e-06
8.323231764319443e+002 | 1.5269e-07 | 832.3232 | 8.323231764319443e+002 | 2.8128e-06 |  | 8.323231764319443e+002 | 5.6195e-06 |  | 8.323231764319443e+002 | 4.8672e-06 |  | 832.9003 | 4.0043e-06 | 26.2246 | 4.0043e-06
8.329002988872975e+002 | 1.5269e-07 | 832.9003 | 8.329002988872975e+002 | 2.8127e-06 |  | 8.329002988872975e+002 | 5.6195e-06 |  | 8.329002988872975e+002 | 4.8672e-06 |  | 833.4778 | 4.0043e-06 | 26.2251 | 4.0043e-06
8.334778215121255e+002 | 1.5269e-07 | 833.4778 | 8.334778215121255e+002 | 2.8127e-06 |  | 8.334778215121255e+002 | 5.6194e-06 |  | 8.334778215121255e+002 | 4.8671e-06 |  | 834.0557 | 4.0043e-06 | 26.2255 | 4.0043e-06
8.340557445839011e+002 | 1.5268e-07 | 834.0557 | 8.340557445839011e+002 | 2.8127e-06 |  | 8.340557445839011e+002 | 5.6194e-06 |  | 8.340557445839011e+002 | 4.8671e-06 |  | 834.6341 | 4.0043e-06 | 26.226 | 4.0043e-06
8.346340683802889e+002 | 1.5268e-07 | 834.6341 | 8.346340683802889e+002 | 2.8127e-06 |  | 8.346340683802889e+002 | 5.6193e-06 |  | 8.346340683802889e+002 | 4.8671e-06 |  | 835.2128 | 4.0043e-06 | 26.2265 | 4.0043e-06
8.352127931791465e+002 | 1.5268e-07 | 835.2128 | 8.352127931791465e+002 | 2.8126e-06 |  | 8.352127931791465e+002 | 5.6193e-06 |  | 8.352127931791465e+002 | 4.867e-06 |  | 835.7919 | 4.0043e-06 | 26.2269 | 4.0043e-06
8.357919192585239e+002 | 1.5268e-07 | 835.7919 | 8.357919192585239e+002 | 2.8126e-06 |  | 8.357919192585239e+002 | 5.6192e-06 |  | 8.357919192585239e+002 | 4.867e-06 |  | 836.3714 | 4.0043e-06 | 26.2274 | 4.0043e-06
8.363714468966639e+002 | 1.5267e-07 | 836.3714 | 8.363714468966639e+002 | 2.8126e-06 |  | 8.363714468966639e+002 | 5.6192e-06 |  | 8.363714468966639e+002 | 4.8669e-06 |  | 836.9514 | 4.0043e-06 | 26.2279 | 4.0043e-06
8.369513763720025e+002 | 1.5267e-07 | 836.9514 | 8.369513763720025e+002 | 2.8126e-06 |  | 8.369513763720025e+002 | 5.6191e-06 |  | 8.369513763720025e+002 | 4.8669e-06 |  | 837.5317 | 4.0043e-06 | 26.2283 | 4.0043e-06
8.375317079631684e+002 | 1.5267e-07 | 837.5317 | 8.375317079631684e+002 | 2.8125e-06 |  | 8.375317079631684e+002 | 5.6191e-06 |  | 8.375317079631684e+002 | 4.8668e-06 |  | 838.1124 | 4.0043e-06 | 26.2288 | 4.0043e-06
8.381124419489838e+002 | 1.5266e-07 | 838.1124 | 8.381124419489838e+002 | 2.8125e-06 |  | 8.381124419489838e+002 | 5.619e-06 |  | 8.381124419489838e+002 | 4.8668e-06 |  | 838.6936 | 4.0043e-06 | 26.2293 | 4.0043e-06
8.386935786084641e+002 | 1.5266e-07 | 838.6936 | 8.386935786084641e+002 | 2.8125e-06 |  | 8.386935786084641e+002 | 5.619e-06 |  | 8.386935786084641e+002 | 4.8668e-06 |  | 839.2751 | 4.0043e-06 | 26.2297 | 4.0043e-06
8.392751182208181e+002 | 1.5266e-07 | 839.2751 | 8.392751182208181e+002 | 2.8125e-06 |  | 8.392751182208181e+002 | 5.6189e-06 |  | 8.392751182208181e+002 | 4.8667e-06 |  | 839.8571 | 4.0043e-06 | 26.2302 | 4.0043e-06
8.398570610654483e+002 | 1.5266e-07 | 839.8571 | 8.398570610654483e+002 | 2.8125e-06 |  | 8.398570610654483e+002 | 5.6189e-06 |  | 8.398570610654483e+002 | 4.8667e-06 |  | 840.4394 | 4.0043e-06 | 26.2307 | 4.0043e-06
8.404394074219509e+002 | 1.5265e-07 | 840.4394 | 8.404394074219509e+002 | 2.8124e-06 |  | 8.404394074219509e+002 | 5.6188e-06 |  | 8.404394074219509e+002 | 4.8666e-06 |  | 841.0222 | 4.0043e-06 | 26.2311 | 4.0043e-06
8.410221575701160e+002 | 1.5265e-07 | 841.0222 | 8.410221575701160e+002 | 2.8124e-06 |  | 8.410221575701160e+002 | 5.6188e-06 |  | 8.410221575701160e+002 | 4.8666e-06 |  | 841.6053 | 4.0043e-06 | 26.2316 | 4.0043e-06
8.416053117899276e+002 | 1.5265e-07 | 841.6053 | 8.416053117899276e+002 | 2.8124e-06 |  | 8.416053117899276e+002 | 5.6187e-06 |  | 8.416053117899276e+002 | 4.8666e-06 |  | 842.1889 | 4.0043e-06 | 26.232 | 4.0043e-06
8.421888703615640e+002 | 1.5265e-07 | 842.1889 | 8.421888703615640e+002 | 2.8124e-06 |  | 8.421888703615640e+002 | 5.6187e-06 |  | 8.421888703615640e+002 | 4.8665e-06 |  | 842.7728 | 4.0043e-06 | 26.2325 | 4.0043e-06
8.427728335653976e+002 | 1.5264e-07 | 842.7728 | 8.427728335653976e+002 | 2.8123e-06 |  | 8.427728335653976e+002 | 5.6187e-06 |  | 8.427728335653976e+002 | 4.8665e-06 |  | 843.3572 | 4.0043e-06 | 26.233 | 4.0043e-06
8.433572016819954e+002 | 1.5264e-07 | 843.3572 | 8.433572016819954e+002 | 2.8123e-06 |  | 8.433572016819954e+002 | 5.6186e-06 |  | 8.433572016819954e+002 | 4.8664e-06 |  | 843.942 | 4.0043e-06 | 26.2334 | 4.0043e-06
8.439419749921188e+002 | 1.5264e-07 | 843.942 | 8.439419749921188e+002 | 2.8123e-06 |  | 8.439419749921188e+002 | 5.6186e-06 |  | 8.439419749921188e+002 | 4.8664e-06 |  | 844.5272 | 4.0043e-06 | 26.2339 | 4.0043e-06
8.445271537767239e+002 | 1.5263e-07 | 844.5272 | 8.445271537767239e+002 | 2.8123e-06 |  | 8.445271537767239e+002 | 5.6185e-06 |  | 8.445271537767239e+002 | 4.8663e-06 |  | 845.1127 | 4.0043e-06 | 26.2344 | 4.0043e-06
8.451127383169616e+002 | 1.5263e-07 | 845.1127 | 8.451127383169616e+002 | 2.8122e-06 |  | 8.451127383169616e+002 | 5.6185e-06 |  | 8.451127383169616e+002 | 4.8663e-06 |  | 845.6987 | 4.0043e-06 | 26.2348 | 4.0043e-06
8.456987288941778e+002 | 1.5263e-07 | 845.6987 | 8.456987288941778e+002 | 2.8122e-06 |  | 8.456987288941778e+002 | 5.6184e-06 |  | 8.456987288941778e+002 | 4.8663e-06 |  | 846.2851 | 4.0043e-06 | 26.2353 | 4.0043e-06
8.462851257899133e+002 | 1.5263e-07 | 846.2851 | 8.462851257899133e+002 | 2.8122e-06 |  | 8.462851257899133e+002 | 5.6184e-06 |  | 8.462851257899133e+002 | 4.8662e-06 |  | 846.8719 | 4.0042e-06 | 26.2357 | 4.0042e-06
8.468719292859046e+002 | 1.5262e-07 | 846.8719 | 8.468719292859046e+002 | 2.8122e-06 |  | 8.468719292859046e+002 | 5.6183e-06 |  | 8.468719292859046e+002 | 4.8662e-06 |  | 847.4591 | 4.0042e-06 | 26.2362 | 4.0042e-06
8.474591396640828e+002 | 1.5262e-07 | 847.4591 | 8.474591396640828e+002 | 2.8121e-06 |  | 8.474591396640828e+002 | 5.6183e-06 |  | 8.474591396640828e+002 | 4.8661e-06 |  | 848.0468 | 4.0042e-06 | 26.2366 | 4.0042e-06
8.480467572065753e+002 | 1.5262e-07 | 848.0468 | 8.480467572065753e+002 | 2.8121e-06 |  | 8.480467572065753e+002 | 5.6182e-06 |  | 8.480467572065753e+002 | 4.8661e-06 |  | 848.6348 | 4.0042e-06 | 26.2371 | 4.0042e-06
8.486347821957045e+002 | 1.5261e-07 | 848.6348 | 8.486347821957045e+002 | 2.8121e-06 |  | 8.486347821957045e+002 | 5.6182e-06 |  | 8.486347821957045e+002 | 4.8661e-06 |  | 849.2232 | 4.0042e-06 | 26.2376 | 4.0042e-06
8.492232149139888e+002 | 1.5261e-07 | 849.2232 | 8.492232149139888e+002 | 2.8121e-06 |  | 8.492232149139888e+002 | 5.6181e-06 |  | 8.492232149139888e+002 | 4.866e-06 |  | 849.8121 | 4.0042e-06 | 26.238 | 4.0042e-06
8.498120556441427e+002 | 1.5261e-07 | 849.8121 | 8.498120556441427e+002 | 2.812e-06 |  | 8.498120556441427e+002 | 5.6181e-06 |  | 8.498120556441427e+002 | 4.866e-06 |  | 850.4013 | 4.0042e-06 | 26.2385 | 4.0042e-06
8.504013046690761e+002 | 1.5261e-07 | 850.4013 | 8.504013046690761e+002 | 2.812e-06 |  | 8.504013046690761e+002 | 5.618e-06 |  | 8.504013046690761e+002 | 4.8659e-06 |  | 850.991 | 4.0042e-06 | 26.2389 | 4.0042e-06
8.509909622718959e+002 | 1.526e-07 | 850.991 | 8.509909622718959e+002 | 2.812e-06 |  | 8.509909622718959e+002 | 5.618e-06 |  | 8.509909622718959e+002 | 4.8659e-06 |  | 851.581 | 4.0042e-06 | 26.2394 | 4.0042e-06
8.515810287359046e+002 | 1.526e-07 | 851.581 | 8.515810287359046e+002 | 2.812e-06 |  | 8.515810287359046e+002 | 5.6179e-06 |  | 8.515810287359046e+002 | 4.8658e-06 |  | 852.1715 | 4.0042e-06 | 26.2399 | 4.0042e-06
8.521715043446017e+002 | 1.526e-07 | 852.1715 | 8.521715043446017e+002 | 2.8119e-06 |  | 8.521715043446017e+002 | 5.6179e-06 |  | 8.521715043446017e+002 | 4.8658e-06 |  | 852.7624 | 4.0042e-06 | 26.2403 | 4.0042e-06
8.527623893816827e+002 | 1.526e-07 | 852.7624 | 8.527623893816827e+002 | 2.8119e-06 |  | 8.527623893816827e+002 | 5.6178e-06 |  | 8.527623893816827e+002 | 4.8658e-06 |  | 853.3537 | 4.0042e-06 | 26.2408 | 4.0042e-06
8.533536841310403e+002 | 1.5259e-07 | 853.3537 | 8.533536841310403e+002 | 2.8119e-06 |  | 8.533536841310403e+002 | 5.6178e-06 |  | 8.533536841310403e+002 | 4.8657e-06 |  | 853.9454 | 4.0042e-06 | 26.2412 | 4.0042e-06
8.539453888767637e+002 | 1.5259e-07 | 853.9454 | 8.539453888767637e+002 | 2.8119e-06 |  | 8.539453888767637e+002 | 5.6177e-06 |  | 8.539453888767637e+002 | 4.8657e-06 |  | 854.5375 | 4.0042e-06 | 26.2417 | 4.0042e-06
8.545375039031394e+002 | 1.5259e-07 | 854.5375 | 8.545375039031394e+002 | 2.8118e-06 |  | 8.545375039031394e+002 | 5.6177e-06 |  | 8.545375039031394e+002 | 4.8656e-06 |  | 855.13 | 4.0042e-06 | 26.2422 | 4.0042e-06
8.551300294946508e+002 | 1.5258e-07 | 855.13 | 8.551300294946508e+002 | 2.8118e-06 |  | 8.551300294946508e+002 | 5.6176e-06 |  | 8.551300294946508e+002 | 4.8656e-06 |  | 855.723 | 4.0042e-06 | 26.2426 | 4.0042e-06
8.557229659359786e+002 | 1.5258e-07 | 855.723 | 8.557229659359786e+002 | 2.8118e-06 |  | 8.557229659359786e+002 | 5.6176e-06 |  | 8.557229659359786e+002 | 4.8655e-06 |  | 856.3163 | 4.0042e-06 | 26.2431 | 4.0042e-06
8.563163135120009e+002 | 1.5258e-07 | 856.3163 | 8.563163135120009e+002 | 2.8118e-06 |  | 8.563163135120009e+002 | 5.6175e-06 |  | 8.563163135120009e+002 | 4.8655e-06 |  | 856.9101 | 4.0042e-06 | 26.2435 | 4.0042e-06
8.569100725077934e+002 | 1.5258e-07 | 856.9101 | 8.569100725077934e+002 | 2.8117e-06 |  | 8.569100725077934e+002 | 5.6175e-06 |  | 8.569100725077934e+002 | 4.8655e-06 |  | 857.5042 | 4.0042e-06 | 26.244 | 4.0042e-06
8.575042432086294e+002 | 1.5257e-07 | 857.5042 | 8.575042432086294e+002 | 2.8117e-06 |  | 8.575042432086294e+002 | 5.6174e-06 |  | 8.575042432086294e+002 | 4.8654e-06 |  | 858.0988 | 4.0042e-06 | 26.2444 | 4.0042e-06
8.580988258999799e+002 | 1.5257e-07 | 858.0988 | 8.580988258999799e+002 | 2.8117e-06 |  | 8.580988258999799e+002 | 5.6174e-06 |  | 8.580988258999799e+002 | 4.8654e-06 |  | 858.6938 | 4.0042e-06 | 26.2449 | 4.0042e-06
8.586938208675141e+002 | 1.5257e-07 | 858.6938 | 8.586938208675141e+002 | 2.8117e-06 |  | 8.586938208675141e+002 | 5.6173e-06 |  | 8.586938208675141e+002 | 4.8653e-06 |  | 859.2892 | 4.0042e-06 | 26.2453 | 4.0042e-06
8.592892283970991e+002 | 1.5256e-07 | 859.2892 | 8.592892283970991e+002 | 2.8116e-06 |  | 8.592892283970991e+002 | 5.6173e-06 |  | 8.592892283970991e+002 | 4.8653e-06 |  | 859.885 | 4.0042e-06 | 26.2458 | 4.0042e-06
8.598850487748002e+002 | 1.5256e-07 | 859.885 | 8.598850487748002e+002 | 2.8116e-06 |  | 8.598850487748002e+002 | 5.6172e-06 |  | 8.598850487748002e+002 | 4.8652e-06 |  | 860.4813 | 4.0042e-06 | 26.2463 | 4.0042e-06
8.604812822868812e+002 | 1.5256e-07 | 860.4813 | 8.604812822868812e+002 | 2.8116e-06 |  | 8.604812822868812e+002 | 5.6172e-06 |  | 8.604812822868812e+002 | 4.8652e-06 |  | 861.0779 | 4.0042e-06 | 26.2467 | 4.0042e-06
8.610779292198042e+002 | 1.5256e-07 | 861.0779 | 8.610779292198042e+002 | 2.8116e-06 |  | 8.610779292198042e+002 | 5.6171e-06 |  | 8.610779292198042e+002 | 4.8652e-06 |  | 861.675 | 4.0042e-06 | 26.2472 | 4.0042e-06
8.616749898602302e+002 | 1.5255e-07 | 861.675 | 8.616749898602302e+002 | 2.8115e-06 |  | 8.616749898602302e+002 | 5.6171e-06 |  | 8.616749898602302e+002 | 4.8651e-06 |  | 862.2725 | 4.0042e-06 | 26.2476 | 4.0042e-06
8.622724644950185e+002 | 1.5255e-07 | 862.2725 | 8.622724644950185e+002 | 2.8115e-06 |  | 8.622724644950185e+002 | 5.617e-06 |  | 8.622724644950185e+002 | 4.8651e-06 |  | 862.8704 | 4.0042e-06 | 26.2481 | 4.0042e-06
8.628703534112279e+002 | 1.5255e-07 | 862.8704 | 8.628703534112279e+002 | 2.8115e-06 |  | 8.628703534112279e+002 | 5.617e-06 |  | 8.628703534112279e+002 | 4.865e-06 |  | 863.4687 | 4.0042e-06 | 26.2485 | 4.0042e-06
8.634686568961158e+002 | 1.5255e-07 | 863.4687 | 8.634686568961158e+002 | 2.8115e-06 |  | 8.634686568961158e+002 | 5.6169e-06 |  | 8.634686568961158e+002 | 4.865e-06 |  | 864.0674 | 4.0042e-06 | 26.249 | 4.0042e-06
8.640673752371389e+002 | 1.5254e-07 | 864.0674 | 8.640673752371389e+002 | 2.8114e-06 |  | 8.640673752371389e+002 | 5.6169e-06 |  | 8.640673752371389e+002 | 4.8649e-06 |  | 864.6665 | 4.0042e-06 | 26.2495 | 4.0042e-06
8.646665087219533e+002 | 1.5254e-07 | 864.6665 | 8.646665087219533e+002 | 2.8114e-06 |  | 8.646665087219533e+002 | 5.6168e-06 |  | 8.646665087219533e+002 | 4.8649e-06 |  | 865.2661 | 4.0042e-06 | 26.2499 | 4.0042e-06
8.652660576384144e+002 | 1.5254e-07 | 865.2661 | 8.652660576384144e+002 | 2.8114e-06 |  | 8.652660576384144e+002 | 5.6168e-06 |  | 8.652660576384144e+002 | 4.8648e-06 |  | 865.866 | 4.0042e-06 | 26.2504 | 4.0042e-06
8.658660222745775e+002 | 1.5253e-07 | 865.866 | 8.658660222745775e+002 | 2.8114e-06 |  | 8.658660222745775e+002 | 5.6167e-06 |  | 8.658660222745775e+002 | 4.8648e-06 |  | 866.4664 | 4.0042e-06 | 26.2508 | 4.0042e-06
8.664664029186972e+002 | 1.5253e-07 | 866.4664 | 8.664664029186972e+002 | 2.8113e-06 |  | 8.664664029186972e+002 | 5.6167e-06 |  | 8.664664029186972e+002 | 4.8648e-06 |  | 867.0672 | 4.0041e-06 | 26.2513 | 4.0041e-06
8.670671998592284e+002 | 1.5253e-07 | 867.0672 | 8.670671998592284e+002 | 2.8113e-06 |  | 8.670671998592284e+002 | 5.6166e-06 |  | 8.670671998592284e+002 | 4.8647e-06 |  | 867.6684 | 4.0041e-06 | 26.2517 | 4.0041e-06
8.676684133848257e+002 | 1.5253e-07 | 867.6684 | 8.676684133848257e+002 | 2.8113e-06 |  | 8.676684133848257e+002 | 5.6166e-06 |  | 8.676684133848257e+002 | 4.8647e-06 |  | 868.27 | 4.0041e-06 | 26.2522 | 4.0041e-06
8.682700437843439e+002 | 1.5252e-07 | 868.27 | 8.682700437843439e+002 | 2.8113e-06 |  | 8.682700437843439e+002 | 5.6165e-06 |  | 8.682700437843439e+002 | 4.8646e-06 |  | 868.8721 | 4.0041e-06 | 26.2526 | 4.0041e-06
8.688720913468384e+002 | 1.5252e-07 | 868.8721 | 8.688720913468384e+002 | 2.8112e-06 |  | 8.688720913468384e+002 | 5.6165e-06 |  | 8.688720913468384e+002 | 4.8646e-06 |  | 869.4746 | 4.0041e-06 | 26.2531 | 4.0041e-06
8.694745563615645e+002 | 1.5252e-07 | 869.4746 | 8.694745563615645e+002 | 2.8112e-06 |  | 8.694745563615645e+002 | 5.6164e-06 |  | 8.694745563615645e+002 | 4.8645e-06 |  | 870.0774 | 4.0041e-06 | 26.2535 | 4.0041e-06
8.700774391179784e+002 | 1.5252e-07 | 870.0774 | 8.700774391179784e+002 | 2.8112e-06 |  | 8.700774391179784e+002 | 5.6164e-06 |  | 8.700774391179784e+002 | 4.8645e-06 |  | 870.6807 | 4.0041e-06 | 26.254 | 4.0041e-06
8.706807399057371e+002 | 1.5251e-07 | 870.6807 | 8.706807399057371e+002 | 2.8112e-06 |  | 8.706807399057371e+002 | 5.6163e-06 |  | 8.706807399057371e+002 | 4.8644e-06 |  | 871.2845 | 4.0041e-06 | 26.2544 | 4.0041e-06
8.712844590146982e+002 | 1.5251e-07 | 871.2845 | 8.712844590146982e+002 | 2.8111e-06 |  | 8.712844590146982e+002 | 5.6163e-06 |  | 8.712844590146982e+002 | 4.8644e-06 |  | 871.8886 | 4.0041e-06 | 26.2549 | 4.0041e-06
8.718885967349203e+002 | 1.5251e-07 | 871.8886 | 8.718885967349203e+002 | 2.8111e-06 |  | 8.718885967349203e+002 | 5.6162e-06 |  | 8.718885967349203e+002 | 4.8644e-06 |  | 872.4932 | 4.0041e-06 | 26.2554 | 4.0041e-06
8.724931533566634e+002 | 1.525e-07 | 872.4932 | 8.724931533566634e+002 | 2.8111e-06 |  | 8.724931533566634e+002 | 5.6162e-06 |  | 8.724931533566634e+002 | 4.8643e-06 |  | 873.0981 | 4.0041e-06 | 26.2558 | 4.0041e-06
8.730981291703882e+002 | 1.525e-07 | 873.0981 | 8.730981291703882e+002 | 2.811e-06 |  | 8.730981291703882e+002 | 5.6161e-06 |  | 8.730981291703882e+002 | 4.8643e-06 |  | 873.7035 | 4.0041e-06 | 26.2562 | 4.0041e-06
8.737035244667576e+002 | 1.525e-07 | 873.7035 | 8.737035244667576e+002 | 2.811e-06 |  | 8.737035244667576e+002 | 5.6161e-06 |  | 8.737035244667576e+002 | 4.8642e-06 |  | 874.3093 | 4.0041e-06 | 26.2567 | 4.0041e-06
8.743093395366354e+002 | 1.525e-07 | 874.3093 | 8.743093395366354e+002 | 2.811e-06 |  | 8.743093395366354e+002 | 5.616e-06 |  | 8.743093395366354e+002 | 4.8642e-06 |  | 874.9156 | 4.0041e-06 | 26.2572 | 4.0041e-06
8.749155746710873e+002 | 1.5249e-07 | 874.9156 | 8.749155746710873e+002 | 2.811e-06 |  | 8.749155746710873e+002 | 5.6159e-06 |  | 8.749155746710873e+002 | 4.8641e-06 |  | 875.5222 | 4.0041e-06 | 26.2576 | 4.0041e-06
8.755222301613807e+002 | 1.5249e-07 | 875.5222 | 8.755222301613807e+002 | 2.8109e-06 |  | 8.755222301613807e+002 | 5.6159e-06 |  | 8.755222301613807e+002 | 4.8641e-06 |  | 876.1293 | 4.0041e-06 | 26.2581 | 4.0041e-06
8.761293062989853e+002 | 1.5249e-07 | 876.1293 | 8.761293062989853e+002 | 2.8109e-06 |  | 8.761293062989853e+002 | 5.6158e-06 |  | 8.761293062989853e+002 | 4.864e-06 |  | 876.7368 | 4.0041e-06 | 26.2585 | 4.0041e-06
8.767368033755724e+002 | 1.5249e-07 | 876.7368 | 8.767368033755724e+002 | 2.8109e-06 |  | 8.767368033755724e+002 | 5.6158e-06 |  | 8.767368033755724e+002 | 4.864e-06 |  | 877.3447 | 4.0041e-06 | 26.259 | 4.0041e-06
8.773447216830160e+002 | 1.5248e-07 | 877.3447 | 8.773447216830160e+002 | 2.8109e-06 |  | 8.773447216830160e+002 | 5.6157e-06 |  | 8.773447216830160e+002 | 4.8639e-06 |  | 877.9531 | 4.0041e-06 | 26.2594 | 4.0041e-06
8.779530615133924e+002 | 1.5248e-07 | 877.9531 | 8.779530615133924e+002 | 2.8108e-06 |  | 8.779530615133924e+002 | 5.6157e-06 |  | 8.779530615133924e+002 | 4.8639e-06 |  | 878.5618 | 4.0041e-06 | 26.2599 | 4.0041e-06
8.785618231589800e+002 | 1.5248e-07 | 878.5618 | 8.785618231589800e+002 | 2.8108e-06 |  | 8.785618231589800e+002 | 5.6156e-06 |  | 8.785618231589800e+002 | 4.8639e-06 |  | 879.171 | 4.0041e-06 | 26.2603 | 4.0041e-06
8.791710069122604e+002 | 1.5247e-07 | 879.171 | 8.791710069122604e+002 | 2.8108e-06 |  | 8.791710069122604e+002 | 5.6156e-06 |  | 8.791710069122604e+002 | 4.8638e-06 |  | 879.7806 | 4.0041e-06 | 26.2608 | 4.0041e-06
8.797806130659178e+002 | 1.5247e-07 | 879.7806 | 8.797806130659178e+002 | 2.8108e-06 |  | 8.797806130659178e+002 | 5.6155e-06 |  | 8.797806130659178e+002 | 4.8638e-06 |  | 880.3906 | 4.0041e-06 | 26.2612 | 4.0041e-06
8.803906419128392e+002 | 1.5247e-07 | 880.3906 | 8.803906419128392e+002 | 2.8107e-06 |  | 8.803906419128392e+002 | 5.6155e-06 |  | 8.803906419128392e+002 | 4.8637e-06 |  | 881.0011 | 4.0041e-06 | 26.2617 | 4.0041e-06
8.810010937461149e+002 | 1.5247e-07 | 881.0011 | 8.810010937461149e+002 | 2.8107e-06 |  | 8.810010937461149e+002 | 5.6154e-06 |  | 8.810010937461149e+002 | 4.8637e-06 |  | 881.612 | 4.0041e-06 | 26.2621 | 4.0041e-06
8.816119688590383e+002 | 1.5246e-07 | 881.612 | 8.816119688590383e+002 | 2.8107e-06 |  | 8.816119688590383e+002 | 5.6154e-06 |  | 8.816119688590383e+002 | 4.8636e-06 |  | 882.2233 | 4.0041e-06 | 26.2626 | 4.0041e-06
8.822232675451062e+002 | 1.5246e-07 | 882.2233 | 8.822232675451062e+002 | 2.8107e-06 |  | 8.822232675451062e+002 | 5.6153e-06 |  | 8.822232675451062e+002 | 4.8636e-06 |  | 882.835 | 4.0041e-06 | 26.263 | 4.0041e-06
8.828349900980188e+002 | 1.5246e-07 | 882.835 | 8.828349900980188e+002 | 2.8106e-06 |  | 8.828349900980188e+002 | 5.6153e-06 |  | 8.828349900980188e+002 | 4.8635e-06 |  | 883.4471 | 4.0041e-06 | 26.2635 | 4.0041e-06
8.834471368116804e+002 | 1.5246e-07 | 883.4471 | 8.834471368116804e+002 | 2.8106e-06 |  | 8.834471368116804e+002 | 5.6152e-06 |  | 8.834471368116804e+002 | 4.8635e-06 |  | 884.0597 | 4.0041e-06 | 26.2639 | 4.0041e-06
8.840597079801983e+002 | 1.5245e-07 | 884.0597 | 8.840597079801983e+002 | 2.8106e-06 |  | 8.840597079801983e+002 | 5.6152e-06 |  | 8.840597079801983e+002 | 4.8634e-06 |  | 884.6727 | 4.0041e-06 | 26.2644 | 4.0041e-06
8.846727038978845e+002 | 1.5245e-07 | 884.6727 | 8.846727038978845e+002 | 2.8106e-06 |  | 8.846727038978845e+002 | 5.6151e-06 |  | 8.846727038978845e+002 | 4.8634e-06 |  | 885.2861 | 4.0041e-06 | 26.2648 | 4.0041e-06
8.852861248592545e+002 | 1.5245e-07 | 885.2861 | 8.852861248592545e+002 | 2.8105e-06 |  | 8.852861248592545e+002 | 5.6151e-06 |  | 8.852861248592545e+002 | 4.8634e-06 |  | 885.9 | 4.0041e-06 | 26.2653 | 4.0041e-06
8.858999711590285e+002 | 1.5244e-07 | 885.9 | 8.858999711590285e+002 | 2.8105e-06 |  | 8.858999711590285e+002 | 5.615e-06 |  | 8.858999711590285e+002 | 4.8633e-06 |  | 886.5142 | 4.0041e-06 | 26.2657 | 4.0041e-06
8.865142430921308e+002 | 1.5244e-07 | 886.5142 | 8.865142430921308e+002 | 2.8105e-06 |  | 8.865142430921308e+002 | 5.6149e-06 |  | 8.865142430921308e+002 | 4.8633e-06 |  | 887.1289 | 4.0041e-06 | 26.2662 | 4.0041e-06
8.871289409536901e+002 | 1.5244e-07 | 887.1289 | 8.871289409536901e+002 | 2.8104e-06 |  | 8.871289409536901e+002 | 5.6149e-06 |  | 8.871289409536901e+002 | 4.8632e-06 |  | 887.7441 | 4.0041e-06 | 26.2666 | 4.0041e-06
8.877440650390397e+002 | 1.5244e-07 | 887.7441 | 8.877440650390397e+002 | 2.8104e-06 |  | 8.877440650390397e+002 | 5.6148e-06 |  | 8.877440650390397e+002 | 4.8632e-06 |  | 888.3596 | 4.0041e-06 | 26.2671 | 4.0041e-06
8.883596156437181e+002 | 1.5243e-07 | 888.3596 | 8.883596156437181e+002 | 2.8104e-06 |  | 8.883596156437181e+002 | 5.6148e-06 |  | 8.883596156437181e+002 | 4.8631e-06 |  | 888.9756 | 4.004e-06 | 26.2675 | 4.004e-06
8.889755930634685e+002 | 1.5243e-07 | 888.9756 | 8.889755930634685e+002 | 2.8104e-06 |  | 8.889755930634685e+002 | 5.6147e-06 |  | 8.889755930634685e+002 | 4.8631e-06 |  | 889.592 | 4.004e-06 | 26.268 | 4.004e-06
8.895919975942388e+002 | 1.5243e-07 | 889.592 | 8.895919975942388e+002 | 2.8103e-06 |  | 8.895919975942388e+002 | 5.6147e-06 |  | 8.895919975942388e+002 | 4.863e-06 |  | 890.2088 | 4.004e-06 | 26.2684 | 4.004e-06
8.902088295321828e+002 | 1.5243e-07 | 890.2088 | 8.902088295321828e+002 | 2.8103e-06 |  | 8.902088295321828e+002 | 5.6146e-06 |  | 8.902088295321828e+002 | 4.863e-06 |  | 890.8261 | 4.004e-06 | 26.2689 | 4.004e-06
8.908260891736589e+002 | 1.5242e-07 | 890.8261 | 8.908260891736589e+002 | 2.8103e-06 |  | 8.908260891736589e+002 | 5.6146e-06 |  | 8.908260891736589e+002 | 4.8629e-06 |  | 891.4438 | 4.004e-06 | 26.2693 | 4.004e-06
8.914437768152317e+002 | 1.5242e-07 | 891.4438 | 8.914437768152317e+002 | 2.8103e-06 |  | 8.914437768152317e+002 | 5.6145e-06 |  | 8.914437768152317e+002 | 4.8629e-06 |  | 892.0619 | 4.004e-06 | 26.2698 | 4.004e-06
8.920618927536709e+002 | 1.5242e-07 | 892.0619 | 8.920618927536709e+002 | 2.8102e-06 |  | 8.920618927536709e+002 | 5.6145e-06 |  | 8.920618927536709e+002 | 4.8628e-06 |  | 892.6804 | 4.004e-06 | 26.2702 | 4.004e-06
8.926804372859523e+002 | 1.5241e-07 | 892.6804 | 8.926804372859523e+002 | 2.8102e-06 |  | 8.926804372859523e+002 | 5.6144e-06 |  | 8.926804372859523e+002 | 4.8628e-06 |  | 893.2994 | 4.004e-06 | 26.2706 | 4.004e-06
8.932994107092574e+002 | 1.5241e-07 | 893.2994 | 8.932994107092574e+002 | 2.8102e-06 |  | 8.932994107092574e+002 | 5.6144e-06 |  | 8.932994107092574e+002 | 4.8627e-06 |  | 893.9188 | 4.004e-06 | 26.2711 | 4.004e-06
8.939188133209739e+002 | 1.5241e-07 | 893.9188 | 8.939188133209739e+002 | 2.8101e-06 |  | 8.939188133209739e+002 | 5.6143e-06 |  | 8.939188133209739e+002 | 4.8627e-06 |  | 894.5386 | 4.004e-06 | 26.2715 | 4.004e-06
8.945386454186955e+002 | 1.5241e-07 | 894.5386 | 8.945386454186955e+002 | 2.8101e-06 |  | 8.945386454186955e+002 | 5.6142e-06 |  | 8.945386454186955e+002 | 4.8627e-06 |  | 895.1589 | 4.004e-06 | 26.272 | 4.004e-06
8.951589073002227e+002 | 1.524e-07 | 895.1589 | 8.951589073002227e+002 | 2.8101e-06 |  | 8.951589073002227e+002 | 5.6142e-06 |  | 8.951589073002227e+002 | 4.8626e-06 |  | 895.7796 | 4.004e-06 | 26.2725 | 4.004e-06
8.957795992635621e+002 | 1.524e-07 | 895.7796 | 8.957795992635621e+002 | 2.8101e-06 |  | 8.957795992635621e+002 | 5.6141e-06 |  | 8.957795992635621e+002 | 4.8626e-06 |  | 896.4007 | 4.004e-06 | 26.2729 | 4.004e-06
8.964007216069269e+002 | 1.524e-07 | 896.4007 | 8.964007216069269e+002 | 2.81e-06 |  | 8.964007216069269e+002 | 5.6141e-06 |  | 8.964007216069269e+002 | 4.8625e-06 |  | 897.0223 | 4.004e-06 | 26.2733 | 4.004e-06
8.970222746287374e+002 | 1.524e-07 | 897.0223 | 8.970222746287374e+002 | 2.81e-06 |  | 8.970222746287374e+002 | 5.614e-06 |  | 8.970222746287374e+002 | 4.8625e-06 |  | 897.6443 | 4.004e-06 | 26.2738 | 4.004e-06
8.976442586276205e+002 | 1.5239e-07 | 897.6443 | 8.976442586276205e+002 | 2.81e-06 |  | 8.976442586276205e+002 | 5.614e-06 |  | 8.976442586276205e+002 | 4.8624e-06 |  | 898.2667 | 4.004e-06 | 26.2742 | 4.004e-06
8.982666739024104e+002 | 1.5239e-07 | 898.2667 | 8.982666739024104e+002 | 2.81e-06 |  | 8.982666739024104e+002 | 5.6139e-06 |  | 8.982666739024104e+002 | 4.8624e-06 |  | 898.8895 | 4.004e-06 | 26.2747 | 4.004e-06
8.988895207521483e+002 | 1.5239e-07 | 898.8895 | 8.988895207521483e+002 | 2.8099e-06 |  | 8.988895207521483e+002 | 5.6139e-06 |  | 8.988895207521483e+002 | 4.8623e-06 |  | 899.5128 | 4.004e-06 | 26.2751 | 4.004e-06
8.995127994760831e+002 | 1.5238e-07 | 899.5128 | 8.995127994760831e+002 | 2.8099e-06 |  | 8.995127994760831e+002 | 5.6138e-06 |  | 8.995127994760831e+002 | 4.8623e-06 |  | 900.1365 | 4.004e-06 | 26.2756 | 4.004e-06
9.001365103736705e+002 | 1.5238e-07 | 900.1365 | 9.001365103736705e+002 | 2.8099e-06 |  | 9.001365103736705e+002 | 5.6138e-06 |  | 9.001365103736705e+002 | 4.8622e-06 |  | 900.7607 | 4.004e-06 | 26.276 | 4.004e-06
9.007606537445747e+002 | 1.5238e-07 | 900.7607 | 9.007606537445747e+002 | 2.8098e-06 |  | 9.007606537445747e+002 | 5.6137e-06 |  | 9.007606537445747e+002 | 4.8622e-06 |  | 901.3852 | 4.004e-06 | 26.2765 | 4.004e-06
9.013852298886671e+002 | 1.5238e-07 | 901.3852 | 9.013852298886671e+002 | 2.8098e-06 |  | 9.013852298886671e+002 | 5.6136e-06 |  | 9.013852298886671e+002 | 4.8621e-06 |  | 902.0102 | 4.004e-06 | 26.2769 | 4.004e-06
9.020102391060273e+002 | 1.5237e-07 | 902.0102 | 9.020102391060273e+002 | 2.8098e-06 |  | 9.020102391060273e+002 | 5.6136e-06 |  | 9.020102391060273e+002 | 4.8621e-06 |  | 902.6357 | 4.004e-06 | 26.2774 | 4.004e-06
9.026356816969428e+002 | 1.5237e-07 | 902.6357 | 9.026356816969428e+002 | 2.8098e-06 |  | 9.026356816969428e+002 | 5.6135e-06 |  | 9.026356816969428e+002 | 4.862e-06 |  | 903.2616 | 4.004e-06 | 26.2778 | 4.004e-06
9.032615579619094e+002 | 1.5237e-07 | 903.2616 | 9.032615579619094e+002 | 2.8097e-06 |  | 9.032615579619094e+002 | 5.6135e-06 |  | 9.032615579619094e+002 | 4.862e-06 |  | 903.8879 | 4.004e-06 | 26.2782 | 4.004e-06
9.038878682016311e+002 | 1.5237e-07 | 903.8879 | 9.038878682016311e+002 | 2.8097e-06 |  | 9.038878682016311e+002 | 5.6134e-06 |  | 9.038878682016311e+002 | 4.8619e-06 |  | 904.5146 | 4.004e-06 | 26.2787 | 4.004e-06
9.045146127170209e+002 | 1.5236e-07 | 904.5146 | 9.045146127170209e+002 | 2.8097e-06 |  | 9.045146127170209e+002 | 5.6134e-06 |  | 9.045146127170209e+002 | 4.8619e-06 |  | 905.1418 | 4.004e-06 | 26.2791 | 4.004e-06
9.051417918091998e+002 | 1.5236e-07 | 905.1418 | 9.051417918091998e+002 | 2.8096e-06 |  | 9.051417918091998e+002 | 5.6133e-06 |  | 9.051417918091998e+002 | 4.8618e-06 |  | 905.7694 | 4.004e-06 | 26.2796 | 4.004e-06
9.057694057794981e+002 | 1.5236e-07 | 905.7694 | 9.057694057794981e+002 | 2.8096e-06 |  | 9.057694057794981e+002 | 5.6133e-06 |  | 9.057694057794981e+002 | 4.8618e-06 |  | 906.3975 | 4.004e-06 | 26.28 | 4.004e-06
9.063974549294547e+002 | 1.5236e-07 | 906.3975 | 9.063974549294547e+002 | 2.8096e-06 |  | 9.063974549294547e+002 | 5.6132e-06 |  | 9.063974549294547e+002 | 4.8617e-06 |  | 907.0259 | 4.004e-06 | 26.2805 | 4.004e-06
9.070259395608179e+002 | 1.5235e-07 | 907.0259 | 9.070259395608179e+002 | 2.8096e-06 |  | 9.070259395608179e+002 | 5.6131e-06 |  | 9.070259395608179e+002 | 4.8617e-06 |  | 907.6549 | 4.004e-06 | 26.2809 | 4.004e-06
9.076548599755447e+002 | 1.5235e-07 | 907.6549 | 9.076548599755447e+002 | 2.8095e-06 |  | 9.076548599755447e+002 | 5.6131e-06 |  | 9.076548599755447e+002 | 4.8617e-06 |  | 908.2842 | 4.004e-06 | 26.2814 | 4.004e-06
9.082842164758022e+002 | 1.5235e-07 | 908.2842 | 9.082842164758022e+002 | 2.8095e-06 |  | 9.082842164758022e+002 | 5.613e-06 |  | 9.082842164758022e+002 | 4.8616e-06 |  | 908.914 | 4.004e-06 | 26.2818 | 4.004e-06
9.089140093639663e+002 | 1.5234e-07 | 908.914 | 9.089140093639663e+002 | 2.8095e-06 |  | 9.089140093639663e+002 | 5.613e-06 |  | 9.089140093639663e+002 | 4.8616e-06 |  | 909.5442 | 4.004e-06 | 26.2822 | 4.004e-06
9.095442389426232e+002 | 1.5234e-07 | 909.5442 | 9.095442389426232e+002 | 2.8095e-06 |  | 9.095442389426232e+002 | 5.6129e-06 |  | 9.095442389426232e+002 | 4.8615e-06 |  | 910.1749 | 4.004e-06 | 26.2827 | 4.004e-06
9.101749055145685e+002 | 1.5234e-07 | 910.1749 | 9.101749055145685e+002 | 2.8094e-06 |  | 9.101749055145685e+002 | 5.6129e-06 |  | 9.101749055145685e+002 | 4.8615e-06 |  | 910.806 | 4.004e-06 | 26.2831 | 4.004e-06
9.108060093828078e+002 | 1.5234e-07 | 910.806 | 9.108060093828078e+002 | 2.8094e-06 |  | 9.108060093828078e+002 | 5.6128e-06 |  | 9.108060093828078e+002 | 4.8614e-06 |  | 911.4376 | 4.0039e-06 | 26.2836 | 4.0039e-06
9.114375508505569e+002 | 1.5233e-07 | 911.4376 | 9.114375508505569e+002 | 2.8094e-06 |  | 9.114375508505569e+002 | 5.6127e-06 |  | 9.114375508505569e+002 | 4.8614e-06 |  | 912.0695 | 4.0039e-06 | 26.284 | 4.0039e-06
9.120695302212420e+002 | 1.5233e-07 | 912.0695 | 9.120695302212420e+002 | 2.8093e-06 |  | 9.120695302212420e+002 | 5.6127e-06 |  | 9.120695302212420e+002 | 4.8613e-06 |  | 912.7019 | 4.0039e-06 | 26.2845 | 4.0039e-06
9.127019477984991e+002 | 1.5233e-07 | 912.7019 | 9.127019477984991e+002 | 2.8093e-06 |  | 9.127019477984991e+002 | 5.6126e-06 |  | 9.127019477984991e+002 | 4.8613e-06 |  | 913.3348 | 4.0039e-06 | 26.2849 | 4.0039e-06
9.133348038861756e+002 | 1.5233e-07 | 913.3348 | 9.133348038861756e+002 | 2.8093e-06 |  | 9.133348038861756e+002 | 5.6126e-06 |  | 9.133348038861756e+002 | 4.8612e-06 |  | 913.9681 | 4.0039e-06 | 26.2854 | 4.0039e-06
9.139680987883288e+002 | 1.5232e-07 | 913.9681 | 9.139680987883288e+002 | 2.8093e-06 |  | 9.139680987883288e+002 | 5.6125e-06 |  | 9.139680987883288e+002 | 4.8612e-06 |  | 914.6018 | 4.0039e-06 | 26.2858 | 4.0039e-06
9.146018328092273e+002 | 1.5232e-07 | 914.6018 | 9.146018328092273e+002 | 2.8092e-06 |  | 9.146018328092273e+002 | 5.6125e-06 |  | 9.146018328092273e+002 | 4.8611e-06 |  | 915.236 | 4.0039e-06 | 26.2862 | 4.0039e-06
9.152360062533504e+002 | 1.5232e-07 | 915.236 | 9.152360062533504e+002 | 2.8092e-06 |  | 9.152360062533504e+002 | 5.6124e-06 |  | 9.152360062533504e+002 | 4.8611e-06 |  | 915.8706 | 4.0039e-06 | 26.2867 | 4.0039e-06
9.158706194253889e+002 | 1.5231e-07 | 915.8706 | 9.158706194253889e+002 | 2.8092e-06 |  | 9.158706194253889e+002 | 5.6123e-06 |  | 9.158706194253889e+002 | 4.861e-06 |  | 916.5057 | 4.0039e-06 | 26.2871 | 4.0039e-06
9.165056726302444e+002 | 1.5231e-07 | 916.5057 | 9.165056726302444e+002 | 2.8091e-06 |  | 9.165056726302444e+002 | 5.6123e-06 |  | 9.165056726302444e+002 | 4.861e-06 |  | 917.1412 | 4.0039e-06 | 26.2876 | 4.0039e-06
9.171411661730302e+002 | 1.5231e-07 | 917.1412 | 9.171411661730302e+002 | 2.8091e-06 |  | 9.171411661730302e+002 | 5.6122e-06 |  | 9.171411661730302e+002 | 4.8609e-06 |  | 917.7771 | 4.0039e-06 | 26.288 | 4.0039e-06
9.177771003590711e+002 | 1.5231e-07 | 917.7771 | 9.177771003590711e+002 | 2.8091e-06 |  | 9.177771003590711e+002 | 5.6122e-06 |  | 9.177771003590711e+002 | 4.8609e-06 |  | 918.4135 | 4.0039e-06 | 26.2885 | 4.0039e-06
9.184134754939038e+002 | 1.523e-07 | 918.4135 | 9.184134754939038e+002 | 2.8091e-06 |  | 9.184134754939038e+002 | 5.6121e-06 |  | 9.184134754939038e+002 | 4.8608e-06 |  | 919.0503 | 4.0039e-06 | 26.2889 | 4.0039e-06
9.190502918832764e+002 | 1.523e-07 | 919.0503 | 9.190502918832764e+002 | 2.809e-06 |  | 9.190502918832764e+002 | 5.6121e-06 |  | 9.190502918832764e+002 | 4.8608e-06 |  | 919.6875 | 4.0039e-06 | 26.2893 | 4.0039e-06
9.196875498331493e+002 | 1.523e-07 | 919.6875 | 9.196875498331493e+002 | 2.809e-06 |  | 9.196875498331493e+002 | 5.612e-06 |  | 9.196875498331493e+002 | 4.8607e-06 |  | 920.3252 | 4.0039e-06 | 26.2898 | 4.0039e-06
9.203252496496951e+002 | 1.523e-07 | 920.3252 | 9.203252496496951e+002 | 2.809e-06 |  | 9.203252496496951e+002 | 5.6119e-06 |  | 9.203252496496951e+002 | 4.8607e-06 |  | 920.9634 | 4.0039e-06 | 26.2902 | 4.0039e-06
9.209633916392986e+002 | 1.5229e-07 | 920.9634 | 9.209633916392986e+002 | 2.8089e-06 |  | 9.209633916392986e+002 | 5.6119e-06 |  | 9.209633916392986e+002 | 4.8606e-06 |  | 921.602 | 4.0039e-06 | 26.2907 | 4.0039e-06
9.216019761085570e+002 | 1.5229e-07 | 921.602 | 9.216019761085570e+002 | 2.8089e-06 |  | 9.216019761085570e+002 | 5.6118e-06 |  | 9.216019761085570e+002 | 4.8606e-06 |  | 922.241 | 4.0039e-06 | 26.2911 | 4.0039e-06
9.222410033642802e+002 | 1.5229e-07 | 922.241 | 9.222410033642802e+002 | 2.8089e-06 |  | 9.222410033642802e+002 | 5.6118e-06 |  | 9.222410033642802e+002 | 4.8605e-06 |  | 922.8805 | 4.0039e-06 | 26.2915 | 4.0039e-06
9.228804737134908e+002 | 1.5229e-07 | 922.8805 | 9.228804737134908e+002 | 2.8089e-06 |  | 9.228804737134908e+002 | 5.6117e-06 |  | 9.228804737134908e+002 | 4.8605e-06 |  | 923.5204 | 4.0039e-06 | 26.292 | 4.0039e-06
9.235203874634242e+002 | 1.5228e-07 | 923.5204 | 9.235203874634242e+002 | 2.8088e-06 |  | 9.235203874634242e+002 | 5.6117e-06 |  | 9.235203874634242e+002 | 4.8604e-06 |  | 924.1607 | 4.0039e-06 | 26.2924 | 4.0039e-06
9.241607449215289e+002 | 1.5228e-07 | 924.1607 | 9.241607449215289e+002 | 2.8088e-06 |  | 9.241607449215289e+002 | 5.6116e-06 |  | 9.241607449215289e+002 | 4.8604e-06 |  | 924.8015 | 4.0039e-06 | 26.2929 | 4.0039e-06
9.248015463954667e+002 | 1.5228e-07 | 924.8015 | 9.248015463954667e+002 | 2.8088e-06 |  | 9.248015463954667e+002 | 5.6115e-06 |  | 9.248015463954667e+002 | 4.8603e-06 |  | 925.4428 | 4.0039e-06 | 26.2933 | 4.0039e-06
9.254427921931125e+002 | 1.5228e-07 | 925.4428 | 9.254427921931125e+002 | 2.8087e-06 |  | 9.254427921931125e+002 | 5.6115e-06 |  | 9.254427921931125e+002 | 4.8603e-06 |  | 926.0845 | 4.0039e-06 | 26.2938 | 4.0039e-06
9.260844826225548e+002 | 1.5227e-07 | 926.0845 | 9.260844826225548e+002 | 2.8087e-06 |  | 9.260844826225548e+002 | 5.6114e-06 |  | 9.260844826225548e+002 | 4.8602e-06 |  | 926.7266 | 4.0039e-06 | 26.2942 | 4.0039e-06
9.267266179920957e+002 | 1.5227e-07 | 926.7266 | 9.267266179920957e+002 | 2.8087e-06 |  | 9.267266179920957e+002 | 5.6114e-06 |  | 9.267266179920957e+002 | 4.8602e-06 |  | 927.3692 | 4.0039e-06 | 26.2947 | 4.0039e-06
9.273691986102513e+002 | 1.5227e-07 | 927.3692 | 9.273691986102513e+002 | 2.8086e-06 |  | 9.273691986102513e+002 | 5.6113e-06 |  | 9.273691986102513e+002 | 4.8601e-06 |  | 928.0122 | 4.0039e-06 | 26.2951 | 4.0039e-06
9.280122247857511e+002 | 1.5226e-07 | 928.0122 | 9.280122247857511e+002 | 2.8086e-06 |  | 9.280122247857511e+002 | 5.6113e-06 |  | 9.280122247857511e+002 | 4.8601e-06 |  | 928.6557 | 4.0039e-06 | 26.2955 | 4.0039e-06
9.286556968275390e+002 | 1.5226e-07 | 928.6557 | 9.286556968275390e+002 | 2.8086e-06 |  | 9.286556968275390e+002 | 5.6112e-06 |  | 9.286556968275390e+002 | 4.86e-06 |  | 929.2996 | 4.0039e-06 | 26.296 | 4.0039e-06
9.292996150447733e+002 | 1.5226e-07 | 929.2996 | 9.292996150447733e+002 | 2.8086e-06 |  | 9.292996150447733e+002 | 5.6111e-06 |  | 9.292996150447733e+002 | 4.86e-06 |  | 929.944 | 4.0039e-06 | 26.2964 | 4.0039e-06
9.299439797468264e+002 | 1.5226e-07 | 929.944 | 9.299439797468264e+002 | 2.8085e-06 |  | 9.299439797468264e+002 | 5.6111e-06 |  | 9.299439797468264e+002 | 4.8599e-06 |  | 930.5888 | 4.0039e-06 | 26.2969 | 4.0039e-06
9.305887912432852e+002 | 1.5225e-07 | 930.5888 | 9.305887912432852e+002 | 2.8085e-06 |  | 9.305887912432852e+002 | 5.611e-06 |  | 9.305887912432852e+002 | 4.8599e-06 |  | 931.234 | 4.0039e-06 | 26.2973 | 4.0039e-06
9.312340498439513e+002 | 1.5225e-07 | 931.234 | 9.312340498439513e+002 | 2.8085e-06 |  | 9.312340498439513e+002 | 5.611e-06 |  | 9.312340498439513e+002 | 4.8598e-06 |  | 931.8798 | 4.0039e-06 | 26.2977 | 4.0039e-06
9.318797558588414e+002 | 1.5225e-07 | 931.8798 | 9.318797558588414e+002 | 2.8084e-06 |  | 9.318797558588414e+002 | 5.6109e-06 |  | 9.318797558588414e+002 | 4.8598e-06 |  | 932.5259 | 4.0039e-06 | 26.2982 | 4.0039e-06
9.325259095981866e+002 | 1.5225e-07 | 932.5259 | 9.325259095981866e+002 | 2.8084e-06 |  | 9.325259095981866e+002 | 5.6108e-06 |  | 9.325259095981866e+002 | 4.8597e-06 |  | 933.1725 | 4.0039e-06 | 26.2986 | 4.0039e-06
9.331725113724335e+002 | 1.5224e-07 | 933.1725 | 9.331725113724335e+002 | 2.8084e-06 |  | 9.331725113724335e+002 | 5.6108e-06 |  | 9.331725113724335e+002 | 4.8597e-06 |  | 933.8196 | 4.0039e-06 | 26.2991 | 4.0039e-06
9.338195614922440e+002 | 1.5224e-07 | 933.8196 | 9.338195614922440e+002 | 2.8084e-06 |  | 9.338195614922440e+002 | 5.6107e-06 |  | 9.338195614922440e+002 | 4.8596e-06 |  | 934.4671 | 4.0038e-06 | 26.2995 | 4.0039e-06
9.344670602684953e+002 | 1.5224e-07 | 934.4671 | 9.344670602684953e+002 | 2.8083e-06 |  | 9.344670602684953e+002 | 5.6107e-06 |  | 9.344670602684953e+002 | 4.8596e-06 |  | 935.115 | 4.0038e-06 | 26.3 | 4.0038e-06
9.351150080122801e+002 | 1.5224e-07 | 935.115 | 9.351150080122801e+002 | 2.8083e-06 |  | 9.351150080122801e+002 | 5.6106e-06 |  | 9.351150080122801e+002 | 4.8595e-06 |  | 935.7634 | 4.0038e-06 | 26.3004 | 4.0038e-06
9.357634050349068e+002 | 1.5223e-07 | 935.7634 | 9.357634050349068e+002 | 2.8083e-06 |  | 9.357634050349068e+002 | 5.6105e-06 |  | 9.357634050349068e+002 | 4.8594e-06 |  | 936.4123 | 4.0038e-06 | 26.3008 | 4.0038e-06
9.364122516478998e+002 | 1.5223e-07 | 936.4123 | 9.364122516478998e+002 | 2.8082e-06 |  | 9.364122516478998e+002 | 5.6105e-06 |  | 9.364122516478998e+002 | 4.8594e-06 |  | 937.0615 | 4.0038e-06 | 26.3013 | 4.0038e-06
9.370615481629993e+002 | 1.5223e-07 | 937.0615 | 9.370615481629993e+002 | 2.8082e-06 |  | 9.370615481629993e+002 | 5.6104e-06 |  | 9.370615481629993e+002 | 4.8593e-06 |  | 937.7113 | 4.0038e-06 | 26.3017 | 4.0038e-06
9.377112948921620e+002 | 1.5222e-07 | 937.7113 | 9.377112948921620e+002 | 2.8082e-06 |  | 9.377112948921620e+002 | 5.6104e-06 |  | 9.377112948921620e+002 | 4.8593e-06 |  | 938.3615 | 4.0038e-06 | 26.3021 | 4.0038e-06
9.383614921475604e+002 | 1.5222e-07 | 938.3615 | 9.383614921475604e+002 | 2.8081e-06 |  | 9.383614921475604e+002 | 5.6103e-06 |  | 9.383614921475604e+002 | 4.8592e-06 |  | 939.0121 | 4.0038e-06 | 26.3026 | 4.0038e-06
9.390121402415840e+002 | 1.5222e-07 | 939.0121 | 9.390121402415840e+002 | 2.8081e-06 |  | 9.390121402415840e+002 | 5.6102e-06 |  | 9.390121402415840e+002 | 4.8592e-06 |  | 939.6632 | 4.0038e-06 | 26.303 | 4.0038e-06
9.396632394868385e+002 | 1.5222e-07 | 939.6632 | 9.396632394868385e+002 | 2.8081e-06 |  | 9.396632394868385e+002 | 5.6102e-06 |  | 9.396632394868385e+002 | 4.8591e-06 |  | 940.3148 | 4.0038e-06 | 26.3035 | 4.0038e-06
9.403147901961465e+002 | 1.5221e-07 | 940.3148 | 9.403147901961465e+002 | 2.8081e-06 |  | 9.403147901961465e+002 | 5.6101e-06 |  | 9.403147901961465e+002 | 4.8591e-06 |  | 940.9668 | 4.0038e-06 | 26.3039 | 4.0038e-06
9.409667926825478e+002 | 1.5221e-07 | 940.9668 | 9.409667926825478e+002 | 2.808e-06 |  | 9.409667926825478e+002 | 5.6101e-06 |  | 9.409667926825478e+002 | 4.859e-06 |  | 941.6192 | 4.0038e-06 | 26.3043 | 4.0038e-06
9.416192472592985e+002 | 1.5221e-07 | 941.6192 | 9.416192472592985e+002 | 2.808e-06 |  | 9.416192472592985e+002 | 5.61e-06 |  | 9.416192472592985e+002 | 4.859e-06 |  | 942.2722 | 4.0038e-06 | 26.3048 | 4.0038e-06
9.422721542398728e+002 | 1.5221e-07 | 942.2722 | 9.422721542398728e+002 | 2.808e-06 |  | 9.422721542398728e+002 | 5.6099e-06 |  | 9.422721542398728e+002 | 4.8589e-06 |  | 942.9255 | 4.0038e-06 | 26.3052 | 4.0038e-06
9.429255139379615e+002 | 1.522e-07 | 942.9255 | 9.429255139379615e+002 | 2.8079e-06 |  | 9.429255139379615e+002 | 5.6099e-06 |  | 9.429255139379615e+002 | 4.8589e-06 |  | 943.5793 | 4.0038e-06 | 26.3057 | 4.0038e-06
9.435793266674734e+002 | 1.522e-07 | 943.5793 | 9.435793266674734e+002 | 2.8079e-06 |  | 9.435793266674734e+002 | 5.6098e-06 |  | 9.435793266674734e+002 | 4.8588e-06 |  | 944.2336 | 4.0038e-06 | 26.3061 | 4.0038e-06
9.442335927425349e+002 | 1.522e-07 | 944.2336 | 9.442335927425349e+002 | 2.8079e-06 |  | 9.442335927425349e+002 | 5.6098e-06 |  | 9.442335927425349e+002 | 4.8588e-06 |  | 944.8883 | 4.0038e-06 | 26.3066 | 4.0038e-06
9.448883124774901e+002 | 1.522e-07 | 944.8883 | 9.448883124774901e+002 | 2.8078e-06 |  | 9.448883124774901e+002 | 5.6097e-06 |  | 9.448883124774901e+002 | 4.8587e-06 |  | 945.5435 | 4.0038e-06 | 26.307 | 4.0038e-06
9.455434861869010e+002 | 1.5219e-07 | 945.5435 | 9.455434861869010e+002 | 2.8078e-06 |  | 9.455434861869010e+002 | 5.6096e-06 |  | 9.455434861869010e+002 | 4.8587e-06 |  | 946.1991 | 4.0038e-06 | 26.3074 | 4.0038e-06
9.461991141855477e+002 | 1.5219e-07 | 946.1991 | 9.461991141855477e+002 | 2.8078e-06 |  | 9.461991141855477e+002 | 5.6096e-06 |  | 9.461991141855477e+002 | 4.8586e-06 |  | 946.8552 | 4.0038e-06 | 26.3079 | 4.0038e-06
9.468551967884289e+002 | 1.5219e-07 | 946.8552 | 9.468551967884289e+002 | 2.8077e-06 |  | 9.468551967884289e+002 | 5.6095e-06 |  | 9.468551967884289e+002 | 4.8586e-06 |  | 947.5117 | 4.0038e-06 | 26.3083 | 4.0038e-06
9.475117343107613e+002 | 1.5218e-07 | 947.5117 | 9.475117343107613e+002 | 2.8077e-06 |  | 9.475117343107613e+002 | 5.6095e-06 |  | 9.475117343107613e+002 | 4.8585e-06 |  | 948.1687 | 4.0038e-06 | 26.3087 | 4.0038e-06
9.481687270679804e+002 | 1.5218e-07 | 948.1687 | 9.481687270679804e+002 | 2.8077e-06 |  | 9.481687270679804e+002 | 5.6094e-06 |  | 9.481687270679804e+002 | 4.8585e-06 |  | 948.8262 | 4.0038e-06 | 26.3092 | 4.0038e-06
9.488261753757404e+002 | 1.5218e-07 | 948.8262 | 9.488261753757404e+002 | 2.8077e-06 |  | 9.488261753757404e+002 | 5.6093e-06 |  | 9.488261753757404e+002 | 4.8584e-06 |  | 949.4841 | 4.0038e-06 | 26.3096 | 4.0038e-06
9.494840795499143e+002 | 1.5218e-07 | 949.4841 | 9.494840795499143e+002 | 2.8076e-06 |  | 9.494840795499143e+002 | 5.6093e-06 |  | 9.494840795499143e+002 | 4.8583e-06 |  | 950.1424 | 4.0038e-06 | 26.3101 | 4.0038e-06
9.501424399065941e+002 | 1.5217e-07 | 950.1424 | 9.501424399065941e+002 | 2.8076e-06 |  | 9.501424399065941e+002 | 5.6092e-06 |  | 9.501424399065941e+002 | 4.8583e-06 |  | 950.8013 | 4.0038e-06 | 26.3105 | 4.0038e-06
9.508012567620912e+002 | 1.5217e-07 | 950.8013 | 9.508012567620912e+002 | 2.8076e-06 |  | 9.508012567620912e+002 | 5.6092e-06 |  | 9.508012567620912e+002 | 4.8582e-06 |  | 951.4605 | 4.0038e-06 | 26.3109 | 4.0038e-06
9.514605304329359e+002 | 1.5217e-07 | 951.4605 | 9.514605304329359e+002 | 2.8075e-06 |  | 9.514605304329359e+002 | 5.6091e-06 |  | 9.514605304329359e+002 | 4.8582e-06 |  | 952.1203 | 4.0038e-06 | 26.3114 | 4.0038e-06
9.521202612358784e+002 | 1.5217e-07 | 952.1203 | 9.521202612358784e+002 | 2.8075e-06 |  | 9.521202612358784e+002 | 5.609e-06 |  | 9.521202612358784e+002 | 4.8581e-06 |  | 952.7804 | 4.0038e-06 | 26.3118 | 4.0038e-06
9.527804494878883e+002 | 1.5216e-07 | 952.7804 | 9.527804494878883e+002 | 2.8075e-06 |  | 9.527804494878883e+002 | 5.609e-06 |  | 9.527804494878883e+002 | 4.8581e-06 |  | 953.4411 | 4.0038e-06 | 26.3123 | 4.0038e-06
9.534410955061552e+002 | 1.5216e-07 | 953.4411 | 9.534410955061552e+002 | 2.8074e-06 |  | 9.534410955061552e+002 | 5.6089e-06 |  | 9.534410955061552e+002 | 4.858e-06 |  | 954.1022 | 4.0038e-06 | 26.3127 | 4.0038e-06
9.541021996080883e+002 | 1.5216e-07 | 954.1022 | 9.541021996080883e+002 | 2.8074e-06 |  | 9.541021996080883e+002 | 5.6088e-06 |  | 9.541021996080883e+002 | 4.858e-06 |  | 954.7638 | 4.0038e-06 | 26.3131 | 4.0038e-06
9.547637621113172e+002 | 1.5216e-07 | 954.7638 | 9.547637621113172e+002 | 2.8074e-06 |  | 9.547637621113172e+002 | 5.6088e-06 |  | 9.547637621113172e+002 | 4.8579e-06 |  | 955.4258 | 4.0038e-06 | 26.3136 | 4.0038e-06
9.554257833336915e+002 | 1.5215e-07 | 955.4258 | 9.554257833336915e+002 | 2.8073e-06 |  | 9.554257833336915e+002 | 5.6087e-06 |  | 9.554257833336915e+002 | 4.8579e-06 |  | 956.0883 | 4.0038e-06 | 26.314 | 4.0038e-06
9.560882635932813e+002 | 1.5215e-07 | 956.0883 | 9.560882635932813e+002 | 2.8073e-06 |  | 9.560882635932813e+002 | 5.6087e-06 |  | 9.560882635932813e+002 | 4.8578e-06 |  | 956.7512 | 4.0038e-06 | 26.3145 | 4.0038e-06
9.567512032083773e+002 | 1.5215e-07 | 956.7512 | 9.567512032083773e+002 | 2.8073e-06 |  | 9.567512032083773e+002 | 5.6086e-06 |  | 9.567512032083773e+002 | 4.8578e-06 |  | 957.4146 | 4.0038e-06 | 26.3149 | 4.0038e-06
9.574146024974911e+002 | 1.5215e-07 | 957.4146 | 9.574146024974911e+002 | 2.8073e-06 |  | 9.574146024974911e+002 | 5.6085e-06 |  | 9.574146024974911e+002 | 4.8577e-06 |  | 958.0785 | 4.0038e-06 | 26.3153 | 4.0038e-06
9.580784617793544e+002 | 1.5214e-07 | 958.0785 | 9.580784617793544e+002 | 2.8072e-06 |  | 9.580784617793544e+002 | 5.6085e-06 |  | 9.580784617793544e+002 | 4.8577e-06 |  | 958.7428 | 4.0038e-06 | 26.3158 | 4.0038e-06
9.587427813729207e+002 | 1.5214e-07 | 958.7428 | 9.587427813729207e+002 | 2.8072e-06 |  | 9.587427813729207e+002 | 5.6084e-06 |  | 9.587427813729207e+002 | 4.8576e-06 |  | 959.4076 | 4.0038e-06 | 26.3162 | 4.0038e-06
9.594075615973644e+002 | 1.5214e-07 | 959.4076 | 9.594075615973644e+002 | 2.8072e-06 |  | 9.594075615973644e+002 | 5.6083e-06 |  | 9.594075615973644e+002 | 4.8575e-06 |  | 960.0728 | 4.0037e-06 | 26.3166 | 4.0037e-06
9.600728027720811e+002 | 1.5213e-07 | 960.0728 | 9.600728027720811e+002 | 2.8071e-06 |  | 9.600728027720811e+002 | 5.6083e-06 |  | 9.600728027720811e+002 | 4.8575e-06 |  | 960.7385 | 4.0037e-06 | 26.3171 | 4.0037e-06
9.607385052166878e+002 | 1.5213e-07 | 960.7385 | 9.607385052166878e+002 | 2.8071e-06 |  | 9.607385052166878e+002 | 5.6082e-06 |  | 9.607385052166878e+002 | 4.8574e-06 |  | 961.4047 | 4.0037e-06 | 26.3175 | 4.0037e-06
9.614046692510236e+002 | 1.5213e-07 | 961.4047 | 9.614046692510236e+002 | 2.8071e-06 |  | 9.614046692510236e+002 | 5.6082e-06 |  | 9.614046692510236e+002 | 4.8574e-06 |  | 962.0713 | 4.0037e-06 | 26.3179 | 4.0037e-06
9.620712951951488e+002 | 1.5213e-07 | 962.0713 | 9.620712951951488e+002 | 2.807e-06 |  | 9.620712951951488e+002 | 5.6081e-06 |  | 9.620712951951488e+002 | 4.8573e-06 |  | 962.7384 | 4.0037e-06 | 26.3184 | 4.0037e-06
9.627383833693457e+002 | 1.5212e-07 | 962.7384 | 9.627383833693457e+002 | 2.807e-06 |  | 9.627383833693457e+002 | 5.608e-06 |  | 9.627383833693457e+002 | 4.8573e-06 |  | 963.4059 | 4.0037e-06 | 26.3188 | 4.0037e-06
9.634059340941192e+002 | 1.5212e-07 | 963.4059 | 9.634059340941192e+002 | 2.807e-06 |  | 9.634059340941192e+002 | 5.608e-06 |  | 9.634059340941192e+002 | 4.8572e-06 |  | 964.0739 | 4.0037e-06 | 26.3193 | 4.0037e-06
9.640739476901958e+002 | 1.5212e-07 | 964.0739 | 9.640739476901958e+002 | 2.8069e-06 |  | 9.640739476901958e+002 | 5.6079e-06 |  | 9.640739476901958e+002 | 4.8572e-06 |  | 964.7424 | 4.0037e-06 | 26.3197 | 4.0037e-06
9.647424244785249e+002 | 1.5212e-07 | 964.7424 | 9.647424244785249e+002 | 2.8069e-06 |  | 9.647424244785249e+002 | 5.6078e-06 |  | 9.647424244785249e+002 | 4.8571e-06 |  | 965.4114 | 4.0037e-06 | 26.3201 | 4.0037e-06
9.654113647802778e+002 | 1.5211e-07 | 965.4114 | 9.654113647802778e+002 | 2.8069e-06 |  | 9.654113647802778e+002 | 5.6078e-06 |  | 9.654113647802778e+002 | 4.8571e-06 |  | 966.0808 | 4.0037e-06 | 26.3206 | 4.0037e-06
9.660807689168494e+002 | 1.5211e-07 | 966.0808 | 9.660807689168494e+002 | 2.8068e-06 |  | 9.660807689168494e+002 | 5.6077e-06 |  | 9.660807689168494e+002 | 4.857e-06 |  | 966.7506 | 4.0037e-06 | 26.321 | 4.0037e-06
9.667506372098566e+002 | 1.5211e-07 | 966.7506 | 9.667506372098566e+002 | 2.8068e-06 |  | 9.667506372098566e+002 | 5.6077e-06 |  | 9.667506372098566e+002 | 4.8569e-06 |  | 967.421 | 4.0037e-06 | 26.3215 | 4.0037e-06
9.674209699811397e+002 | 1.5211e-07 | 967.421 | 9.674209699811397e+002 | 2.8068e-06 |  | 9.674209699811397e+002 | 5.6076e-06 |  | 9.674209699811397e+002 | 4.8569e-06 |  | 968.0918 | 4.0037e-06 | 26.3219 | 4.0037e-06
9.680917675527622e+002 | 1.521e-07 | 968.0918 | 9.680917675527622e+002 | 2.8067e-06 |  | 9.680917675527622e+002 | 5.6075e-06 |  | 9.680917675527622e+002 | 4.8568e-06 |  | 968.763 | 4.0037e-06 | 26.3223 | 4.0037e-06
9.687630302470109e+002 | 1.521e-07 | 968.763 | 9.687630302470109e+002 | 2.8067e-06 |  | 9.687630302470109e+002 | 5.6075e-06 |  | 9.687630302470109e+002 | 4.8568e-06 |  | 969.4348 | 4.0037e-06 | 26.3228 | 4.0037e-06
9.694347583863957e+002 | 1.521e-07 | 969.4348 | 9.694347583863957e+002 | 2.8067e-06 |  | 9.694347583863957e+002 | 5.6074e-06 |  | 9.694347583863957e+002 | 4.8567e-06 |  | 970.107 | 4.0037e-06 | 26.3232 | 4.0037e-06
9.701069522936508e+002 | 1.521e-07 | 970.107 | 9.701069522936508e+002 | 2.8067e-06 |  | 9.701069522936508e+002 | 5.6073e-06 |  | 9.701069522936508e+002 | 4.8567e-06 |  | 970.7796 | 4.0037e-06 | 26.3236 | 4.0037e-06
9.707796122917335e+002 | 1.5209e-07 | 970.7796 | 9.707796122917335e+002 | 2.8066e-06 |  | 9.707796122917335e+002 | 5.6073e-06 |  | 9.707796122917335e+002 | 4.8566e-06 |  | 971.4527 | 4.0037e-06 | 26.3241 | 4.0037e-06
9.714527387038255e+002 | 1.5209e-07 | 971.4527 | 9.714527387038255e+002 | 2.8066e-06 |  | 9.714527387038255e+002 | 5.6072e-06 |  | 9.714527387038255e+002 | 4.8566e-06 |  | 972.1263 | 4.0037e-06 | 26.3245 | 4.0037e-06
9.721263318533323e+002 | 1.5209e-07 | 972.1263 | 9.721263318533323e+002 | 2.8066e-06 |  | 9.721263318533323e+002 | 5.6071e-06 |  | 9.721263318533323e+002 | 4.8565e-06 |  | 972.8004 | 4.0037e-06 | 26.325 | 4.0037e-06
9.728003920638839e+002 | 1.5208e-07 | 972.8004 | 9.728003920638839e+002 | 2.8065e-06 |  | 9.728003920638839e+002 | 5.6071e-06 |  | 9.728003920638839e+002 | 4.8564e-06 |  | 973.4749 | 4.0037e-06 | 26.3254 | 4.0037e-06
9.734749196593346e+002 | 1.5208e-07 | 973.4749 | 9.734749196593346e+002 | 2.8065e-06 |  | 9.734749196593346e+002 | 5.607e-06 |  | 9.734749196593346e+002 | 4.8564e-06 |  | 974.1499 | 4.0037e-06 | 26.3258 | 4.0037e-06
9.741499149637630e+002 | 1.5208e-07 | 974.1499 | 9.741499149637630e+002 | 2.8065e-06 |  | 9.741499149637630e+002 | 5.6069e-06 |  | 9.741499149637630e+002 | 4.8563e-06 |  | 974.8254 | 4.0037e-06 | 26.3263 | 4.0037e-06
9.748253783014729e+002 | 1.5208e-07 | 974.8254 | 9.748253783014729e+002 | 2.8064e-06 |  | 9.748253783014729e+002 | 5.6069e-06 |  | 9.748253783014729e+002 | 4.8563e-06 |  | 975.5013 | 4.0037e-06 | 26.3267 | 4.0037e-06
9.755013099969925e+002 | 1.5207e-07 | 975.5013 | 9.755013099969925e+002 | 2.8064e-06 |  | 9.755013099969925e+002 | 5.6068e-06 |  | 9.755013099969925e+002 | 4.8562e-06 |  | 976.1777 | 4.0037e-06 | 26.3271 | 4.0037e-06
9.761777103750754e+002 | 1.5207e-07 | 976.1777 | 9.761777103750754e+002 | 2.8064e-06 |  | 9.761777103750754e+002 | 5.6068e-06 |  | 9.761777103750754e+002 | 4.8562e-06 |  | 976.8546 | 4.0037e-06 | 26.3276 | 4.0037e-06
9.768545797607002e+002 | 1.5207e-07 | 976.8546 | 9.768545797607002e+002 | 2.8063e-06 |  | 9.768545797607002e+002 | 5.6067e-06 |  | 9.768545797607002e+002 | 4.8561e-06 |  | 977.5319 | 4.0037e-06 | 26.328 | 4.0037e-06
9.775319184790708e+002 | 1.5207e-07 | 977.5319 | 9.775319184790708e+002 | 2.8063e-06 |  | 9.775319184790708e+002 | 5.6066e-06 |  | 9.775319184790708e+002 | 4.8561e-06 |  | 978.2097 | 4.0037e-06 | 26.3285 | 4.0037e-06
9.782097268556165e+002 | 1.5206e-07 | 978.2097 | 9.782097268556165e+002 | 2.8063e-06 |  | 9.782097268556165e+002 | 5.6066e-06 |  | 9.782097268556165e+002 | 4.856e-06 |  | 978.888 | 4.0037e-06 | 26.3289 | 4.0037e-06
9.788880052159926e+002 | 1.5206e-07 | 978.888 | 9.788880052159926e+002 | 2.8062e-06 |  | 9.788880052159926e+002 | 5.6065e-06 |  | 9.788880052159926e+002 | 4.8559e-06 |  | 979.5668 | 4.0037e-06 | 26.3293 | 4.0037e-06
9.795667538860799e+002 | 1.5206e-07 | 979.5668 | 9.795667538860799e+002 | 2.8062e-06 |  | 9.795667538860799e+002 | 5.6064e-06 |  | 9.795667538860799e+002 | 4.8559e-06 |  | 980.246 | 4.0037e-06 | 26.3298 | 4.0037e-06
9.802459731919854e+002 | 1.5206e-07 | 980.246 | 9.802459731919854e+002 | 2.8062e-06 |  | 9.802459731919854e+002 | 5.6064e-06 |  | 9.802459731919854e+002 | 4.8558e-06 |  | 980.9257 | 4.0037e-06 | 26.3302 | 4.0037e-06
9.809256634600419e+002 | 1.5205e-07 | 980.9257 | 9.809256634600419e+002 | 2.8061e-06 |  | 9.809256634600419e+002 | 5.6063e-06 |  | 9.809256634600419e+002 | 4.8558e-06 |  | 981.6058 | 4.0037e-06 | 26.3307 | 4.0037e-06
9.816058250168086e+002 | 1.5205e-07 | 981.6058 | 9.816058250168086e+002 | 2.8061e-06 |  | 9.816058250168086e+002 | 5.6062e-06 |  | 9.816058250168086e+002 | 4.8557e-06 |  | 982.2865 | 4.0037e-06 | 26.3311 | 4.0037e-06
9.822864581890714e+002 | 1.5205e-07 | 982.2865 | 9.822864581890714e+002 | 2.8061e-06 |  | 9.822864581890714e+002 | 5.6062e-06 |  | 9.822864581890714e+002 | 4.8557e-06 |  | 982.9676 | 4.0037e-06 | 26.3315 | 4.0037e-06
9.829675633038424e+002 | 1.5205e-07 | 982.9676 | 9.829675633038424e+002 | 2.806e-06 |  | 9.829675633038424e+002 | 5.6061e-06 |  | 9.829675633038424e+002 | 4.8556e-06 |  | 983.6491 | 4.0037e-06 | 26.332 | 4.0037e-06
9.836491406883607e+002 | 1.5204e-07 | 983.6491 | 9.836491406883607e+002 | 2.806e-06 |  | 9.836491406883607e+002 | 5.606e-06 |  | 9.836491406883607e+002 | 4.8555e-06 |  | 984.3312 | 4.0037e-06 | 26.3324 | 4.0037e-06
9.843311906700923e+002 | 1.5204e-07 | 984.3312 | 9.843311906700923e+002 | 2.806e-06 |  | 9.843311906700923e+002 | 5.606e-06 |  | 9.843311906700923e+002 | 4.8555e-06 |  | 985.0137 | 4.0037e-06 | 26.3328 | 4.0037e-06
9.850137135767300e+002 | 1.5204e-07 | 985.0137 | 9.850137135767300e+002 | 2.8059e-06 |  | 9.850137135767300e+002 | 5.6059e-06 |  | 9.850137135767300e+002 | 4.8554e-06 |  | 985.6967 | 4.0037e-06 | 26.3333 | 4.0037e-06
9.856967097361941e+002 | 1.5204e-07 | 985.6967 | 9.856967097361941e+002 | 2.8059e-06 |  | 9.856967097361941e+002 | 5.6058e-06 |  | 9.856967097361941e+002 | 4.8554e-06 |  | 986.3802 | 4.0036e-06 | 26.3337 | 4.0036e-06
9.863801794766322e+002 | 1.5203e-07 | 986.3802 | 9.863801794766322e+002 | 2.8059e-06 |  | 9.863801794766322e+002 | 5.6058e-06 |  | 9.863801794766322e+002 | 4.8553e-06 |  | 987.0641 | 4.0036e-06 | 26.3341 | 4.0036e-06
9.870641231264193e+002 | 1.5203e-07 | 987.0641 | 9.870641231264193e+002 | 2.8058e-06 |  | 9.870641231264193e+002 | 5.6057e-06 |  | 9.870641231264193e+002 | 4.8553e-06 |  | 987.7485 | 4.0036e-06 | 26.3346 | 4.0036e-06
9.877485410141583e+002 | 1.5203e-07 | 987.7485 | 9.877485410141583e+002 | 2.8058e-06 |  | 9.877485410141583e+002 | 5.6056e-06 |  | 9.877485410141583e+002 | 4.8552e-06 |  | 988.4334 | 4.0036e-06 | 26.335 | 4.0036e-06
9.884334334686798e+002 | 1.5202e-07 | 988.4334 | 9.884334334686798e+002 | 2.8058e-06 |  | 9.884334334686798e+002 | 5.6056e-06 |  | 9.884334334686798e+002 | 4.8551e-06 |  | 989.1188 | 4.0036e-06 | 26.3355 | 4.0036e-06
9.891188008190425e+002 | 1.5202e-07 | 989.1188 | 9.891188008190425e+002 | 2.8057e-06 |  | 9.891188008190425e+002 | 5.6055e-06 |  | 9.891188008190425e+002 | 4.8551e-06 |  | 989.8046 | 4.0036e-06 | 26.3359 | 4.0036e-06
9.898046433945333e+002 | 1.5202e-07 | 989.8046 | 9.898046433945333e+002 | 2.8057e-06 |  | 9.898046433945333e+002 | 5.6054e-06 |  | 9.898046433945333e+002 | 4.855e-06 |  | 990.491 | 4.0036e-06 | 26.3363 | 4.0036e-06
9.904909615246671e+002 | 1.5202e-07 | 990.491 | 9.904909615246671e+002 | 2.8057e-06 |  | 9.904909615246671e+002 | 5.6054e-06 |  | 9.904909615246671e+002 | 4.855e-06 |  | 991.1778 | 4.0036e-06 | 26.3368 | 4.0036e-06
9.911777555391877e+002 | 1.5201e-07 | 991.1778 | 9.911777555391877e+002 | 2.8056e-06 |  | 9.911777555391877e+002 | 5.6053e-06 |  | 9.911777555391877e+002 | 4.8549e-06 |  | 991.865 | 4.0036e-06 | 26.3372 | 4.0036e-06
9.918650257680674e+002 | 1.5201e-07 | 991.865 | 9.918650257680674e+002 | 2.8056e-06 |  | 9.918650257680674e+002 | 5.6052e-06 |  | 9.918650257680674e+002 | 4.8549e-06 |  | 992.5528 | 4.0036e-06 | 26.3376 | 4.0036e-06
9.925527725415072e+002 | 1.5201e-07 | 992.5528 | 9.925527725415072e+002 | 2.8056e-06 |  | 9.925527725415072e+002 | 5.6052e-06 |  | 9.925527725415072e+002 | 4.8548e-06 |  | 993.241 | 4.0036e-06 | 26.3381 | 4.0036e-06
9.932409961899372e+002 | 1.5201e-07 | 993.241 | 9.932409961899372e+002 | 2.8055e-06 |  | 9.932409961899372e+002 | 5.6051e-06 |  | 9.932409961899372e+002 | 4.8547e-06 |  | 993.9297 | 4.0036e-06 | 26.3385 | 4.0036e-06
9.939296970440164e+002 | 1.52e-07 | 993.9297 | 9.939296970440164e+002 | 2.8055e-06 |  | 9.939296970440164e+002 | 5.605e-06 |  | 9.939296970440164e+002 | 4.8547e-06 |  | 994.6189 | 4.0036e-06 | 26.3389 | 4.0036e-06
9.946188754346332e+002 | 1.52e-07 | 994.6189 | 9.946188754346332e+002 | 2.8055e-06 |  | 9.946188754346332e+002 | 5.605e-06 |  | 9.946188754346332e+002 | 4.8546e-06 |  | 995.3085 | 4.0036e-06 | 26.3394 | 4.0036e-06
9.953085316929056e+002 | 1.52e-07 | 995.3085 | 9.953085316929056e+002 | 2.8054e-06 |  | 9.953085316929056e+002 | 5.6049e-06 |  | 9.953085316929056e+002 | 4.8546e-06 |  | 995.9987 | 4.0036e-06 | 26.3398 | 4.0036e-06
9.959986661501811e+002 | 1.52e-07 | 995.9987 | 9.959986661501811e+002 | 2.8054e-06 |  | 9.959986661501811e+002 | 5.6048e-06 |  | 9.959986661501811e+002 | 4.8545e-06 |  | 996.6893 | 4.0036e-06 | 26.3403 | 4.0036e-06
9.966892791380366e+002 | 1.5199e-07 | 996.6893 | 9.966892791380366e+002 | 2.8054e-06 |  | 9.966892791380366e+002 | 5.6048e-06 |  | 9.966892791380366e+002 | 4.8544e-06 |  | 997.3804 | 4.0036e-06 | 26.3407 | 4.0036e-06
9.973803709882794e+002 | 1.5199e-07 | 997.3804 | 9.973803709882794e+002 | 2.8053e-06 |  | 9.973803709882794e+002 | 5.6047e-06 |  | 9.973803709882794e+002 | 4.8544e-06 |  | 998.0719 | 4.0036e-06 | 26.3411 | 4.0036e-06
9.980719420329467e+002 | 1.5199e-07 | 998.0719 | 9.980719420329467e+002 | 2.8053e-06 |  | 9.980719420329467e+002 | 5.6046e-06 |  | 9.980719420329467e+002 | 4.8543e-06 |  | 998.764 | 4.0036e-06 | 26.3416 | 4.0036e-06
9.987639926043059e+002 | 1.5199e-07 | 998.764 | 9.987639926043059e+002 | 2.8053e-06 |  | 9.987639926043059e+002 | 5.6046e-06 |  | 9.987639926043059e+002 | 4.8543e-06 |  | 999.4565 | 4.0036e-06 | 26.342 | 4.0036e-06
9.994565230348547e+002 | 1.5198e-07 | 999.4565 | 9.994565230348547e+002 | 2.8052e-06 |  | 9.994565230348547e+002 | 5.6045e-06 |  | 9.994565230348547e+002 | 4.8542e-06 |  | 1000.1495 | 4.0036e-06 | 26.3424 | 4.0036e-06
1.000149533657322e+003 | 1.5198e-07 | 1000.1495 | 1.000149533657322e+003 | 2.8052e-06 |  | 1.000149533657322e+003 | 5.6044e-06 |  | 1.000149533657322e+003 | 4.8542e-06 |  | 1000.843 | 4.0036e-06 | 26.3429 | 4.0036e-06
1.000843024804665e+003 | 1.5198e-07 | 1000.843 | 1.000843024804665e+003 | 2.8052e-06 |  | 1.000843024804665e+003 | 5.6044e-06 |  | 1.000843024804665e+003 | 4.8541e-06 |  | 1001.537 | 4.0036e-06 | 26.3433 | 4.0036e-06
1.001536996810076e+003 | 1.5197e-07 | 1001.537 | 1.001536996810076e+003 | 2.8051e-06 |  | 1.001536996810076e+003 | 5.6043e-06 |  | 1.001536996810076e+003 | 4.854e-06 |  | 1002.2315 | 4.0036e-06 | 26.3438 | 4.0036e-06
1.002231450006975e+003 | 1.5197e-07 | 1002.2315 | 1.002231450006975e+003 | 2.8051e-06 |  | 1.002231450006975e+003 | 5.6042e-06 |  | 1.002231450006975e+003 | 4.854e-06 |  | 1002.9264 | 4.0036e-06 | 26.3442 | 4.0036e-06
1.002926384729014e+003 | 1.5197e-07 | 1002.9264 | 1.002926384729014e+003 | 2.8051e-06 |  | 1.002926384729014e+003 | 5.6042e-06 |  | 1.002926384729014e+003 | 4.8539e-06 |  | 1003.6218 | 4.0036e-06 | 26.3446 | 4.0036e-06
1.003621801310076e+003 | 1.5197e-07 | 1003.6218 | 1.003621801310076e+003 | 2.805e-06 |  | 1.003621801310076e+003 | 5.6041e-06 |  | 1.003621801310076e+003 | 4.8539e-06 |  | 1004.3177 | 4.0036e-06 | 26.3451 | 4.0036e-06
1.004317700084277e+003 | 1.5196e-07 | 1004.3177 | 1.004317700084277e+003 | 2.805e-06 |  | 1.004317700084277e+003 | 5.604e-06 |  | 1.004317700084277e+003 | 4.8538e-06 |  | 1005.0141 | 4.0036e-06 | 26.3455 | 4.0036e-06
1.005014081385963e+003 | 1.5196e-07 | 1005.0141 | 1.005014081385963e+003 | 2.805e-06 |  | 1.005014081385963e+003 | 5.604e-06 |  | 1.005014081385963e+003 | 4.8537e-06 |  | 1005.7109 | 4.0036e-06 | 26.3459 | 4.0036e-06
1.005710945549714e+003 | 1.5196e-07 | 1005.7109 | 1.005710945549714e+003 | 2.8049e-06 |  | 1.005710945549714e+003 | 5.6039e-06 |  | 1.005710945549714e+003 | 4.8537e-06 |  | 1006.4083 | 4.0036e-06 | 26.3464 | 4.0036e-06
1.006408292910338e+003 | 1.5196e-07 | 1006.4083 | 1.006408292910338e+003 | 2.8049e-06 |  | 1.006408292910338e+003 | 5.6038e-06 |  | 1.006408292910338e+003 | 4.8536e-06 |  | 1007.1061 | 4.0036e-06 | 26.3468 | 4.0036e-06
1.007106123802879e+003 | 1.5195e-07 | 1007.1061 | 1.007106123802879e+003 | 2.8049e-06 |  | 1.007106123802879e+003 | 5.6037e-06 |  | 1.007106123802879e+003 | 4.8536e-06 |  | 1007.8044 | 4.0036e-06 | 26.3472 | 4.0036e-06
1.007804438562612e+003 | 1.5195e-07 | 1007.8044 | 1.007804438562612e+003 | 2.8048e-06 |  | 1.007804438562612e+003 | 5.6037e-06 |  | 1.007804438562612e+003 | 4.8535e-06 |  | 1008.5032 | 4.0036e-06 | 26.3477 | 4.0036e-06
1.008503237525045e+003 | 1.5195e-07 | 1008.5032 | 1.008503237525045e+003 | 2.8048e-06 |  | 1.008503237525045e+003 | 5.6036e-06 |  | 1.008503237525045e+003 | 4.8534e-06 |  | 1009.2025 | 4.0036e-06 | 26.3481 | 4.0036e-06
1.009202521025916e+003 | 1.5195e-07 | 1009.2025 | 1.009202521025916e+003 | 2.8048e-06 |  | 1.009202521025916e+003 | 5.6035e-06 |  | 1.009202521025916e+003 | 4.8534e-06 |  | 1009.9023 | 4.0036e-06 | 26.3485 | 4.0036e-06
1.009902289401201e+003 | 1.5194e-07 | 1009.9023 | 1.009902289401201e+003 | 2.8047e-06 |  | 1.009902289401201e+003 | 5.6035e-06 |  | 1.009902289401201e+003 | 4.8533e-06 |  | 1010.6025 | 4.0036e-06 | 26.349 | 4.0036e-06
1.010602542987103e+003 | 1.5194e-07 | 1010.6025 | 1.010602542987103e+003 | 2.8047e-06 |  | 1.010602542987103e+003 | 5.6034e-06 |  | 1.010602542987103e+003 | 4.8533e-06 |  | 1011.3033 | 4.0036e-06 | 26.3494 | 4.0036e-06
1.011303282120062e+003 | 1.5194e-07 | 1011.3033 | 1.011303282120062e+003 | 2.8046e-06 |  | 1.011303282120062e+003 | 5.6033e-06 |  | 1.011303282120062e+003 | 4.8532e-06 |  | 1012.0045 | 4.0036e-06 | 26.3499 | 4.0036e-06
1.012004507136751e+003 | 1.5194e-07 | 1012.0045 | 1.012004507136751e+003 | 2.8046e-06 |  | 1.012004507136751e+003 | 5.6033e-06 |  | 1.012004507136751e+003 | 4.8531e-06 |  | 1012.7062 | 4.0036e-06 | 26.3503 | 4.0036e-06
1.012706218374075e+003 | 1.5193e-07 | 1012.7062 | 1.012706218374075e+003 | 2.8046e-06 |  | 1.012706218374075e+003 | 5.6032e-06 |  | 1.012706218374075e+003 | 4.8531e-06 |  | 1013.4084 | 4.0035e-06 | 26.3507 | 4.0036e-06
1.013408416169173e+003 | 1.5193e-07 | 1013.4084 | 1.013408416169173e+003 | 2.8045e-06 |  | 1.013408416169173e+003 | 5.6031e-06 |  | 1.013408416169173e+003 | 4.853e-06 |  | 1014.1111 | 4.0035e-06 | 26.3512 | 4.0035e-06
1.014111100859418e+003 | 1.5193e-07 | 1014.1111 | 1.014111100859418e+003 | 2.8045e-06 |  | 1.014111100859418e+003 | 5.6031e-06 |  | 1.014111100859418e+003 | 4.853e-06 |  | 1014.8143 | 4.0035e-06 | 26.3516 | 4.0035e-06
1.014814272782418e+003 | 1.5193e-07 | 1014.8143 | 1.014814272782418e+003 | 2.8045e-06 |  | 1.014814272782418e+003 | 5.603e-06 |  | 1.014814272782418e+003 | 4.8529e-06 |  | 1015.5179 | 4.0035e-06 | 26.352 | 4.0035e-06
1.015517932276013e+003 | 1.5192e-07 | 1015.5179 | 1.015517932276013e+003 | 2.8044e-06 |  | 1.015517932276013e+003 | 5.6029e-06 |  | 1.015517932276013e+003 | 4.8528e-06 |  | 1016.2221 | 4.0035e-06 | 26.3525 | 4.0035e-06
1.016222079678279e+003 | 1.5192e-07 | 1016.2221 | 1.016222079678279e+003 | 2.8044e-06 |  | 1.016222079678279e+003 | 5.6028e-06 |  | 1.016222079678279e+003 | 4.8528e-06 |  | 1016.9267 | 4.0035e-06 | 26.3529 | 4.0035e-06
1.016926715327526e+003 | 1.5192e-07 | 1016.9267 | 1.016926715327526e+003 | 2.8044e-06 |  | 1.016926715327526e+003 | 5.6028e-06 |  | 1.016926715327526e+003 | 4.8527e-06 |  | 1017.6318 | 4.0035e-06 | 26.3534 | 4.0035e-06
1.017631839562297e+003 | 1.5191e-07 | 1017.6318 | 1.017631839562297e+003 | 2.8043e-06 |  | 1.017631839562297e+003 | 5.6027e-06 |  | 1.017631839562297e+003 | 4.8527e-06 |  | 1018.3375 | 4.0035e-06 | 26.3538 | 4.0035e-06
1.018337452721372e+003 | 1.5191e-07 | 1018.3375 | 1.018337452721372e+003 | 2.8043e-06 |  | 1.018337452721372e+003 | 5.6026e-06 |  | 1.018337452721372e+003 | 4.8526e-06 |  | 1019.0436 | 4.0035e-06 | 26.3542 | 4.0035e-06
1.019043555143766e+003 | 1.5191e-07 | 1019.0436 | 1.019043555143766e+003 | 2.8043e-06 |  | 1.019043555143766e+003 | 5.6026e-06 |  | 1.019043555143766e+003 | 4.8525e-06 |  | 1019.7501 | 4.0035e-06 | 26.3547 | 4.0035e-06
1.019750147168726e+003 | 1.5191e-07 | 1019.7501 | 1.019750147168726e+003 | 2.8042e-06 |  | 1.019750147168726e+003 | 5.6025e-06 |  | 1.019750147168726e+003 | 4.8525e-06 |  | 1020.4572 | 4.0035e-06 | 26.3551 | 4.0035e-06
1.020457229135737e+003 | 1.519e-07 | 1020.4572 | 1.020457229135737e+003 | 2.8042e-06 |  | 1.020457229135737e+003 | 5.6024e-06 |  | 1.020457229135737e+003 | 4.8524e-06 |  | 1021.1648 | 4.0035e-06 | 26.3555 | 4.0035e-06
1.021164801384520e+003 | 1.519e-07 | 1021.1648 | 1.021164801384520e+003 | 2.8042e-06 |  | 1.021164801384520e+003 | 5.6023e-06 |  | 1.021164801384520e+003 | 4.8524e-06 |  | 1021.8729 | 4.0035e-06 | 26.356 | 4.0035e-06
1.021872864255029e+003 | 1.519e-07 | 1021.8729 | 1.021872864255029e+003 | 2.8041e-06 |  | 1.021872864255029e+003 | 5.6023e-06 |  | 1.021872864255029e+003 | 4.8523e-06 |  | 1022.5814 | 4.0035e-06 | 26.3564 | 4.0035e-06
1.022581418087454e+003 | 1.519e-07 | 1022.5814 | 1.022581418087454e+003 | 2.8041e-06 |  | 1.022581418087454e+003 | 5.6022e-06 |  | 1.022581418087454e+003 | 4.8522e-06 |  | 1023.2905 | 4.0035e-06 | 26.3569 | 4.0035e-06
1.023290463222224e+003 | 1.5189e-07 | 1023.2905 | 1.023290463222224e+003 | 2.804e-06 |  | 1.023290463222224e+003 | 5.6021e-06 |  | 1.023290463222224e+003 | 4.8522e-06 |  | 1024 | 4.0035e-06 | 26.3573 | 4.0035e-06
1.024000000000001e+003 | 1.5189e-07 | 1024 | 1.024000000000001e+003 | 2.804e-06 |  | 1.024000000000001e+003 | 5.6021e-06 |  | 1.024000000000001e+003 | 4.8521e-06 |  | 1024.71 | 4.0035e-06 | 26.3577 | 4.0035e-06
1.024710028761683e+003 | 1.5189e-07 | 1024.71 | 1.024710028761683e+003 | 2.804e-06 |  | 1.024710028761683e+003 | 5.602e-06 |  | 1.024710028761683e+003 | 4.852e-06 |  | 1025.4205 | 4.0035e-06 | 26.3582 | 4.0035e-06
1.025420549848407e+003 | 1.5189e-07 | 1025.4205 | 1.025420549848407e+003 | 2.8039e-06 |  | 1.025420549848407e+003 | 5.6019e-06 |  | 1.025420549848407e+003 | 4.852e-06 |  | 1026.1316 | 4.0035e-06 | 26.3586 | 4.0035e-06
1.026131563601545e+003 | 1.5188e-07 | 1026.1316 | 1.026131563601545e+003 | 2.8039e-06 |  | 1.026131563601545e+003 | 5.6018e-06 |  | 1.026131563601545e+003 | 4.8519e-06 |  | 1026.8431 | 4.0035e-06 | 26.359 | 4.0035e-06
1.026843070362704e+003 | 1.5188e-07 | 1026.8431 | 1.026843070362704e+003 | 2.8039e-06 |  | 1.026843070362704e+003 | 5.6018e-06 |  | 1.026843070362704e+003 | 4.8519e-06 |  | 1027.5551 | 4.0035e-06 | 26.3595 | 4.0035e-06
1.027555070473732e+003 | 1.5188e-07 | 1027.5551 | 1.027555070473732e+003 | 2.8038e-06 |  | 1.027555070473732e+003 | 5.6017e-06 |  | 1.027555070473732e+003 | 4.8518e-06 |  | 1028.2676 | 4.0035e-06 | 26.3599 | 4.0035e-06
1.028267564276709e+003 | 1.5188e-07 | 1028.2676 | 1.028267564276709e+003 | 2.8038e-06 |  | 1.028267564276709e+003 | 5.6016e-06 |  | 1.028267564276709e+003 | 4.8517e-06 |  | 1028.9806 | 4.0035e-06 | 26.3604 | 4.0035e-06
1.028980552113957e+003 | 1.5187e-07 | 1028.9806 | 1.028980552113957e+003 | 2.8038e-06 |  | 1.028980552113957e+003 | 5.6016e-06 |  | 1.028980552113957e+003 | 4.8517e-06 |  | 1029.694 | 4.0035e-06 | 26.3608 | 4.0035e-06
1.029694034328032e+003 | 1.5187e-07 | 1029.694 | 1.029694034328032e+003 | 2.8037e-06 |  | 1.029694034328032e+003 | 5.6015e-06 |  | 1.029694034328032e+003 | 4.8516e-06 |  | 1030.408 | 4.0035e-06 | 26.3612 | 4.0035e-06
1.030408011261729e+003 | 1.5187e-07 | 1030.408 | 1.030408011261729e+003 | 2.8037e-06 |  | 1.030408011261729e+003 | 5.6014e-06 |  | 1.030408011261729e+003 | 4.8515e-06 |  | 1031.1225 | 4.0035e-06 | 26.3617 | 4.0035e-06
1.031122483258081e+003 | 1.5187e-07 | 1031.1225 | 1.031122483258081e+003 | 2.8037e-06 |  | 1.031122483258081e+003 | 5.6013e-06 |  | 1.031122483258081e+003 | 4.8515e-06 |  | 1031.8375 | 4.0035e-06 | 26.3621 | 4.0035e-06
1.031837450660357e+003 | 1.5186e-07 | 1031.8375 | 1.031837450660357e+003 | 2.8036e-06 |  | 1.031837450660357e+003 | 5.6013e-06 |  | 1.031837450660357e+003 | 4.8514e-06 |  | 1032.5529 | 4.0035e-06 | 26.3625 | 4.0035e-06
1.032552913812066e+003 | 1.5186e-07 | 1032.5529 | 1.032552913812066e+003 | 2.8036e-06 |  | 1.032552913812066e+003 | 5.6012e-06 |  | 1.032552913812066e+003 | 4.8514e-06 |  | 1033.2689 | 4.0035e-06 | 26.363 | 4.0035e-06
1.033268873056954e+003 | 1.5186e-07 | 1033.2689 | 1.033268873056954e+003 | 2.8035e-06 |  | 1.033268873056954e+003 | 5.6011e-06 |  | 1.033268873056954e+003 | 4.8513e-06 |  | 1033.9853 | 4.0035e-06 | 26.3634 | 4.0035e-06
1.033985328739007e+003 | 1.5185e-07 | 1033.9853 | 1.033985328739007e+003 | 2.8035e-06 |  | 1.033985328739007e+003 | 5.6011e-06 |  | 1.033985328739007e+003 | 4.8512e-06 |  | 1034.7023 | 4.0035e-06 | 26.3639 | 4.0035e-06
1.034702281202447e+003 | 1.5185e-07 | 1034.7023 | 1.034702281202447e+003 | 2.8035e-06 |  | 1.034702281202447e+003 | 5.601e-06 |  | 1.034702281202447e+003 | 4.8512e-06 |  | 1035.4197 | 4.0035e-06 | 26.3643 | 4.0035e-06
1.035419730791736e+003 | 1.5185e-07 | 1035.4197 | 1.035419730791736e+003 | 2.8034e-06 |  | 1.035419730791736e+003 | 5.6009e-06 |  | 1.035419730791736e+003 | 4.8511e-06 |  | 1036.1377 | 4.0035e-06 | 26.3647 | 4.0035e-06
1.036137677851576e+003 | 1.5185e-07 | 1036.1377 | 1.036137677851576e+003 | 2.8034e-06 |  | 1.036137677851576e+003 | 5.6008e-06 |  | 1.036137677851576e+003 | 4.851e-06 |  | 1036.8561 | 4.0035e-06 | 26.3652 | 4.0035e-06
1.036856122726905e+003 | 1.5184e-07 | 1036.8561 | 1.036856122726905e+003 | 2.8034e-06 |  | 1.036856122726905e+003 | 5.6008e-06 |  | 1.036856122726905e+003 | 4.851e-06 |  | 1037.5751 | 4.0035e-06 | 26.3656 | 4.0035e-06
1.037575065762904e+003 | 1.5184e-07 | 1037.5751 | 1.037575065762904e+003 | 2.8033e-06 |  | 1.037575065762904e+003 | 5.6007e-06 |  | 1.037575065762904e+003 | 4.8509e-06 |  | 1038.2945 | 4.0035e-06 | 26.366 | 4.0035e-06
1.038294507304991e+003 | 1.5184e-07 | 1038.2945 | 1.038294507304991e+003 | 2.8033e-06 |  | 1.038294507304991e+003 | 5.6006e-06 |  | 1.038294507304991e+003 | 4.8509e-06 |  | 1039.0144 | 4.0035e-06 | 26.3665 | 4.0035e-06
1.039014447698822e+003 | 1.5184e-07 | 1039.0144 | 1.039014447698822e+003 | 2.8033e-06 |  | 1.039014447698822e+003 | 5.6005e-06 |  | 1.039014447698822e+003 | 4.8508e-06 |  | 1039.7349 | 4.0035e-06 | 26.3669 | 4.0035e-06
1.039734887290297e+003 | 1.5183e-07 | 1039.7349 | 1.039734887290297e+003 | 2.8032e-06 |  | 1.039734887290297e+003 | 5.6005e-06 |  | 1.039734887290297e+003 | 4.8507e-06 |  | 1040.4558 | 4.0035e-06 | 26.3674 | 4.0035e-06
1.040455826425552e+003 | 1.5183e-07 | 1040.4558 | 1.040455826425552e+003 | 2.8032e-06 |  | 1.040455826425552e+003 | 5.6004e-06 |  | 1.040455826425552e+003 | 4.8507e-06 |  | 1041.1773 | 4.0035e-06 | 26.3678 | 4.0035e-06
1.041177265450964e+003 | 1.5183e-07 | 1041.1773 | 1.041177265450964e+003 | 2.8031e-06 |  | 1.041177265450964e+003 | 5.6003e-06 |  | 1.041177265450964e+003 | 4.8506e-06 |  | 1041.8992 | 4.0035e-06 | 26.3682 | 4.0035e-06
1.041899204713152e+003 | 1.5183e-07 | 1041.8992 | 1.041899204713152e+003 | 2.8031e-06 |  | 1.041899204713152e+003 | 5.6003e-06 |  | 1.041899204713152e+003 | 4.8505e-06 |  | 1042.6216 | 4.0035e-06 | 26.3687 | 4.0035e-06
1.042621644558972e+003 | 1.5182e-07 | 1042.6216 | 1.042621644558972e+003 | 2.8031e-06 |  | 1.042621644558972e+003 | 5.6002e-06 |  | 1.042621644558972e+003 | 4.8505e-06 |  | 1043.3446 | 4.0034e-06 | 26.3691 | 4.0034e-06
1.043344585335525e+003 | 1.5182e-07 | 1043.3446 | 1.043344585335525e+003 | 2.803e-06 |  | 1.043344585335525e+003 | 5.6001e-06 |  | 1.043344585335525e+003 | 4.8504e-06 |  | 1044.068 | 4.0034e-06 | 26.3695 | 4.0034e-06
1.044068027390148e+003 | 1.5182e-07 | 1044.068 | 1.044068027390148e+003 | 2.803e-06 |  | 1.044068027390148e+003 | 5.6e-06 |  | 1.044068027390148e+003 | 4.8503e-06 |  | 1044.792 | 4.0034e-06 | 26.37 | 4.0034e-06
1.044791971070421e+003 | 1.5182e-07 | 1044.792 | 1.044791971070421e+003 | 2.803e-06 |  | 1.044791971070421e+003 | 5.6e-06 |  | 1.044791971070421e+003 | 4.8503e-06 |  | 1045.5164 | 4.0034e-06 | 26.3704 | 4.0034e-06
1.045516416724167e+003 | 1.5181e-07 | 1045.5164 | 1.045516416724167e+003 | 2.8029e-06 |  | 1.045516416724167e+003 | 5.5999e-06 |  | 1.045516416724167e+003 | 4.8502e-06 |  | 1046.2414 | 4.0034e-06 | 26.3709 | 4.0034e-06
1.046241364699445e+003 | 1.5181e-07 | 1046.2414 | 1.046241364699445e+003 | 2.8029e-06 |  | 1.046241364699445e+003 | 5.5998e-06 |  | 1.046241364699445e+003 | 4.8501e-06 |  | 1046.9668 | 4.0034e-06 | 26.3713 | 4.0034e-06
1.046966815344561e+003 | 1.5181e-07 | 1046.9668 | 1.046966815344561e+003 | 2.8028e-06 |  | 1.046966815344561e+003 | 5.5997e-06 |  | 1.046966815344561e+003 | 4.8501e-06 |  | 1047.6928 | 4.0034e-06 | 26.3717 | 4.0034e-06
1.047692769008059e+003 | 1.5181e-07 | 1047.6928 | 1.047692769008059e+003 | 2.8028e-06 |  | 1.047692769008059e+003 | 5.5997e-06 |  | 1.047692769008059e+003 | 4.85e-06 |  | 1048.4192 | 4.0034e-06 | 26.3722 | 4.0034e-06
1.048419226038726e+003 | 1.518e-07 | 1048.4192 | 1.048419226038726e+003 | 2.8028e-06 |  | 1.048419226038726e+003 | 5.5996e-06 |  | 1.048419226038726e+003 | 4.85e-06 |  | 1049.1462 | 4.0034e-06 | 26.3726 | 4.0034e-06
1.049146186785589e+003 | 1.518e-07 | 1049.1462 | 1.049146186785589e+003 | 2.8027e-06 |  | 1.049146186785589e+003 | 5.5995e-06 |  | 1.049146186785589e+003 | 4.8499e-06 |  | 1049.8737 | 4.0034e-06 | 26.3731 | 4.0034e-06
1.049873651597921e+003 | 1.518e-07 | 1049.8737 | 1.049873651597921e+003 | 2.8027e-06 |  | 1.049873651597921e+003 | 5.5994e-06 |  | 1.049873651597921e+003 | 4.8498e-06 |  | 1050.6016 | 4.0034e-06 | 26.3735 | 4.0034e-06
1.050601620825233e+003 | 1.5179e-07 | 1050.6016 | 1.050601620825233e+003 | 2.8027e-06 |  | 1.050601620825233e+003 | 5.5994e-06 |  | 1.050601620825233e+003 | 4.8498e-06 |  | 1051.3301 | 4.0034e-06 | 26.3739 | 4.0034e-06
1.051330094817280e+003 | 1.5179e-07 | 1051.3301 | 1.051330094817280e+003 | 2.8026e-06 |  | 1.051330094817280e+003 | 5.5993e-06 |  | 1.051330094817280e+003 | 4.8497e-06 |  | 1052.0591 | 4.0034e-06 | 26.3744 | 4.0034e-06
1.052059073924060e+003 | 1.5179e-07 | 1052.0591 | 1.052059073924060e+003 | 2.8026e-06 |  | 1.052059073924060e+003 | 5.5992e-06 |  | 1.052059073924060e+003 | 4.8496e-06 |  | 1052.7886 | 4.0034e-06 | 26.3748 | 4.0034e-06
1.052788558495813e+003 | 1.5179e-07 | 1052.7886 | 1.052788558495813e+003 | 2.8025e-06 |  | 1.052788558495813e+003 | 5.5991e-06 |  | 1.052788558495813e+003 | 4.8496e-06 |  | 1053.5185 | 4.0034e-06 | 26.3753 | 4.0034e-06
1.053518548883022e+003 | 1.5178e-07 | 1053.5185 | 1.053518548883022e+003 | 2.8025e-06 |  | 1.053518548883022e+003 | 5.5991e-06 |  | 1.053518548883022e+003 | 4.8495e-06 |  | 1054.249 | 4.0034e-06 | 26.3757 | 4.0034e-06
1.054249045436414e+003 | 1.5178e-07 | 1054.249 | 1.054249045436414e+003 | 2.8025e-06 |  | 1.054249045436414e+003 | 5.599e-06 |  | 1.054249045436414e+003 | 4.8494e-06 |  | 1054.98 | 4.0034e-06 | 26.3761 | 4.0034e-06
1.054980048506957e+003 | 1.5178e-07 | 1054.98 | 1.054980048506957e+003 | 2.8024e-06 |  | 1.054980048506957e+003 | 5.5989e-06 |  | 1.054980048506957e+003 | 4.8494e-06 |  | 1055.7116 | 4.0034e-06 | 26.3766 | 4.0034e-06
1.055711558445865e+003 | 1.5178e-07 | 1055.7116 | 1.055711558445865e+003 | 2.8024e-06 |  | 1.055711558445865e+003 | 5.5988e-06 |  | 1.055711558445865e+003 | 4.8493e-06 |  | 1056.4436 | 4.0034e-06 | 26.377 | 4.0034e-06
1.056443575604592e+003 | 1.5177e-07 | 1056.4436 | 1.056443575604592e+003 | 2.8024e-06 |  | 1.056443575604592e+003 | 5.5988e-06 |  | 1.056443575604592e+003 | 4.8492e-06 |  | 1057.1761 | 4.0034e-06 | 26.3774 | 4.0034e-06
1.057176100334840e+003 | 1.5177e-07 | 1057.1761 | 1.057176100334840e+003 | 2.8023e-06 |  | 1.057176100334840e+003 | 5.5987e-06 |  | 1.057176100334840e+003 | 4.8492e-06 |  | 1057.9091 | 4.0034e-06 | 26.3779 | 4.0034e-06
1.057909132988552e+003 | 1.5177e-07 | 1057.9091 | 1.057909132988552e+003 | 2.8023e-06 |  | 1.057909132988552e+003 | 5.5986e-06 |  | 1.057909132988552e+003 | 4.8491e-06 |  | 1058.6427 | 4.0034e-06 | 26.3783 | 4.0034e-06
1.058642673917916e+003 | 1.5177e-07 | 1058.6427 | 1.058642673917916e+003 | 2.8022e-06 |  | 1.058642673917916e+003 | 5.5985e-06 |  | 1.058642673917916e+003 | 4.849e-06 |  | 1059.3767 | 4.0034e-06 | 26.3788 | 4.0034e-06
1.059376723475364e+003 | 1.5176e-07 | 1059.3767 | 1.059376723475364e+003 | 2.8022e-06 |  | 1.059376723475364e+003 | 5.5985e-06 |  | 1.059376723475364e+003 | 4.849e-06 |  | 1060.1113 | 4.0034e-06 | 26.3792 | 4.0034e-06
1.060111282013571e+003 | 1.5176e-07 | 1060.1113 | 1.060111282013571e+003 | 2.8022e-06 |  | 1.060111282013571e+003 | 5.5984e-06 |  | 1.060111282013571e+003 | 4.8489e-06 |  | 1060.8463 | 4.0034e-06 | 26.3796 | 4.0034e-06
1.060846349885460e+003 | 1.5176e-07 | 1060.8463 | 1.060846349885460e+003 | 2.8021e-06 |  | 1.060846349885460e+003 | 5.5983e-06 |  | 1.060846349885460e+003 | 4.8488e-06 |  | 1061.5819 | 4.0034e-06 | 26.3801 | 4.0034e-06
1.061581927444195e+003 | 1.5176e-07 | 1061.5819 | 1.061581927444195e+003 | 2.8021e-06 |  | 1.061581927444195e+003 | 5.5982e-06 |  | 1.061581927444195e+003 | 4.8488e-06 |  | 1062.318 | 4.0034e-06 | 26.3805 | 4.0034e-06
1.062318015043187e+003 | 1.5175e-07 | 1062.318 | 1.062318015043187e+003 | 2.8021e-06 |  | 1.062318015043187e+003 | 5.5981e-06 |  | 1.062318015043187e+003 | 4.8487e-06 |  | 1063.0546 | 4.0034e-06 | 26.381 | 4.0034e-06
1.063054613036091e+003 | 1.5175e-07 | 1063.0546 | 1.063054613036091e+003 | 2.802e-06 |  | 1.063054613036091e+003 | 5.5981e-06 |  | 1.063054613036091e+003 | 4.8486e-06 |  | 1063.7917 | 4.0034e-06 | 26.3814 | 4.0034e-06
1.063791721776809e+003 | 1.5175e-07 | 1063.7917 | 1.063791721776809e+003 | 2.802e-06 |  | 1.063791721776809e+003 | 5.598e-06 |  | 1.063791721776809e+003 | 4.8486e-06 |  | 1064.5293 | 4.0034e-06 | 26.3819 | 4.0034e-06
1.064529341619486e+003 | 1.5174e-07 | 1064.5293 | 1.064529341619486e+003 | 2.8019e-06 |  | 1.064529341619486e+003 | 5.5979e-06 |  | 1.064529341619486e+003 | 4.8485e-06 |  | 1065.2675 | 4.0034e-06 | 26.3823 | 4.0034e-06
1.065267472918514e+003 | 1.5174e-07 | 1065.2675 | 1.065267472918514e+003 | 2.8019e-06 |  | 1.065267472918514e+003 | 5.5978e-06 |  | 1.065267472918514e+003 | 4.8484e-06 |  | 1066.0061 | 4.0034e-06 | 26.3827 | 4.0034e-06
1.066006116028531e+003 | 1.5174e-07 | 1066.0061 | 1.066006116028531e+003 | 2.8019e-06 |  | 1.066006116028531e+003 | 5.5978e-06 |  | 1.066006116028531e+003 | 4.8484e-06 |  | 1066.7453 | 4.0034e-06 | 26.3832 | 4.0034e-06
1.066745271304420e+003 | 1.5174e-07 | 1066.7453 | 1.066745271304420e+003 | 2.8018e-06 |  | 1.066745271304420e+003 | 5.5977e-06 |  | 1.066745271304420e+003 | 4.8483e-06 |  | 1067.4849 | 4.0034e-06 | 26.3836 | 4.0034e-06
1.067484939101309e+003 | 1.5173e-07 | 1067.4849 | 1.067484939101309e+003 | 2.8018e-06 |  | 1.067484939101309e+003 | 5.5976e-06 |  | 1.067484939101309e+003 | 4.8482e-06 |  | 1068.2251 | 4.0034e-06 | 26.3841 | 4.0034e-06
1.068225119774575e+003 | 1.5173e-07 | 1068.2251 | 1.068225119774575e+003 | 2.8017e-06 |  | 1.068225119774575e+003 | 5.5975e-06 |  | 1.068225119774575e+003 | 4.8482e-06 |  | 1068.9658 | 4.0034e-06 | 26.3845 | 4.0034e-06
1.068965813679841e+003 | 1.5173e-07 | 1068.9658 | 1.068965813679841e+003 | 2.8017e-06 |  | 1.068965813679841e+003 | 5.5975e-06 |  | 1.068965813679841e+003 | 4.8481e-06 |  | 1069.707 | 4.0034e-06 | 26.3849 | 4.0034e-06
1.069707021172974e+003 | 1.5173e-07 | 1069.707 | 1.069707021172974e+003 | 2.8017e-06 |  | 1.069707021172974e+003 | 5.5974e-06 |  | 1.069707021172974e+003 | 4.848e-06 |  | 1070.4487 | 4.0034e-06 | 26.3854 | 4.0034e-06
1.070448742610090e+003 | 1.5172e-07 | 1070.4487 | 1.070448742610090e+003 | 2.8016e-06 |  | 1.070448742610090e+003 | 5.5973e-06 |  | 1.070448742610090e+003 | 4.848e-06 |  | 1071.191 | 4.0034e-06 | 26.3858 | 4.0034e-06
1.071190978347551e+003 | 1.5172e-07 | 1071.191 | 1.071190978347551e+003 | 2.8016e-06 |  | 1.071190978347551e+003 | 5.5972e-06 |  | 1.071190978347551e+003 | 4.8479e-06 |  | 1071.9337 | 4.0034e-06 | 26.3862 | 4.0034e-06
1.071933728741966e+003 | 1.5172e-07 | 1071.9337 | 1.071933728741966e+003 | 2.8015e-06 |  | 1.071933728741966e+003 | 5.5971e-06 |  | 1.071933728741966e+003 | 4.8478e-06 |  | 1072.677 | 4.0034e-06 | 26.3867 | 4.0034e-06
1.072676994150193e+003 | 1.5172e-07 | 1072.677 | 1.072676994150193e+003 | 2.8015e-06 |  | 1.072676994150193e+003 | 5.5971e-06 |  | 1.072676994150193e+003 | 4.8478e-06 |  | 1073.4208 | 4.0034e-06 | 26.3871 | 4.0034e-06
1.073420774929336e+003 | 1.5171e-07 | 1073.4208 | 1.073420774929336e+003 | 2.8015e-06 |  | 1.073420774929336e+003 | 5.597e-06 |  | 1.073420774929336e+003 | 4.8477e-06 |  | 1074.1651 | 4.0033e-06 | 26.3876 | 4.0033e-06
1.074165071436745e+003 | 1.5171e-07 | 1074.1651 | 1.074165071436745e+003 | 2.8014e-06 |  | 1.074165071436745e+003 | 5.5969e-06 |  | 1.074165071436745e+003 | 4.8476e-06 |  | 1074.9099 | 4.0033e-06 | 26.388 | 4.0033e-06
1.074909884030022e+003 | 1.5171e-07 | 1074.9099 | 1.074909884030022e+003 | 2.8014e-06 |  | 1.074909884030022e+003 | 5.5968e-06 |  | 1.074909884030022e+003 | 4.8476e-06 |  | 1075.6552 | 4.0033e-06 | 26.3885 | 4.0033e-06
1.075655213067012e+003 | 1.5171e-07 | 1075.6552 | 1.075655213067012e+003 | 2.8014e-06 |  | 1.075655213067012e+003 | 5.5967e-06 |  | 1.075655213067012e+003 | 4.8475e-06 |  | 1076.4011 | 4.0033e-06 | 26.3889 | 4.0033e-06
1.076401058905812e+003 | 1.517e-07 | 1076.4011 | 1.076401058905812e+003 | 2.8013e-06 |  | 1.076401058905812e+003 | 5.5967e-06 |  | 1.076401058905812e+003 | 4.8474e-06 |  | 1077.1474 | 4.0033e-06 | 26.3893 | 4.0033e-06
1.077147421904766e+003 | 1.517e-07 | 1077.1474 | 1.077147421904766e+003 | 2.8013e-06 |  | 1.077147421904766e+003 | 5.5966e-06 |  | 1.077147421904766e+003 | 4.8474e-06 |  | 1077.8943 | 4.0033e-06 | 26.3898 | 4.0033e-06
1.077894302422466e+003 | 1.517e-07 | 1077.8943 | 1.077894302422466e+003 | 2.8012e-06 |  | 1.077894302422466e+003 | 5.5965e-06 |  | 1.077894302422466e+003 | 4.8473e-06 |  | 1078.6417 | 4.0033e-06 | 26.3902 | 4.0033e-06
1.078641700817753e+003 | 1.517e-07 | 1078.6417 | 1.078641700817753e+003 | 2.8012e-06 |  | 1.078641700817753e+003 | 5.5964e-06 |  | 1.078641700817753e+003 | 4.8472e-06 |  | 1079.3896 | 4.0033e-06 | 26.3907 | 4.0033e-06
1.079389617449716e+003 | 1.5169e-07 | 1079.3896 | 1.079389617449716e+003 | 2.8012e-06 |  | 1.079389617449716e+003 | 5.5964e-06 |  | 1.079389617449716e+003 | 4.8472e-06 |  | 1080.1381 | 4.0033e-06 | 26.3911 | 4.0033e-06
1.080138052677696e+003 | 1.5169e-07 | 1080.1381 | 1.080138052677696e+003 | 2.8011e-06 |  | 1.080138052677696e+003 | 5.5963e-06 |  | 1.080138052677696e+003 | 4.8471e-06 |  | 1080.887 | 4.0033e-06 | 26.3915 | 4.0033e-06
1.080887006861279e+003 | 1.5169e-07 | 1080.887 | 1.080887006861279e+003 | 2.8011e-06 |  | 1.080887006861279e+003 | 5.5962e-06 |  | 1.080887006861279e+003 | 4.847e-06 |  | 1081.6365 | 4.0033e-06 | 26.392 | 4.0033e-06
1.081636480360303e+003 | 1.5168e-07 | 1081.6365 | 1.081636480360303e+003 | 2.801e-06 |  | 1.081636480360303e+003 | 5.5961e-06 |  | 1.081636480360303e+003 | 4.847e-06 |  | 1082.3865 | 4.0033e-06 | 26.3924 | 4.0033e-06
1.082386473534854e+003 | 1.5168e-07 | 1082.3865 | 1.082386473534854e+003 | 2.801e-06 |  | 1.082386473534854e+003 | 5.596e-06 |  | 1.082386473534854e+003 | 4.8469e-06 |  | 1083.137 | 4.0033e-06 | 26.3929 | 4.0033e-06
1.083136986745270e+003 | 1.5168e-07 | 1083.137 | 1.083136986745270e+003 | 2.801e-06 |  | 1.083136986745270e+003 | 5.596e-06 |  | 1.083136986745270e+003 | 4.8468e-06 |  | 1083.888 | 4.0033e-06 | 26.3933 | 4.0033e-06
1.083888020352137e+003 | 1.5168e-07 | 1083.888 | 1.083888020352137e+003 | 2.8009e-06 |  | 1.083888020352137e+003 | 5.5959e-06 |  | 1.083888020352137e+003 | 4.8467e-06 |  | 1084.6396 | 4.0033e-06 | 26.3938 | 4.0033e-06
1.084639574716290e+003 | 1.5167e-07 | 1084.6396 | 1.084639574716290e+003 | 2.8009e-06 |  | 1.084639574716290e+003 | 5.5958e-06 |  | 1.084639574716290e+003 | 4.8467e-06 |  | 1085.3917 | 4.0033e-06 | 26.3942 | 4.0033e-06
1.085391650198817e+003 | 1.5167e-07 | 1085.3917 | 1.085391650198817e+003 | 2.8008e-06 |  | 1.085391650198817e+003 | 5.5957e-06 |  | 1.085391650198817e+003 | 4.8466e-06 |  | 1086.1442 | 4.0033e-06 | 26.3946 | 4.0033e-06
1.086144247161055e+003 | 1.5167e-07 | 1086.1442 | 1.086144247161055e+003 | 2.8008e-06 |  | 1.086144247161055e+003 | 5.5956e-06 |  | 1.086144247161055e+003 | 4.8465e-06 |  | 1086.8974 | 4.0033e-06 | 26.3951 | 4.0033e-06
1.086897365964590e+003 | 1.5167e-07 | 1086.8974 | 1.086897365964590e+003 | 2.8008e-06 |  | 1.086897365964590e+003 | 5.5956e-06 |  | 1.086897365964590e+003 | 4.8465e-06 |  | 1087.651 | 4.0033e-06 | 26.3955 | 4.0033e-06
1.087651006971262e+003 | 1.5166e-07 | 1087.651 | 1.087651006971262e+003 | 2.8007e-06 |  | 1.087651006971262e+003 | 5.5955e-06 |  | 1.087651006971262e+003 | 4.8464e-06 |  | 1088.4052 | 4.0033e-06 | 26.396 | 4.0033e-06
1.088405170543159e+003 | 1.5166e-07 | 1088.4052 | 1.088405170543159e+003 | 2.8007e-06 |  | 1.088405170543159e+003 | 5.5954e-06 |  | 1.088405170543159e+003 | 4.8463e-06 |  | 1089.1599 | 4.0033e-06 | 26.3964 | 4.0033e-06
1.089159857042622e+003 | 1.5166e-07 | 1089.1599 | 1.089159857042622e+003 | 2.8006e-06 |  | 1.089159857042622e+003 | 5.5953e-06 |  | 1.089159857042622e+003 | 4.8463e-06 |  | 1089.9151 | 4.0033e-06 | 26.3969 | 4.0033e-06
1.089915066832241e+003 | 1.5166e-07 | 1089.9151 | 1.089915066832241e+003 | 2.8006e-06 |  | 1.089915066832241e+003 | 5.5952e-06 |  | 1.089915066832241e+003 | 4.8462e-06 |  | 1090.6708 | 4.0033e-06 | 26.3973 | 4.0033e-06
1.090670800274861e+003 | 1.5165e-07 | 1090.6708 | 1.090670800274861e+003 | 2.8006e-06 |  | 1.090670800274861e+003 | 5.5952e-06 |  | 1.090670800274861e+003 | 4.8461e-06 |  | 1091.4271 | 4.0033e-06 | 26.3977 | 4.0033e-06
1.091427057733574e+003 | 1.5165e-07 | 1091.4271 | 1.091427057733574e+003 | 2.8005e-06 |  | 1.091427057733574e+003 | 5.5951e-06 |  | 1.091427057733574e+003 | 4.8461e-06 |  | 1092.1838 | 4.0033e-06 | 26.3982 | 4.0033e-06
1.092183839571728e+003 | 1.5165e-07 | 1092.1838 | 1.092183839571728e+003 | 2.8005e-06 |  | 1.092183839571728e+003 | 5.595e-06 |  | 1.092183839571728e+003 | 4.846e-06 |  | 1092.9411 | 4.0033e-06 | 26.3986 | 4.0033e-06
1.092941146152920e+003 | 1.5165e-07 | 1092.9411 | 1.092941146152920e+003 | 2.8004e-06 |  | 1.092941146152920e+003 | 5.5949e-06 |  | 1.092941146152920e+003 | 4.8459e-06 |  | 1093.699 | 4.0033e-06 | 26.3991 | 4.0033e-06
1.093698977841001e+003 | 1.5164e-07 | 1093.699 | 1.093698977841001e+003 | 2.8004e-06 |  | 1.093698977841001e+003 | 5.5948e-06 |  | 1.093698977841001e+003 | 4.8458e-06 |  | 1094.4573 | 4.0033e-06 | 26.3995 | 4.0033e-06
1.094457335000073e+003 | 1.5164e-07 | 1094.4573 | 1.094457335000073e+003 | 2.8004e-06 |  | 1.094457335000073e+003 | 5.5948e-06 |  | 1.094457335000073e+003 | 4.8458e-06 |  | 1095.2162 | 4.0033e-06 | 26.4 | 4.0033e-06
1.095216217994491e+003 | 1.5164e-07 | 1095.2162 | 1.095216217994491e+003 | 2.8003e-06 |  | 1.095216217994491e+003 | 5.5947e-06 |  | 1.095216217994491e+003 | 4.8457e-06 |  | 1095.9756 | 4.0033e-06 | 26.4004 | 4.0033e-06
1.095975627188864e+003 | 1.5163e-07 | 1095.9756 | 1.095975627188864e+003 | 2.8003e-06 |  | 1.095975627188864e+003 | 5.5946e-06 |  | 1.095975627188864e+003 | 4.8456e-06 |  | 1096.7356 | 4.0033e-06 | 26.4009 | 4.0033e-06
1.096735562948051e+003 | 1.5163e-07 | 1096.7356 | 1.096735562948051e+003 | 2.8002e-06 |  | 1.096735562948051e+003 | 5.5945e-06 |  | 1.096735562948051e+003 | 4.8456e-06 |  | 1097.496 | 4.0033e-06 | 26.4013 | 4.0033e-06
1.097496025637165e+003 | 1.5163e-07 | 1097.496 | 1.097496025637165e+003 | 2.8002e-06 |  | 1.097496025637165e+003 | 5.5944e-06 |  | 1.097496025637165e+003 | 4.8455e-06 |  | 1098.257 | 4.0033e-06 | 26.4017 | 4.0033e-06
1.098257015621574e+003 | 1.5163e-07 | 1098.257 | 1.098257015621574e+003 | 2.8001e-06 |  | 1.098257015621574e+003 | 5.5943e-06 |  | 1.098257015621574e+003 | 4.8454e-06 |  | 1099.0185 | 4.0033e-06 | 26.4022 | 4.0033e-06
1.099018533266897e+003 | 1.5162e-07 | 1099.0185 | 1.099018533266897e+003 | 2.8001e-06 |  | 1.099018533266897e+003 | 5.5943e-06 |  | 1.099018533266897e+003 | 4.8453e-06 |  | 1099.7806 | 4.0033e-06 | 26.4026 | 4.0033e-06
1.099780578939008e+003 | 1.5162e-07 | 1099.7806 | 1.099780578939008e+003 | 2.8001e-06 |  | 1.099780578939008e+003 | 5.5942e-06 |  | 1.099780578939008e+003 | 4.8453e-06 |  | 1100.5432 | 4.0033e-06 | 26.4031 | 4.0033e-06
1.100543153004034e+003 | 1.5162e-07 | 1100.5432 | 1.100543153004034e+003 | 2.8e-06 |  | 1.100543153004034e+003 | 5.5941e-06 |  | 1.100543153004034e+003 | 4.8452e-06 |  | 1101.3063 | 4.0033e-06 | 26.4035 | 4.0033e-06
1.101306255828356e+003 | 1.5162e-07 | 1101.3063 | 1.101306255828356e+003 | 2.8e-06 |  | 1.101306255828356e+003 | 5.594e-06 |  | 1.101306255828356e+003 | 4.8451e-06 |  | 1102.0699 | 4.0033e-06 | 26.404 | 4.0033e-06
1.102069887778609e+003 | 1.5161e-07 | 1102.0699 | 1.102069887778609e+003 | 2.7999e-06 |  | 1.102069887778609e+003 | 5.5939e-06 |  | 1.102069887778609e+003 | 4.8451e-06 |  | 1102.834 | 4.0033e-06 | 26.4044 | 4.0033e-06
1.102834049221682e+003 | 1.5161e-07 | 1102.834 | 1.102834049221682e+003 | 2.7999e-06 |  | 1.102834049221682e+003 | 5.5939e-06 |  | 1.102834049221682e+003 | 4.845e-06 |  | 1103.5987 | 4.0033e-06 | 26.4048 | 4.0033e-06
1.103598740524720e+003 | 1.5161e-07 | 1103.5987 | 1.103598740524720e+003 | 2.7999e-06 |  | 1.103598740524720e+003 | 5.5938e-06 |  | 1.103598740524720e+003 | 4.8449e-06 |  | 1104.364 | 4.0033e-06 | 26.4053 | 4.0033e-06
1.104363962055119e+003 | 1.5161e-07 | 1104.364 | 1.104363962055119e+003 | 2.7998e-06 |  | 1.104363962055119e+003 | 5.5937e-06 |  | 1.104363962055119e+003 | 4.8448e-06 |  | 1105.1297 | 4.0033e-06 | 26.4057 | 4.0033e-06
1.105129714180534e+003 | 1.516e-07 | 1105.1297 | 1.105129714180534e+003 | 2.7998e-06 |  | 1.105129714180534e+003 | 5.5936e-06 |  | 1.105129714180534e+003 | 4.8448e-06 |  | 1105.896 | 4.0033e-06 | 26.4062 | 4.0033e-06
1.105895997268872e+003 | 1.516e-07 | 1105.896 | 1.105895997268872e+003 | 2.7997e-06 |  | 1.105895997268872e+003 | 5.5935e-06 |  | 1.105895997268872e+003 | 4.8447e-06 |  | 1106.6628 | 4.0033e-06 | 26.4066 | 4.0033e-06
1.106662811688297e+003 | 1.516e-07 | 1106.6628 | 1.106662811688297e+003 | 2.7997e-06 |  | 1.106662811688297e+003 | 5.5934e-06 |  | 1.106662811688297e+003 | 4.8446e-06 |  | 1107.4302 | 4.0032e-06 | 26.4071 | 4.0032e-06
1.107430157807225e+003 | 1.5159e-07 | 1107.4302 | 1.107430157807225e+003 | 2.7997e-06 |  | 1.107430157807225e+003 | 5.5934e-06 |  | 1.107430157807225e+003 | 4.8446e-06 |  | 1108.198 | 4.0032e-06 | 26.4075 | 4.0032e-06
1.108198035994333e+003 | 1.5159e-07 | 1108.198 | 1.108198035994333e+003 | 2.7996e-06 |  | 1.108198035994333e+003 | 5.5933e-06 |  | 1.108198035994333e+003 | 4.8445e-06 |  | 1108.9664 | 4.0032e-06 | 26.408 | 4.0032e-06
1.108966446618548e+003 | 1.5159e-07 | 1108.9664 | 1.108966446618548e+003 | 2.7996e-06 |  | 1.108966446618548e+003 | 5.5932e-06 |  | 1.108966446618548e+003 | 4.8444e-06 |  | 1109.7354 | 4.0032e-06 | 26.4084 | 4.0032e-06
1.109735390049056e+003 | 1.5159e-07 | 1109.7354 | 1.109735390049056e+003 | 2.7995e-06 |  | 1.109735390049056e+003 | 5.5931e-06 |  | 1.109735390049056e+003 | 4.8443e-06 |  | 1110.5049 | 4.0032e-06 | 26.4089 | 4.0032e-06
1.110504866655298e+003 | 1.5158e-07 | 1110.5049 | 1.110504866655298e+003 | 2.7995e-06 |  | 1.110504866655298e+003 | 5.593e-06 |  | 1.110504866655298e+003 | 4.8443e-06 |  | 1111.2749 | 4.0032e-06 | 26.4093 | 4.0032e-06
1.111274876806971e+003 | 1.5158e-07 | 1111.2749 | 1.111274876806971e+003 | 2.7994e-06 |  | 1.111274876806971e+003 | 5.5929e-06 |  | 1.111274876806971e+003 | 4.8442e-06 |  | 1112.0454 | 4.0032e-06 | 26.4098 | 4.0032e-06
1.112045420874030e+003 | 1.5158e-07 | 1112.0454 | 1.112045420874030e+003 | 2.7994e-06 |  | 1.112045420874030e+003 | 5.5929e-06 |  | 1.112045420874030e+003 | 4.8441e-06 |  | 1112.8165 | 4.0032e-06 | 26.4102 | 4.0032e-06
1.112816499226684e+003 | 1.5158e-07 | 1112.8165 | 1.112816499226684e+003 | 2.7994e-06 |  | 1.112816499226684e+003 | 5.5928e-06 |  | 1.112816499226684e+003 | 4.8441e-06 |  | 1113.5881 | 4.0032e-06 | 26.4106 | 4.0032e-06
1.113588112235401e+003 | 1.5157e-07 | 1113.5881 | 1.113588112235401e+003 | 2.7993e-06 |  | 1.113588112235401e+003 | 5.5927e-06 |  | 1.113588112235401e+003 | 4.844e-06 |  | 1114.3603 | 4.0032e-06 | 26.4111 | 4.0032e-06
1.114360260270904e+003 | 1.5157e-07 | 1114.3603 | 1.114360260270904e+003 | 2.7993e-06 |  | 1.114360260270904e+003 | 5.5926e-06 |  | 1.114360260270904e+003 | 4.8439e-06 |  | 1115.1329 | 4.0032e-06 | 26.4115 | 4.0032e-06
1.115132943704174e+003 | 1.5157e-07 | 1115.1329 | 1.115132943704174e+003 | 2.7992e-06 |  | 1.115132943704174e+003 | 5.5925e-06 |  | 1.115132943704174e+003 | 4.8438e-06 |  | 1115.9062 | 4.0032e-06 | 26.412 | 4.0032e-06
1.115906162906449e+003 | 1.5157e-07 | 1115.9062 | 1.115906162906449e+003 | 2.7992e-06 |  | 1.115906162906449e+003 | 5.5924e-06 |  | 1.115906162906449e+003 | 4.8438e-06 |  | 1116.6799 | 4.0032e-06 | 26.4124 | 4.0032e-06
1.116679918249225e+003 | 1.5156e-07 | 1116.6799 | 1.116679918249225e+003 | 2.7991e-06 |  | 1.116679918249225e+003 | 5.5923e-06 |  | 1.116679918249225e+003 | 4.8437e-06 |  | 1117.4542 | 4.0032e-06 | 26.4129 | 4.0032e-06
1.117454210104254e+003 | 1.5156e-07 | 1117.4542 | 1.117454210104254e+003 | 2.7991e-06 |  | 1.117454210104254e+003 | 5.5923e-06 |  | 1.117454210104254e+003 | 4.8436e-06 |  | 1118.229 | 4.0032e-06 | 26.4133 | 4.0032e-06
1.118229038843548e+003 | 1.5156e-07 | 1118.229 | 1.118229038843548e+003 | 2.7991e-06 |  | 1.118229038843548e+003 | 5.5922e-06 |  | 1.118229038843548e+003 | 4.8435e-06 |  | 1119.0044 | 4.0032e-06 | 26.4138 | 4.0032e-06
1.119004404839376e+003 | 1.5156e-07 | 1119.0044 | 1.119004404839376e+003 | 2.799e-06 |  | 1.119004404839376e+003 | 5.5921e-06 |  | 1.119004404839376e+003 | 4.8435e-06 |  | 1119.7803 | 4.0032e-06 | 26.4142 | 4.0032e-06
1.119780308464264e+003 | 1.5155e-07 | 1119.7803 | 1.119780308464264e+003 | 2.799e-06 |  | 1.119780308464264e+003 | 5.592e-06 |  | 1.119780308464264e+003 | 4.8434e-06 |  | 1120.5568 | 4.0032e-06 | 26.4147 | 4.0032e-06
1.120556750090998e+003 | 1.5155e-07 | 1120.5568 | 1.120556750090998e+003 | 2.7989e-06 |  | 1.120556750090998e+003 | 5.5919e-06 |  | 1.120556750090998e+003 | 4.8433e-06 |  | 1121.3337 | 4.0032e-06 | 26.4151 | 4.0032e-06
1.121333730092621e+003 | 1.5155e-07 | 1121.3337 | 1.121333730092621e+003 | 2.7989e-06 |  | 1.121333730092621e+003 | 5.5918e-06 |  | 1.121333730092621e+003 | 4.8432e-06 |  | 1122.1112 | 4.0032e-06 | 26.4156 | 4.0032e-06
1.122111248842436e+003 | 1.5154e-07 | 1122.1112 | 1.122111248842436e+003 | 2.7988e-06 |  | 1.122111248842436e+003 | 5.5918e-06 |  | 1.122111248842436e+003 | 4.8432e-06 |  | 1122.8893 | 4.0032e-06 | 26.416 | 4.0032e-06
1.122889306714004e+003 | 1.5154e-07 | 1122.8893 | 1.122889306714004e+003 | 2.7988e-06 |  | 1.122889306714004e+003 | 5.5917e-06 |  | 1.122889306714004e+003 | 4.8431e-06 |  | 1123.6679 | 4.0032e-06 | 26.4165 | 4.0032e-06
1.123667904081146e+003 | 1.5154e-07 | 1123.6679 | 1.123667904081146e+003 | 2.7988e-06 |  | 1.123667904081146e+003 | 5.5916e-06 |  | 1.123667904081146e+003 | 4.843e-06 |  | 1124.447 | 4.0032e-06 | 26.4169 | 4.0032e-06
1.124447041317940e+003 | 1.5154e-07 | 1124.447 | 1.124447041317940e+003 | 2.7987e-06 |  | 1.124447041317940e+003 | 5.5915e-06 |  | 1.124447041317940e+003 | 4.8429e-06 |  | 1125.2267 | 4.0032e-06 | 26.4173 | 4.0032e-06
1.125226718798725e+003 | 1.5153e-07 | 1125.2267 | 1.125226718798725e+003 | 2.7987e-06 |  | 1.125226718798725e+003 | 5.5914e-06 |  | 1.125226718798725e+003 | 4.8429e-06 |  | 1126.0069 | 4.0032e-06 | 26.4178 | 4.0032e-06
1.126006936898101e+003 | 1.5153e-07 | 1126.0069 | 1.126006936898101e+003 | 2.7986e-06 |  | 1.126006936898101e+003 | 5.5913e-06 |  | 1.126006936898101e+003 | 4.8428e-06 |  | 1126.7877 | 4.0032e-06 | 26.4182 | 4.0032e-06
1.126787695990925e+003 | 1.5153e-07 | 1126.7877 | 1.126787695990925e+003 | 2.7986e-06 |  | 1.126787695990925e+003 | 5.5912e-06 |  | 1.126787695990925e+003 | 4.8427e-06 |  | 1127.569 | 4.0032e-06 | 26.4187 | 4.0032e-06
1.127568996452316e+003 | 1.5153e-07 | 1127.569 | 1.127568996452316e+003 | 2.7985e-06 |  | 1.127568996452316e+003 | 5.5912e-06 |  | 1.127568996452316e+003 | 4.8427e-06 |  | 1128.3508 | 4.0032e-06 | 26.4191 | 4.0032e-06
1.128350838657650e+003 | 1.5152e-07 | 1128.3508 | 1.128350838657650e+003 | 2.7985e-06 |  | 1.128350838657650e+003 | 5.5911e-06 |  | 1.128350838657650e+003 | 4.8426e-06 |  | 1129.1332 | 4.0032e-06 | 26.4196 | 4.0032e-06
1.129133222982568e+003 | 1.5152e-07 | 1129.1332 | 1.129133222982568e+003 | 2.7985e-06 |  | 1.129133222982568e+003 | 5.591e-06 |  | 1.129133222982568e+003 | 4.8425e-06 |  | 1129.9161 | 4.0032e-06 | 26.42 | 4.0032e-06
1.129916149802967e+003 | 1.5152e-07 | 1129.9161 | 1.129916149802967e+003 | 2.7984e-06 |  | 1.129916149802967e+003 | 5.5909e-06 |  | 1.129916149802967e+003 | 4.8424e-06 |  | 1130.6996 | 4.0032e-06 | 26.4205 | 4.0032e-06
1.130699619495008e+003 | 1.5152e-07 | 1130.6996 | 1.130699619495008e+003 | 2.7984e-06 |  | 1.130699619495008e+003 | 5.5908e-06 |  | 1.130699619495008e+003 | 4.8424e-06 |  | 1131.4836 | 4.0032e-06 | 26.4209 | 4.0032e-06
1.131483632435110e+003 | 1.5151e-07 | 1131.4836 | 1.131483632435110e+003 | 2.7983e-06 |  | 1.131483632435110e+003 | 5.5907e-06 |  | 1.131483632435110e+003 | 4.8423e-06 |  | 1132.2682 | 4.0032e-06 | 26.4214 | 4.0032e-06
1.132268188999956e+003 | 1.5151e-07 | 1132.2682 | 1.132268188999956e+003 | 2.7983e-06 |  | 1.132268188999956e+003 | 5.5906e-06 |  | 1.132268188999956e+003 | 4.8422e-06 |  | 1133.0533 | 4.0032e-06 | 26.4218 | 4.0032e-06
1.133053289566488e+003 | 1.5151e-07 | 1133.0533 | 1.133053289566488e+003 | 2.7982e-06 |  | 1.133053289566488e+003 | 5.5905e-06 |  | 1.133053289566488e+003 | 4.8421e-06 |  | 1133.8389 | 4.0032e-06 | 26.4223 | 4.0032e-06
1.133838934511909e+003 | 1.515e-07 | 1133.8389 | 1.133838934511909e+003 | 2.7982e-06 |  | 1.133838934511909e+003 | 5.5905e-06 |  | 1.133838934511909e+003 | 4.8421e-06 |  | 1134.6251 | 4.0032e-06 | 26.4227 | 4.0032e-06
1.134625124213685e+003 | 1.515e-07 | 1134.6251 | 1.134625124213685e+003 | 2.7982e-06 |  | 1.134625124213685e+003 | 5.5904e-06 |  | 1.134625124213685e+003 | 4.842e-06 |  | 1135.4119 | 4.0032e-06 | 26.4232 | 4.0032e-06
1.135411859049544e+003 | 1.515e-07 | 1135.4119 | 1.135411859049544e+003 | 2.7981e-06 |  | 1.135411859049544e+003 | 5.5903e-06 |  | 1.135411859049544e+003 | 4.8419e-06 |  | 1136.1991 | 4.0032e-06 | 26.4236 | 4.0032e-06
1.136199139397474e+003 | 1.515e-07 | 1136.1991 | 1.136199139397474e+003 | 2.7981e-06 |  | 1.136199139397474e+003 | 5.5902e-06 |  | 1.136199139397474e+003 | 4.8418e-06 |  | 1136.987 | 4.0032e-06 | 26.4241 | 4.0032e-06
1.136986965635727e+003 | 1.5149e-07 | 1136.987 | 1.136986965635727e+003 | 2.798e-06 |  | 1.136986965635727e+003 | 5.5901e-06 |  | 1.136986965635727e+003 | 4.8417e-06 |  | 1137.7753 | 4.0032e-06 | 26.4245 | 4.0032e-06
1.137775338142817e+003 | 1.5149e-07 | 1137.7753 | 1.137775338142817e+003 | 2.798e-06 |  | 1.137775338142817e+003 | 5.59e-06 |  | 1.137775338142817e+003 | 4.8417e-06 |  | 1138.5643 | 4.0032e-06 | 26.425 | 4.0032e-06
1.138564257297518e+003 | 1.5149e-07 | 1138.5643 | 1.138564257297518e+003 | 2.7979e-06 |  | 1.138564257297518e+003 | 5.5899e-06 |  | 1.138564257297518e+003 | 4.8416e-06 |  | 1139.3537 | 4.0032e-06 | 26.4255 | 4.0032e-06
1.139353723478871e+003 | 1.5149e-07 | 1139.3537 | 1.139353723478871e+003 | 2.7979e-06 |  | 1.139353723478871e+003 | 5.5898e-06 |  | 1.139353723478871e+003 | 4.8415e-06 |  | 1140.1437 | 4.0032e-06 | 26.4259 | 4.0032e-06
1.140143737066176e+003 | 1.5148e-07 | 1140.1437 | 1.140143737066176e+003 | 2.7979e-06 |  | 1.140143737066176e+003 | 5.5898e-06 |  | 1.140143737066176e+003 | 4.8414e-06 |  | 1140.9343 | 4.0032e-06 | 26.4263 | 4.0032e-06
1.140934298438997e+003 | 1.5148e-07 | 1140.9343 | 1.140934298438997e+003 | 2.7978e-06 |  | 1.140934298438997e+003 | 5.5897e-06 |  | 1.140934298438997e+003 | 4.8414e-06 |  | 1141.7254 | 4.0032e-06 | 26.4268 | 4.0032e-06
1.141725407977163e+003 | 1.5148e-07 | 1141.7254 | 1.141725407977163e+003 | 2.7978e-06 |  | 1.141725407977163e+003 | 5.5896e-06 |  | 1.141725407977163e+003 | 4.8413e-06 |  | 1142.5171 | 4.0031e-06 | 26.4272 | 4.0031e-06
1.142517066060764e+003 | 1.5148e-07 | 1142.5171 | 1.142517066060764e+003 | 2.7977e-06 |  | 1.142517066060764e+003 | 5.5895e-06 |  | 1.142517066060764e+003 | 4.8412e-06 |  | 1143.3093 | 4.0031e-06 | 26.4277 | 4.0031e-06
1.143309273070155e+003 | 1.5147e-07 | 1143.3093 | 1.143309273070155e+003 | 2.7977e-06 |  | 1.143309273070155e+003 | 5.5894e-06 |  | 1.143309273070155e+003 | 4.8411e-06 |  | 1144.102 | 4.0031e-06 | 26.4282 | 4.0031e-06
1.144102029385954e+003 | 1.5147e-07 | 1144.102 | 1.144102029385954e+003 | 2.7976e-06 |  | 1.144102029385954e+003 | 5.5893e-06 |  | 1.144102029385954e+003 | 4.8411e-06 |  | 1144.8953 | 4.0031e-06 | 26.4286 | 4.0031e-06
1.144895335389043e+003 | 1.5147e-07 | 1144.8953 | 1.144895335389043e+003 | 2.7976e-06 |  | 1.144895335389043e+003 | 5.5892e-06 |  | 1.144895335389043e+003 | 4.841e-06 |  | 1145.6892 | 4.0031e-06 | 26.4291 | 4.0031e-06
1.145689191460569e+003 | 1.5146e-07 | 1145.6892 | 1.145689191460569e+003 | 2.7975e-06 |  | 1.145689191460569e+003 | 5.5891e-06 |  | 1.145689191460569e+003 | 4.8409e-06 |  | 1146.4836 | 4.0031e-06 | 26.4295 | 4.0031e-06
1.146483597981942e+003 | 1.5146e-07 | 1146.4836 | 1.146483597981942e+003 | 2.7975e-06 |  | 1.146483597981942e+003 | 5.589e-06 |  | 1.146483597981942e+003 | 4.8408e-06 |  | 1147.2786 | 4.0031e-06 | 26.43 | 4.0031e-06
1.147278555334837e+003 | 1.5146e-07 | 1147.2786 | 1.147278555334837e+003 | 2.7975e-06 |  | 1.147278555334837e+003 | 5.589e-06 |  | 1.147278555334837e+003 | 4.8408e-06 |  | 1148.0741 | 4.0031e-06 | 26.4304 | 4.0031e-06
1.148074063901194e+003 | 1.5146e-07 | 1148.0741 | 1.148074063901194e+003 | 2.7974e-06 |  | 1.148074063901194e+003 | 5.5889e-06 |  | 1.148074063901194e+003 | 4.8407e-06 |  | 1148.8701 | 4.0031e-06 | 26.4309 | 4.0031e-06
1.148870124063217e+003 | 1.5145e-07 | 1148.8701 | 1.148870124063217e+003 | 2.7974e-06 |  | 1.148870124063217e+003 | 5.5888e-06 |  | 1.148870124063217e+003 | 4.8406e-06 |  | 1149.6667 | 4.0031e-06 | 26.4313 | 4.0031e-06
1.149666736203376e+003 | 1.5145e-07 | 1149.6667 | 1.149666736203376e+003 | 2.7973e-06 |  | 1.149666736203376e+003 | 5.5887e-06 |  | 1.149666736203376e+003 | 4.8405e-06 |  | 1150.4639 | 4.0031e-06 | 26.4318 | 4.0031e-06
1.150463900704405e+003 | 1.5145e-07 | 1150.4639 | 1.150463900704405e+003 | 2.7973e-06 |  | 1.150463900704405e+003 | 5.5886e-06 |  | 1.150463900704405e+003 | 4.8404e-06 |  | 1151.2616 | 4.0031e-06 | 26.4322 | 4.0031e-06
1.151261617949305e+003 | 1.5145e-07 | 1151.2616 | 1.151261617949305e+003 | 2.7972e-06 |  | 1.151261617949305e+003 | 5.5885e-06 |  | 1.151261617949305e+003 | 4.8404e-06 |  | 1152.0599 | 4.0031e-06 | 26.4327 | 4.0031e-06
1.152059888321342e+003 | 1.5144e-07 | 1152.0599 | 1.152059888321342e+003 | 2.7972e-06 |  | 1.152059888321342e+003 | 5.5884e-06 |  | 1.152059888321342e+003 | 4.8403e-06 |  | 1152.8587 | 4.0031e-06 | 26.4331 | 4.0031e-06
1.152858712204046e+003 | 1.5144e-07 | 1152.8587 | 1.152858712204046e+003 | 2.7971e-06 |  | 1.152858712204046e+003 | 5.5883e-06 |  | 1.152858712204046e+003 | 4.8402e-06 |  | 1153.6581 | 4.0031e-06 | 26.4336 | 4.0031e-06
1.153658089981215e+003 | 1.5144e-07 | 1153.6581 | 1.153658089981215e+003 | 2.7971e-06 |  | 1.153658089981215e+003 | 5.5882e-06 |  | 1.153658089981215e+003 | 4.8401e-06 |  | 1154.458 | 4.0031e-06 | 26.434 | 4.0031e-06
1.154458022036913e+003 | 1.5144e-07 | 1154.458 | 1.154458022036913e+003 | 2.797e-06 |  | 1.154458022036913e+003 | 5.5882e-06 |  | 1.154458022036913e+003 | 4.8401e-06 |  | 1155.2585 | 4.0031e-06 | 26.4345 | 4.0031e-06
1.155258508755469e+003 | 1.5143e-07 | 1155.2585 | 1.155258508755469e+003 | 2.797e-06 |  | 1.155258508755469e+003 | 5.5881e-06 |  | 1.155258508755469e+003 | 4.84e-06 |  | 1156.0596 | 4.0031e-06 | 26.4349 | 4.0031e-06
1.156059550521479e+003 | 1.5143e-07 | 1156.0596 | 1.156059550521479e+003 | 2.797e-06 |  | 1.156059550521479e+003 | 5.588e-06 |  | 1.156059550521479e+003 | 4.8399e-06 |  | 1156.8611 | 4.0031e-06 | 26.4354 | 4.0031e-06
1.156861147719807e+003 | 1.5143e-07 | 1156.8611 | 1.156861147719807e+003 | 2.7969e-06 |  | 1.156861147719807e+003 | 5.5879e-06 |  | 1.156861147719807e+003 | 4.8398e-06 |  | 1157.6633 | 4.0031e-06 | 26.4359 | 4.0031e-06
1.157663300735583e+003 | 1.5142e-07 | 1157.6633 | 1.157663300735583e+003 | 2.7969e-06 |  | 1.157663300735583e+003 | 5.5878e-06 |  | 1.157663300735583e+003 | 4.8397e-06 |  | 1158.466 | 4.0031e-06 | 26.4363 | 4.0031e-06
1.158466009954203e+003 | 1.5142e-07 | 1158.466 | 1.158466009954203e+003 | 2.7968e-06 |  | 1.158466009954203e+003 | 5.5877e-06 |  | 1.158466009954203e+003 | 4.8397e-06 |  | 1159.2693 | 4.0031e-06 | 26.4368 | 4.0031e-06
1.159269275761331e+003 | 1.5142e-07 | 1159.2693 | 1.159269275761331e+003 | 2.7968e-06 |  | 1.159269275761331e+003 | 5.5876e-06 |  | 1.159269275761331e+003 | 4.8396e-06 |  | 1160.0731 | 4.0031e-06 | 26.4372 | 4.0031e-06
1.160073098542899e+003 | 1.5142e-07 | 1160.0731 | 1.160073098542899e+003 | 2.7967e-06 |  | 1.160073098542899e+003 | 5.5875e-06 |  | 1.160073098542899e+003 | 4.8395e-06 |  | 1160.8775 | 4.0031e-06 | 26.4377 | 4.0031e-06
1.160877478685105e+003 | 1.5141e-07 | 1160.8775 | 1.160877478685105e+003 | 2.7967e-06 |  | 1.160877478685105e+003 | 5.5874e-06 |  | 1.160877478685105e+003 | 4.8394e-06 |  | 1161.6824 | 4.0031e-06 | 26.4381 | 4.0031e-06
1.161682416574418e+003 | 1.5141e-07 | 1161.6824 | 1.161682416574418e+003 | 2.7966e-06 |  | 1.161682416574418e+003 | 5.5873e-06 |  | 1.161682416574418e+003 | 4.8393e-06 |  | 1162.4879 | 4.0031e-06 | 26.4386 | 4.0031e-06
1.162487912597571e+003 | 1.5141e-07 | 1162.4879 | 1.162487912597571e+003 | 2.7966e-06 |  | 1.162487912597571e+003 | 5.5872e-06 |  | 1.162487912597571e+003 | 4.8393e-06 |  | 1163.294 | 4.0031e-06 | 26.439 | 4.0031e-06
1.163293967141568e+003 | 1.5141e-07 | 1163.294 | 1.163293967141568e+003 | 2.7965e-06 |  | 1.163293967141568e+003 | 5.5872e-06 |  | 1.163293967141568e+003 | 4.8392e-06 |  | 1164.1006 | 4.0031e-06 | 26.4395 | 4.0031e-06
1.164100580593679e+003 | 1.514e-07 | 1164.1006 | 1.164100580593679e+003 | 2.7965e-06 |  | 1.164100580593679e+003 | 5.5871e-06 |  | 1.164100580593679e+003 | 4.8391e-06 |  | 1164.9078 | 4.0031e-06 | 26.44 | 4.0031e-06
1.164907753341446e+003 | 1.514e-07 | 1164.9078 | 1.164907753341446e+003 | 2.7965e-06 |  | 1.164907753341446e+003 | 5.587e-06 |  | 1.164907753341446e+003 | 4.839e-06 |  | 1165.7155 | 4.0031e-06 | 26.4404 | 4.0031e-06
1.165715485772676e+003 | 1.514e-07 | 1165.7155 | 1.165715485772676e+003 | 2.7964e-06 |  | 1.165715485772676e+003 | 5.5869e-06 |  | 1.165715485772676e+003 | 4.8389e-06 |  | 1166.5238 | 4.0031e-06 | 26.4409 | 4.0031e-06
1.166523778275446e+003 | 1.5139e-07 | 1166.5238 | 1.166523778275446e+003 | 2.7964e-06 |  | 1.166523778275446e+003 | 5.5868e-06 |  | 1.166523778275446e+003 | 4.8389e-06 |  | 1167.3326 | 4.0031e-06 | 26.4413 | 4.0031e-06
1.167332631238105e+003 | 1.5139e-07 | 1167.3326 | 1.167332631238105e+003 | 2.7963e-06 |  | 1.167332631238105e+003 | 5.5867e-06 |  | 1.167332631238105e+003 | 4.8388e-06 |  | 1168.142 | 4.0031e-06 | 26.4418 | 4.0031e-06
1.168142045049267e+003 | 1.5139e-07 | 1168.142 | 1.168142045049267e+003 | 2.7963e-06 |  | 1.168142045049267e+003 | 5.5866e-06 |  | 1.168142045049267e+003 | 4.8387e-06 |  | 1168.952 | 4.0031e-06 | 26.4422 | 4.0031e-06
1.168952020097817e+003 | 1.5139e-07 | 1168.952 | 1.168952020097817e+003 | 2.7962e-06 |  | 1.168952020097817e+003 | 5.5865e-06 |  | 1.168952020097817e+003 | 4.8386e-06 |  | 1169.7626 | 4.0031e-06 | 26.4427 | 4.0031e-06
1.169762556772911e+003 | 1.5138e-07 | 1169.7626 | 1.169762556772911e+003 | 2.7962e-06 |  | 1.169762556772911e+003 | 5.5864e-06 |  | 1.169762556772911e+003 | 4.8385e-06 |  | 1170.5737 | 4.0031e-06 | 26.4432 | 4.0031e-06
1.170573655463974e+003 | 1.5138e-07 | 1170.5737 | 1.170573655463974e+003 | 2.7961e-06 |  | 1.170573655463974e+003 | 5.5863e-06 |  | 1.170573655463974e+003 | 4.8385e-06 |  | 1171.3853 | 4.0031e-06 | 26.4436 | 4.0031e-06
1.171385316560700e+003 | 1.5138e-07 | 1171.3853 | 1.171385316560700e+003 | 2.7961e-06 |  | 1.171385316560700e+003 | 5.5862e-06 |  | 1.171385316560700e+003 | 4.8384e-06 |  | 1172.1975 | 4.0031e-06 | 26.4441 | 4.0031e-06
1.172197540453054e+003 | 1.5138e-07 | 1172.1975 | 1.172197540453054e+003 | 2.796e-06 |  | 1.172197540453054e+003 | 5.5861e-06 |  | 1.172197540453054e+003 | 4.8383e-06 |  | 1173.0103 | 4.0031e-06 | 26.4445 | 4.0031e-06
1.173010327531272e+003 | 1.5137e-07 | 1173.0103 | 1.173010327531272e+003 | 2.796e-06 |  | 1.173010327531272e+003 | 5.586e-06 |  | 1.173010327531272e+003 | 4.8382e-06 |  | 1173.8237 | 4.0031e-06 | 26.445 | 4.0031e-06
1.173823678185860e+003 | 1.5137e-07 | 1173.8237 | 1.173823678185860e+003 | 2.7959e-06 |  | 1.173823678185860e+003 | 5.5859e-06 |  | 1.173823678185860e+003 | 4.8381e-06 |  | 1174.6376 | 4.0031e-06 | 26.4454 | 4.0031e-06
1.174637592807594e+003 | 1.5137e-07 | 1174.6376 | 1.174637592807594e+003 | 2.7959e-06 |  | 1.174637592807594e+003 | 5.5859e-06 |  | 1.174637592807594e+003 | 4.8381e-06 |  | 1175.4521 | 4.0031e-06 | 26.4459 | 4.0031e-06
1.175452071787523e+003 | 1.5137e-07 | 1175.4521 | 1.175452071787523e+003 | 2.7959e-06 |  | 1.175452071787523e+003 | 5.5858e-06 |  | 1.175452071787523e+003 | 4.838e-06 |  | 1176.2671 | 4.0031e-06 | 26.4464 | 4.0031e-06
1.176267115516965e+003 | 1.5136e-07 | 1176.2671 | 1.176267115516965e+003 | 2.7958e-06 |  | 1.176267115516965e+003 | 5.5857e-06 |  | 1.176267115516965e+003 | 4.8379e-06 |  | 1177.0827 | 4.0031e-06 | 26.4468 | 4.0031e-06
1.177082724387510e+003 | 1.5136e-07 | 1177.0827 | 1.177082724387510e+003 | 2.7958e-06 |  | 1.177082724387510e+003 | 5.5856e-06 |  | 1.177082724387510e+003 | 4.8378e-06 |  | 1177.8989 | 4.0031e-06 | 26.4473 | 4.0031e-06
1.177898898791021e+003 | 1.5136e-07 | 1177.8989 | 1.177898898791021e+003 | 2.7957e-06 |  | 1.177898898791021e+003 | 5.5855e-06 |  | 1.177898898791021e+003 | 4.8377e-06 |  | 1178.7156 | 4.0031e-06 | 26.4477 | 4.0031e-06
1.178715639119630e+003 | 1.5135e-07 | 1178.7156 | 1.178715639119630e+003 | 2.7957e-06 |  | 1.178715639119630e+003 | 5.5854e-06 |  | 1.178715639119630e+003 | 4.8377e-06 |  | 1179.5329 | 4.003e-06 | 26.4482 | 4.003e-06
1.179532945765743e+003 | 1.5135e-07 | 1179.5329 | 1.179532945765743e+003 | 2.7956e-06 |  | 1.179532945765743e+003 | 5.5853e-06 |  | 1.179532945765743e+003 | 4.8376e-06 |  | 1180.3508 | 4.003e-06 | 26.4487 | 4.003e-06
1.180350819122038e+003 | 1.5135e-07 | 1180.3508 | 1.180350819122038e+003 | 2.7956e-06 |  | 1.180350819122038e+003 | 5.5852e-06 |  | 1.180350819122038e+003 | 4.8375e-06 |  | 1181.1693 | 4.003e-06 | 26.4491 | 4.003e-06
1.181169259581464e+003 | 1.5135e-07 | 1181.1693 | 1.181169259581464e+003 | 2.7955e-06 |  | 1.181169259581464e+003 | 5.5851e-06 |  | 1.181169259581464e+003 | 4.8374e-06 |  | 1181.9883 | 4.003e-06 | 26.4496 | 4.003e-06
1.181988267537243e+003 | 1.5134e-07 | 1181.9883 | 1.181988267537243e+003 | 2.7955e-06 |  | 1.181988267537243e+003 | 5.585e-06 |  | 1.181988267537243e+003 | 4.8373e-06 |  | 1182.8078 | 4.003e-06 | 26.45 | 4.003e-06
1.182807843382871e+003 | 1.5134e-07 | 1182.8078 | 1.182807843382871e+003 | 2.7954e-06 |  | 1.182807843382871e+003 | 5.5849e-06 |  | 1.182807843382871e+003 | 4.8372e-06 |  | 1183.628 | 4.003e-06 | 26.4505 | 4.003e-06
1.183627987512115e+003 | 1.5134e-07 | 1183.628 | 1.183627987512115e+003 | 2.7954e-06 |  | 1.183627987512115e+003 | 5.5848e-06 |  | 1.183627987512115e+003 | 4.8372e-06 |  | 1184.4487 | 4.003e-06 | 26.451 | 4.003e-06
1.184448700319015e+003 | 1.5134e-07 | 1184.4487 | 1.184448700319015e+003 | 2.7953e-06 |  | 1.184448700319015e+003 | 5.5847e-06 |  | 1.184448700319015e+003 | 4.8371e-06 |  | 1185.27 | 4.003e-06 | 26.4514 | 4.003e-06
1.185269982197886e+003 | 1.5133e-07 | 1185.27 | 1.185269982197886e+003 | 2.7953e-06 |  | 1.185269982197886e+003 | 5.5846e-06 |  | 1.185269982197886e+003 | 4.837e-06 |  | 1186.0918 | 4.003e-06 | 26.4519 | 4.003e-06
1.186091833543316e+003 | 1.5133e-07 | 1186.0918 | 1.186091833543316e+003 | 2.7952e-06 |  | 1.186091833543316e+003 | 5.5845e-06 |  | 1.186091833543316e+003 | 4.8369e-06 |  | 1186.9143 | 4.003e-06 | 26.4523 | 4.003e-06
1.186914254750164e+003 | 1.5133e-07 | 1186.9143 | 1.186914254750164e+003 | 2.7952e-06 |  | 1.186914254750164e+003 | 5.5844e-06 |  | 1.186914254750164e+003 | 4.8368e-06 |  | 1187.7372 | 4.003e-06 | 26.4528 | 4.003e-06
1.187737246213566e+003 | 1.5132e-07 | 1187.7372 | 1.187737246213566e+003 | 2.7951e-06 |  | 1.187737246213566e+003 | 5.5843e-06 |  | 1.187737246213566e+003 | 4.8368e-06 |  | 1188.5608 | 4.003e-06 | 26.4533 | 4.003e-06
1.188560808328930e+003 | 1.5132e-07 | 1188.5608 | 1.188560808328930e+003 | 2.7951e-06 |  | 1.188560808328930e+003 | 5.5842e-06 |  | 1.188560808328930e+003 | 4.8367e-06 |  | 1189.3849 | 4.003e-06 | 26.4537 | 4.003e-06
1.189384941491940e+003 | 1.5132e-07 | 1189.3849 | 1.189384941491940e+003 | 2.795e-06 |  | 1.189384941491940e+003 | 5.5842e-06 |  | 1.189384941491940e+003 | 4.8366e-06 |  | 1190.2096 | 4.003e-06 | 26.4542 | 4.003e-06
1.190209646098553e+003 | 1.5132e-07 | 1190.2096 | 1.190209646098553e+003 | 2.795e-06 |  | 1.190209646098553e+003 | 5.5841e-06 |  | 1.190209646098553e+003 | 4.8365e-06 |  | 1191.0349 | 4.003e-06 | 26.4547 | 4.003e-06
1.191034922545000e+003 | 1.5131e-07 | 1191.0349 | 1.191034922545000e+003 | 2.7949e-06 |  | 1.191034922545000e+003 | 5.584e-06 |  | 1.191034922545000e+003 | 4.8364e-06 |  | 1191.8608 | 4.003e-06 | 26.4551 | 4.003e-06
1.191860771227789e+003 | 1.5131e-07 | 1191.8608 | 1.191860771227789e+003 | 2.7949e-06 |  | 1.191860771227789e+003 | 5.5839e-06 |  | 1.191860771227789e+003 | 4.8363e-06 |  | 1192.6872 | 4.003e-06 | 26.4556 | 4.003e-06
1.192687192543700e+003 | 1.5131e-07 | 1192.6872 | 1.192687192543700e+003 | 2.7949e-06 |  | 1.192687192543700e+003 | 5.5838e-06 |  | 1.192687192543700e+003 | 4.8363e-06 |  | 1193.5142 | 4.003e-06 | 26.4561 | 4.003e-06
1.193514186889790e+003 | 1.5131e-07 | 1193.5142 | 1.193514186889790e+003 | 2.7948e-06 |  | 1.193514186889790e+003 | 5.5837e-06 |  | 1.193514186889790e+003 | 4.8362e-06 |  | 1194.3418 | 4.003e-06 | 26.4565 | 4.003e-06
1.194341754663391e+003 | 1.513e-07 | 1194.3418 | 1.194341754663391e+003 | 2.7948e-06 |  | 1.194341754663391e+003 | 5.5836e-06 |  | 1.194341754663391e+003 | 4.8361e-06 |  | 1195.1699 | 4.003e-06 | 26.457 | 4.003e-06
1.195169896262112e+003 | 1.513e-07 | 1195.1699 | 1.195169896262112e+003 | 2.7947e-06 |  | 1.195169896262112e+003 | 5.5835e-06 |  | 1.195169896262112e+003 | 4.836e-06 |  | 1195.9986 | 4.003e-06 | 26.4574 | 4.003e-06
1.195998612083834e+003 | 1.513e-07 | 1195.9986 | 1.195998612083834e+003 | 2.7947e-06 |  | 1.195998612083834e+003 | 5.5834e-06 |  | 1.195998612083834e+003 | 4.8359e-06 |  | 1196.8279 | 4.003e-06 | 26.4579 | 4.003e-06
1.196827902526716e+003 | 1.5129e-07 | 1196.8279 | 1.196827902526716e+003 | 2.7946e-06 |  | 1.196827902526716e+003 | 5.5833e-06 |  | 1.196827902526716e+003 | 4.8358e-06 |  | 1197.6578 | 4.003e-06 | 26.4584 | 4.003e-06
1.197657767989195e+003 | 1.5129e-07 | 1197.6578 | 1.197657767989195e+003 | 2.7946e-06 |  | 1.197657767989195e+003 | 5.5832e-06 |  | 1.197657767989195e+003 | 4.8358e-06 |  | 1198.4882 | 4.003e-06 | 26.4588 | 4.003e-06
1.198488208869981e+003 | 1.5129e-07 | 1198.4882 | 1.198488208869981e+003 | 2.7945e-06 |  | 1.198488208869981e+003 | 5.5831e-06 |  | 1.198488208869981e+003 | 4.8357e-06 |  | 1199.3192 | 4.003e-06 | 26.4593 | 4.003e-06
1.199319225568062e+003 | 1.5129e-07 | 1199.3192 | 1.199319225568062e+003 | 2.7945e-06 |  | 1.199319225568062e+003 | 5.583e-06 |  | 1.199319225568062e+003 | 4.8356e-06 |  | 1200.1508 | 4.003e-06 | 26.4598 | 4.003e-06
1.200150818482703e+003 | 1.5128e-07 | 1200.1508 | 1.200150818482703e+003 | 2.7944e-06 |  | 1.200150818482703e+003 | 5.5829e-06 |  | 1.200150818482703e+003 | 4.8355e-06 |  | 1200.983 | 4.003e-06 | 26.4602 | 4.003e-06
1.200982988013445e+003 | 1.5128e-07 | 1200.983 | 1.200982988013445e+003 | 2.7944e-06 |  | 1.200982988013445e+003 | 5.5828e-06 |  | 1.200982988013445e+003 | 4.8354e-06 |  | 1201.8157 | 4.003e-06 | 26.4607 | 4.003e-06
1.201815734560106e+003 | 1.5128e-07 | 1201.8157 | 1.201815734560106e+003 | 2.7943e-06 |  | 1.201815734560106e+003 | 5.5827e-06 |  | 1.201815734560106e+003 | 4.8353e-06 |  | 1202.6491 | 4.003e-06 | 26.4612 | 4.003e-06
1.202649058522782e+003 | 1.5128e-07 | 1202.6491 | 1.202649058522782e+003 | 2.7943e-06 |  | 1.202649058522782e+003 | 5.5826e-06 |  | 1.202649058522782e+003 | 4.8352e-06 |  | 1203.483 | 4.003e-06 | 26.4616 | 4.003e-06
1.203482960301846e+003 | 1.5127e-07 | 1203.483 | 1.203482960301846e+003 | 2.7942e-06 |  | 1.203482960301846e+003 | 5.5825e-06 |  | 1.203482960301846e+003 | 4.8352e-06 |  | 1204.3174 | 4.003e-06 | 26.4621 | 4.003e-06
1.204317440297949e+003 | 1.5127e-07 | 1204.3174 | 1.204317440297949e+003 | 2.7942e-06 |  | 1.204317440297949e+003 | 5.5824e-06 |  | 1.204317440297949e+003 | 4.8351e-06 |  | 1205.1525 | 4.003e-06 | 26.4626 | 4.003e-06
1.205152498912019e+003 | 1.5127e-07 | 1205.1525 | 1.205152498912019e+003 | 2.7941e-06 |  | 1.205152498912019e+003 | 5.5823e-06 |  | 1.205152498912019e+003 | 4.835e-06 |  | 1205.9881 | 4.003e-06 | 26.463 | 4.003e-06
1.205988136545262e+003 | 1.5126e-07 | 1205.9881 | 1.205988136545262e+003 | 2.7941e-06 |  | 1.205988136545262e+003 | 5.5822e-06 |  | 1.205988136545262e+003 | 4.8349e-06 |  | 1206.8244 | 4.003e-06 | 26.4635 | 4.003e-06
1.206824353599164e+003 | 1.5126e-07 | 1206.8244 | 1.206824353599164e+003 | 2.794e-06 |  | 1.206824353599164e+003 | 5.5821e-06 |  | 1.206824353599164e+003 | 4.8348e-06 |  | 1207.6612 | 4.003e-06 | 26.4639 | 4.003e-06
1.207661150475486e+003 | 1.5126e-07 | 1207.6612 | 1.207661150475486e+003 | 2.794e-06 |  | 1.207661150475486e+003 | 5.582e-06 |  | 1.207661150475486e+003 | 4.8347e-06 |  | 1208.4985 | 4.003e-06 | 26.4644 | 4.003e-06
1.208498527576272e+003 | 1.5126e-07 | 1208.4985 | 1.208498527576272e+003 | 2.7939e-06 |  | 1.208498527576272e+003 | 5.5819e-06 |  | 1.208498527576272e+003 | 4.8347e-06 |  | 1209.3365 | 4.003e-06 | 26.4649 | 4.003e-06
1.209336485303840e+003 | 1.5125e-07 | 1209.3365 | 1.209336485303840e+003 | 2.7939e-06 |  | 1.209336485303840e+003 | 5.5818e-06 |  | 1.209336485303840e+003 | 4.8346e-06 |  | 1210.175 | 4.003e-06 | 26.4654 | 4.003e-06
1.210175024060791e+003 | 1.5125e-07 | 1210.175 | 1.210175024060791e+003 | 2.7938e-06 |  | 1.210175024060791e+003 | 5.5817e-06 |  | 1.210175024060791e+003 | 4.8345e-06 |  | 1211.0141 | 4.003e-06 | 26.4658 | 4.003e-06
1.211014144250003e+003 | 1.5125e-07 | 1211.0141 | 1.211014144250003e+003 | 2.7938e-06 |  | 1.211014144250003e+003 | 5.5816e-06 |  | 1.211014144250003e+003 | 4.8344e-06 |  | 1211.8538 | 4.003e-06 | 26.4663 | 4.003e-06
1.211853846274634e+003 | 1.5125e-07 | 1211.8538 | 1.211853846274634e+003 | 2.7937e-06 |  | 1.211853846274634e+003 | 5.5815e-06 |  | 1.211853846274634e+003 | 4.8343e-06 |  | 1212.6941 | 4.003e-06 | 26.4668 | 4.003e-06
1.212694130538121e+003 | 1.5124e-07 | 1212.6941 | 1.212694130538121e+003 | 2.7937e-06 |  | 1.212694130538121e+003 | 5.5814e-06 |  | 1.212694130538121e+003 | 4.8342e-06 |  | 1213.535 | 4.003e-06 | 26.4672 | 4.003e-06
1.213534997444181e+003 | 1.5124e-07 | 1213.535 | 1.213534997444181e+003 | 2.7936e-06 |  | 1.213534997444181e+003 | 5.5813e-06 |  | 1.213534997444181e+003 | 4.8341e-06 |  | 1214.3764 | 4.003e-06 | 26.4677 | 4.003e-06
1.214376447396812e+003 | 1.5124e-07 | 1214.3764 | 1.214376447396812e+003 | 2.7936e-06 |  | 1.214376447396812e+003 | 5.5812e-06 |  | 1.214376447396812e+003 | 4.834e-06 |  | 1215.2185 | 4.003e-06 | 26.4682 | 4.003e-06
1.215218480800290e+003 | 1.5123e-07 | 1215.2185 | 1.215218480800290e+003 | 2.7935e-06 |  | 1.215218480800290e+003 | 5.5811e-06 |  | 1.215218480800290e+003 | 4.834e-06 |  | 1216.0611 | 4.003e-06 | 26.4686 | 4.003e-06
1.216061098059173e+003 | 1.5123e-07 | 1216.0611 | 1.216061098059173e+003 | 2.7935e-06 |  | 1.216061098059173e+003 | 5.581e-06 |  | 1.216061098059173e+003 | 4.8339e-06 |  | 1216.9043 | 4.003e-06 | 26.4691 | 4.003e-06
1.216904299578299e+003 | 1.5123e-07 | 1216.9043 | 1.216904299578299e+003 | 2.7934e-06 |  | 1.216904299578299e+003 | 5.5809e-06 |  | 1.216904299578299e+003 | 4.8338e-06 |  | 1217.7481 | 4.003e-06 | 26.4696 | 4.003e-06
1.217748085762787e+003 | 1.5123e-07 | 1217.7481 | 1.217748085762787e+003 | 2.7934e-06 |  | 1.217748085762787e+003 | 5.5808e-06 |  | 1.217748085762787e+003 | 4.8337e-06 |  | 1218.5925 | 4.003e-06 | 26.47 | 4.003e-06
1.218592457018037e+003 | 1.5122e-07 | 1218.5925 | 1.218592457018037e+003 | 2.7933e-06 |  | 1.218592457018037e+003 | 5.5807e-06 |  | 1.218592457018037e+003 | 4.8336e-06 |  | 1219.4374 | 4.003e-06 | 26.4705 | 4.003e-06
1.219437413749728e+003 | 1.5122e-07 | 1219.4374 | 1.219437413749728e+003 | 2.7933e-06 |  | 1.219437413749728e+003 | 5.5806e-06 |  | 1.219437413749728e+003 | 4.8335e-06 |  | 1220.283 | 4.0029e-06 | 26.471 | 4.0029e-06
1.220282956363824e+003 | 1.5122e-07 | 1220.283 | 1.220282956363824e+003 | 2.7932e-06 |  | 1.220282956363824e+003 | 5.5805e-06 |  | 1.220282956363824e+003 | 4.8334e-06 |  | 1221.1291 | 4.0029e-06 | 26.4714 | 4.0029e-06
1.221129085266568e+003 | 1.5121e-07 | 1221.1291 | 1.221129085266568e+003 | 2.7932e-06 |  | 1.221129085266568e+003 | 5.5804e-06 |  | 1.221129085266568e+003 | 4.8334e-06 |  | 1221.9758 | 4.0029e-06 | 26.4719 | 4.0029e-06
1.221975800864484e+003 | 1.5121e-07 | 1221.9758 | 1.221975800864484e+003 | 2.7931e-06 |  | 1.221975800864484e+003 | 5.5803e-06 |  | 1.221975800864484e+003 | 4.8333e-06 |  | 1222.8231 | 4.0029e-06 | 26.4724 | 4.0029e-06
1.222823103564381e+003 | 1.5121e-07 | 1222.8231 | 1.222823103564381e+003 | 2.7931e-06 |  | 1.222823103564381e+003 | 5.5802e-06 |  | 1.222823103564381e+003 | 4.8332e-06 |  | 1223.671 | 4.0029e-06 | 26.4729 | 4.0029e-06
1.223670993773346e+003 | 1.5121e-07 | 1223.671 | 1.223670993773346e+003 | 2.793e-06 |  | 1.223670993773346e+003 | 5.5801e-06 |  | 1.223670993773346e+003 | 4.8331e-06 |  | 1224.5195 | 4.0029e-06 | 26.4733 | 4.0029e-06
1.224519471898752e+003 | 1.512e-07 | 1224.5195 | 1.224519471898752e+003 | 2.793e-06 |  | 1.224519471898752e+003 | 5.58e-06 |  | 1.224519471898752e+003 | 4.833e-06 |  | 1225.3685 | 4.0029e-06 | 26.4738 | 4.0029e-06
1.225368538348252e+003 | 1.512e-07 | 1225.3685 | 1.225368538348252e+003 | 2.7929e-06 |  | 1.225368538348252e+003 | 5.5799e-06 |  | 1.225368538348252e+003 | 4.8329e-06 |  | 1226.2182 | 4.0029e-06 | 26.4743 | 4.0029e-06
1.226218193529784e+003 | 1.512e-07 | 1226.2182 | 1.226218193529784e+003 | 2.7929e-06 |  | 1.226218193529784e+003 | 5.5798e-06 |  | 1.226218193529784e+003 | 4.8328e-06 |  | 1227.0684 | 4.0029e-06 | 26.4748 | 4.0029e-06
1.227068437851566e+003 | 1.512e-07 | 1227.0684 | 1.227068437851566e+003 | 2.7928e-06 |  | 1.227068437851566e+003 | 5.5797e-06 |  | 1.227068437851566e+003 | 4.8327e-06 |  | 1227.9193 | 4.0029e-06 | 26.4752 | 4.0029e-06
1.227919271722100e+003 | 1.5119e-07 | 1227.9193 | 1.227919271722100e+003 | 2.7928e-06 |  | 1.227919271722100e+003 | 5.5796e-06 |  | 1.227919271722100e+003 | 4.8327e-06 |  | 1228.7707 | 4.0029e-06 | 26.4757 | 4.0029e-06
1.228770695550174e+003 | 1.5119e-07 | 1228.7707 | 1.228770695550174e+003 | 2.7927e-06 |  | 1.228770695550174e+003 | 5.5795e-06 |  | 1.228770695550174e+003 | 4.8326e-06 |  | 1229.6227 | 4.0029e-06 | 26.4762 | 4.0029e-06
1.229622709744855e+003 | 1.5119e-07 | 1229.6227 | 1.229622709744855e+003 | 2.7927e-06 |  | 1.229622709744855e+003 | 5.5794e-06 |  | 1.229622709744855e+003 | 4.8325e-06 |  | 1230.4753 | 4.0029e-06 | 26.4766 | 4.0029e-06
1.230475314715496e+003 | 1.5118e-07 | 1230.4753 | 1.230475314715496e+003 | 2.7926e-06 |  | 1.230475314715496e+003 | 5.5793e-06 |  | 1.230475314715496e+003 | 4.8324e-06 |  | 1231.3285 | 4.0029e-06 | 26.4771 | 4.0029e-06
1.231328510871735e+003 | 1.5118e-07 | 1231.3285 | 1.231328510871735e+003 | 2.7926e-06 |  | 1.231328510871735e+003 | 5.5792e-06 |  | 1.231328510871735e+003 | 4.8323e-06 |  | 1232.1823 | 4.0029e-06 | 26.4776 | 4.0029e-06
1.232182298623491e+003 | 1.5118e-07 | 1232.1823 | 1.232182298623491e+003 | 2.7925e-06 |  | 1.232182298623491e+003 | 5.5791e-06 |  | 1.232182298623491e+003 | 4.8322e-06 |  | 1233.0367 | 4.0029e-06 | 26.4781 | 4.0029e-06
1.233036678380971e+003 | 1.5118e-07 | 1233.0367 | 1.233036678380971e+003 | 2.7925e-06 |  | 1.233036678380971e+003 | 5.579e-06 |  | 1.233036678380971e+003 | 4.8321e-06 |  | 1233.8917 | 4.0029e-06 | 26.4785 | 4.0029e-06
1.233891650554662e+003 | 1.5117e-07 | 1233.8917 | 1.233891650554662e+003 | 2.7924e-06 |  | 1.233891650554662e+003 | 5.5789e-06 |  | 1.233891650554662e+003 | 4.832e-06 |  | 1234.7472 | 4.0029e-06 | 26.479 | 4.0029e-06
1.234747215555340e+003 | 1.5117e-07 | 1234.7472 | 1.234747215555340e+003 | 2.7924e-06 |  | 1.234747215555340e+003 | 5.5788e-06 |  | 1.234747215555340e+003 | 4.8319e-06 |  | 1235.6034 | 4.0029e-06 | 26.4795 | 4.0029e-06
1.235603373794062e+003 | 1.5117e-07 | 1235.6034 | 1.235603373794062e+003 | 2.7923e-06 |  | 1.235603373794062e+003 | 5.5787e-06 |  | 1.235603373794062e+003 | 4.8319e-06 |  | 1236.4601 | 4.0029e-06 | 26.48 | 4.0029e-06
1.236460125682173e+003 | 1.5116e-07 | 1236.4601 | 1.236460125682173e+003 | 2.7923e-06 |  | 1.236460125682173e+003 | 5.5786e-06 |  | 1.236460125682173e+003 | 4.8318e-06 |  | 1237.3175 | 4.0029e-06 | 26.4804 | 4.0029e-06
1.237317471631302e+003 | 1.5116e-07 | 1237.3175 | 1.237317471631302e+003 | 2.7922e-06 |  | 1.237317471631302e+003 | 5.5785e-06 |  | 1.237317471631302e+003 | 4.8317e-06 |  | 1238.1754 | 4.0029e-06 | 26.4809 | 4.0029e-06
1.238175412053363e+003 | 1.5116e-07 | 1238.1754 | 1.238175412053363e+003 | 2.7922e-06 |  | 1.238175412053363e+003 | 5.5784e-06 |  | 1.238175412053363e+003 | 4.8316e-06 |  | 1239.0339 | 4.0029e-06 | 26.4814 | 4.0029e-06
1.239033947360557e+003 | 1.5116e-07 | 1239.0339 | 1.239033947360557e+003 | 2.7921e-06 |  | 1.239033947360557e+003 | 5.5783e-06 |  | 1.239033947360557e+003 | 4.8315e-06 |  | 1239.8931 | 4.0029e-06 | 26.4819 | 4.0029e-06
1.239893077965368e+003 | 1.5115e-07 | 1239.8931 | 1.239893077965368e+003 | 2.792e-06 |  | 1.239893077965368e+003 | 5.5782e-06 |  | 1.239893077965368e+003 | 4.8314e-06 |  | 1240.7528 | 4.0029e-06 | 26.4823 | 4.0029e-06
1.240752804280570e+003 | 1.5115e-07 | 1240.7528 | 1.240752804280570e+003 | 2.792e-06 |  | 1.240752804280570e+003 | 5.5781e-06 |  | 1.240752804280570e+003 | 4.8313e-06 |  | 1241.6131 | 4.0029e-06 | 26.4828 | 4.0029e-06
1.241613126719220e+003 | 1.5115e-07 | 1241.6131 | 1.241613126719220e+003 | 2.7919e-06 |  | 1.241613126719220e+003 | 5.578e-06 |  | 1.241613126719220e+003 | 4.8312e-06 |  | 1242.474 | 4.0029e-06 | 26.4833 | 4.0029e-06
1.242474045694662e+003 | 1.5115e-07 | 1242.474 | 1.242474045694662e+003 | 2.7919e-06 |  | 1.242474045694662e+003 | 5.5779e-06 |  | 1.242474045694662e+003 | 4.8311e-06 |  | 1243.3356 | 4.0029e-06 | 26.4838 | 4.0029e-06
1.243335561620529e+003 | 1.5114e-07 | 1243.3356 | 1.243335561620529e+003 | 2.7918e-06 |  | 1.243335561620529e+003 | 5.5778e-06 |  | 1.243335561620529e+003 | 4.831e-06 |  | 1244.1977 | 4.0029e-06 | 26.4842 | 4.0029e-06
1.244197674910737e+003 | 1.5114e-07 | 1244.1977 | 1.244197674910737e+003 | 2.7918e-06 |  | 1.244197674910737e+003 | 5.5776e-06 |  | 1.244197674910737e+003 | 4.831e-06 |  | 1245.0604 | 4.0029e-06 | 26.4847 | 4.0029e-06
1.245060385979492e+003 | 1.5114e-07 | 1245.0604 | 1.245060385979492e+003 | 2.7917e-06 |  | 1.245060385979492e+003 | 5.5775e-06 |  | 1.245060385979492e+003 | 4.8309e-06 |  | 1245.9237 | 4.0029e-06 | 26.4852 | 4.0029e-06
1.245923695241286e+003 | 1.5113e-07 | 1245.9237 | 1.245923695241286e+003 | 2.7917e-06 |  | 1.245923695241286e+003 | 5.5774e-06 |  | 1.245923695241286e+003 | 4.8308e-06 |  | 1246.7876 | 4.0029e-06 | 26.4857 | 4.0029e-06
1.246787603110899e+003 | 1.5113e-07 | 1246.7876 | 1.246787603110899e+003 | 2.7916e-06 |  | 1.246787603110899e+003 | 5.5773e-06 |  | 1.246787603110899e+003 | 4.8307e-06 |  | 1247.6521 | 4.0029e-06 | 26.4862 | 4.0029e-06
1.247652110003397e+003 | 1.5113e-07 | 1247.6521 | 1.247652110003397e+003 | 2.7916e-06 |  | 1.247652110003397e+003 | 5.5772e-06 |  | 1.247652110003397e+003 | 4.8306e-06 |  | 1248.5172 | 4.0029e-06 | 26.4866 | 4.0029e-06
1.248517216334135e+003 | 1.5113e-07 | 1248.5172 | 1.248517216334135e+003 | 2.7915e-06 |  | 1.248517216334135e+003 | 5.5771e-06 |  | 1.248517216334135e+003 | 4.8305e-06 |  | 1249.3829 | 4.0029e-06 | 26.4871 | 4.0029e-06
1.249382922518758e+003 | 1.5112e-07 | 1249.3829 | 1.249382922518758e+003 | 2.7915e-06 |  | 1.249382922518758e+003 | 5.577e-06 |  | 1.249382922518758e+003 | 4.8304e-06 |  | 1250.2492 | 4.0029e-06 | 26.4876 | 4.0029e-06
1.250249228973195e+003 | 1.5112e-07 | 1250.2492 | 1.250249228973195e+003 | 2.7914e-06 |  | 1.250249228973195e+003 | 5.5769e-06 |  | 1.250249228973195e+003 | 4.8303e-06 |  | 1251.1161 | 4.0029e-06 | 26.4881 | 4.0029e-06
1.251116136113666e+003 | 1.5112e-07 | 1251.1161 | 1.251116136113666e+003 | 2.7914e-06 |  | 1.251116136113666e+003 | 5.5768e-06 |  | 1.251116136113666e+003 | 4.8302e-06 |  | 1251.9836 | 4.0029e-06 | 26.4885 | 4.0029e-06
1.251983644356679e+003 | 1.5111e-07 | 1251.9836 | 1.251983644356679e+003 | 2.7913e-06 |  | 1.251983644356679e+003 | 5.5767e-06 |  | 1.251983644356679e+003 | 4.8301e-06 |  | 1252.8518 | 4.0029e-06 | 26.489 | 4.0029e-06
1.252851754119032e+003 | 1.5111e-07 | 1252.8518 | 1.252851754119032e+003 | 2.7913e-06 |  | 1.252851754119032e+003 | 5.5766e-06 |  | 1.252851754119032e+003 | 4.83e-06 |  | 1253.7205 | 4.0029e-06 | 26.4895 | 4.0029e-06
1.253720465817810e+003 | 1.5111e-07 | 1253.7205 | 1.253720465817810e+003 | 2.7912e-06 |  | 1.253720465817810e+003 | 5.5765e-06 |  | 1.253720465817810e+003 | 4.8299e-06 |  | 1254.5898 | 4.0029e-06 | 26.49 | 4.0029e-06
1.254589779870389e+003 | 1.5111e-07 | 1254.5898 | 1.254589779870389e+003 | 2.7912e-06 |  | 1.254589779870389e+003 | 5.5764e-06 |  | 1.254589779870389e+003 | 4.8299e-06 |  | 1255.4597 | 4.0029e-06 | 26.4905 | 4.0029e-06
1.255459696694433e+003 | 1.511e-07 | 1255.4597 | 1.255459696694433e+003 | 2.7911e-06 |  | 1.255459696694433e+003 | 5.5763e-06 |  | 1.255459696694433e+003 | 4.8298e-06 |  | 1256.3302 | 4.0029e-06 | 26.4909 | 4.0029e-06
1.256330216707896e+003 | 1.511e-07 | 1256.3302 | 1.256330216707896e+003 | 2.791e-06 |  | 1.256330216707896e+003 | 5.5762e-06 |  | 1.256330216707896e+003 | 4.8297e-06 |  | 1257.2013 | 4.0029e-06 | 26.4914 | 4.0029e-06
1.257201340329023e+003 | 1.511e-07 | 1257.2013 | 1.257201340329023e+003 | 2.791e-06 |  | 1.257201340329023e+003 | 5.5761e-06 |  | 1.257201340329023e+003 | 4.8296e-06 |  | 1258.0731 | 4.0029e-06 | 26.4919 | 4.0029e-06
1.258073067976347e+003 | 1.5109e-07 | 1258.0731 | 1.258073067976347e+003 | 2.7909e-06 |  | 1.258073067976347e+003 | 5.576e-06 |  | 1.258073067976347e+003 | 4.8295e-06 |  | 1258.9454 | 4.0029e-06 | 26.4924 | 4.0029e-06
1.258945400068692e+003 | 1.5109e-07 | 1258.9454 | 1.258945400068692e+003 | 2.7909e-06 |  | 1.258945400068692e+003 | 5.5758e-06 |  | 1.258945400068692e+003 | 4.8294e-06 |  | 1259.8183 | 4.0029e-06 | 26.4929 | 4.0029e-06
1.259818337025173e+003 | 1.5109e-07 | 1259.8183 | 1.259818337025173e+003 | 2.7908e-06 |  | 1.259818337025173e+003 | 5.5757e-06 |  | 1.259818337025173e+003 | 4.8293e-06 |  | 1260.6919 | 4.0029e-06 | 26.4934 | 4.0029e-06
1.260691879265195e+003 | 1.5109e-07 | 1260.6919 | 1.260691879265195e+003 | 2.7908e-06 |  | 1.260691879265195e+003 | 5.5756e-06 |  | 1.260691879265195e+003 | 4.8292e-06 |  | 1261.566 | 4.0029e-06 | 26.4938 | 4.0029e-06
1.261566027208455e+003 | 1.5108e-07 | 1261.566 | 1.261566027208455e+003 | 2.7907e-06 |  | 1.261566027208455e+003 | 5.5755e-06 |  | 1.261566027208455e+003 | 4.8291e-06 |  | 1262.4408 | 4.0029e-06 | 26.4943 | 4.0029e-06
1.262440781274939e+003 | 1.5108e-07 | 1262.4408 | 1.262440781274939e+003 | 2.7907e-06 |  | 1.262440781274939e+003 | 5.5754e-06 |  | 1.262440781274939e+003 | 4.829e-06 |  | 1263.3161 | 4.0028e-06 | 26.4948 | 4.0028e-06
1.263316141884925e+003 | 1.5108e-07 | 1263.3161 | 1.263316141884925e+003 | 2.7906e-06 |  | 1.263316141884925e+003 | 5.5753e-06 |  | 1.263316141884925e+003 | 4.8289e-06 |  | 1264.1921 | 4.0028e-06 | 26.4953 | 4.0028e-06
1.264192109458984e+003 | 1.5107e-07 | 1264.1921 | 1.264192109458984e+003 | 2.7906e-06 |  | 1.264192109458984e+003 | 5.5752e-06 |  | 1.264192109458984e+003 | 4.8288e-06 |  | 1265.0687 | 4.0028e-06 | 26.4958 | 4.0028e-06
1.265068684417976e+003 | 1.5107e-07 | 1265.0687 | 1.265068684417976e+003 | 2.7905e-06 |  | 1.265068684417976e+003 | 5.5751e-06 |  | 1.265068684417976e+003 | 4.8287e-06 |  | 1265.9459 | 4.0028e-06 | 26.4963 | 4.0028e-06
1.265945867183055e+003 | 1.5107e-07 | 1265.9459 | 1.265945867183055e+003 | 2.7905e-06 |  | 1.265945867183055e+003 | 5.575e-06 |  | 1.265945867183055e+003 | 4.8286e-06 |  | 1266.8237 | 4.0028e-06 | 26.4967 | 4.0028e-06
1.266823658175666e+003 | 1.5107e-07 | 1266.8237 | 1.266823658175666e+003 | 2.7904e-06 |  | 1.266823658175666e+003 | 5.5749e-06 |  | 1.266823658175666e+003 | 4.8286e-06 |  | 1267.7021 | 4.0028e-06 | 26.4972 | 4.0028e-06
1.267702057817545e+003 | 1.5106e-07 | 1267.7021 | 1.267702057817545e+003 | 2.7903e-06 |  | 1.267702057817545e+003 | 5.5748e-06 |  | 1.267702057817545e+003 | 4.8285e-06 |  | 1268.5811 | 4.0028e-06 | 26.4977 | 4.0028e-06
1.268581066530724e+003 | 1.5106e-07 | 1268.5811 | 1.268581066530724e+003 | 2.7903e-06 |  | 1.268581066530724e+003 | 5.5747e-06 |  | 1.268581066530724e+003 | 4.8284e-06 |  | 1269.4607 | 4.0028e-06 | 26.4982 | 4.0028e-06
1.269460684737523e+003 | 1.5106e-07 | 1269.4607 | 1.269460684737523e+003 | 2.7902e-06 |  | 1.269460684737523e+003 | 5.5746e-06 |  | 1.269460684737523e+003 | 4.8283e-06 |  | 1270.3409 | 4.0028e-06 | 26.4987 | 4.0028e-06
1.270340912860559e+003 | 1.5105e-07 | 1270.3409 | 1.270340912860559e+003 | 2.7902e-06 |  | 1.270340912860559e+003 | 5.5744e-06 |  | 1.270340912860559e+003 | 4.8282e-06 |  | 1271.2218 | 4.0028e-06 | 26.4992 | 4.0028e-06
1.271221751322740e+003 | 1.5105e-07 | 1271.2218 | 1.271221751322740e+003 | 2.7901e-06 |  | 1.271221751322740e+003 | 5.5743e-06 |  | 1.271221751322740e+003 | 4.8281e-06 |  | 1272.1032 | 4.0028e-06 | 26.4997 | 4.0028e-06
1.272103200547267e+003 | 1.5105e-07 | 1272.1032 | 1.272103200547267e+003 | 2.7901e-06 |  | 1.272103200547267e+003 | 5.5742e-06 |  | 1.272103200547267e+003 | 4.828e-06 |  | 1272.9853 | 4.0028e-06 | 26.5001 | 4.0028e-06
1.272985260957635e+003 | 1.5105e-07 | 1272.9853 | 1.272985260957635e+003 | 2.79e-06 |  | 1.272985260957635e+003 | 5.5741e-06 |  | 1.272985260957635e+003 | 4.8279e-06 |  | 1273.8679 | 4.0028e-06 | 26.5006 | 4.0028e-06
1.273867932977633e+003 | 1.5104e-07 | 1273.8679 | 1.273867932977633e+003 | 2.79e-06 |  | 1.273867932977633e+003 | 5.574e-06 |  | 1.273867932977633e+003 | 4.8278e-06 |  | 1274.7512 | 4.0028e-06 | 26.5011 | 4.0028e-06
1.274751217031343e+003 | 1.5104e-07 | 1274.7512 | 1.274751217031343e+003 | 2.7899e-06 |  | 1.274751217031343e+003 | 5.5739e-06 |  | 1.274751217031343e+003 | 4.8277e-06 |  | 1275.6351 | 4.0028e-06 | 26.5016 | 4.0028e-06
1.275635113543142e+003 | 1.5104e-07 | 1275.6351 | 1.275635113543142e+003 | 2.7899e-06 |  | 1.275635113543142e+003 | 5.5738e-06 |  | 1.275635113543142e+003 | 4.8276e-06 |  | 1276.5196 | 4.0028e-06 | 26.5021 | 4.0028e-06
1.276519622937701e+003 | 1.5104e-07 | 1276.5196 | 1.276519622937701e+003 | 2.7898e-06 |  | 1.276519622937701e+003 | 5.5737e-06 |  | 1.276519622937701e+003 | 4.8275e-06 |  | 1277.4047 | 4.0028e-06 | 26.5026 | 4.0028e-06
1.277404745639984e+003 | 1.5103e-07 | 1277.4047 | 1.277404745639984e+003 | 2.7897e-06 |  | 1.277404745639984e+003 | 5.5736e-06 |  | 1.277404745639984e+003 | 4.8274e-06 |  | 1278.2905 | 4.0028e-06 | 26.5031 | 4.0028e-06
1.278290482075252e+003 | 1.5103e-07 | 1278.2905 | 1.278290482075252e+003 | 2.7897e-06 |  | 1.278290482075252e+003 | 5.5735e-06 |  | 1.278290482075252e+003 | 4.8273e-06 |  | 1279.1768 | 4.0028e-06 | 26.5036 | 4.0028e-06
1.279176832669059e+003 | 1.5103e-07 | 1279.1768 | 1.279176832669059e+003 | 2.7896e-06 |  | 1.279176832669059e+003 | 5.5733e-06 |  | 1.279176832669059e+003 | 4.8272e-06 |  | 1280.0638 | 4.0028e-06 | 26.504 | 4.0028e-06
1.280063797847255e+003 | 1.5102e-07 | 1280.0638 | 1.280063797847255e+003 | 2.7896e-06 |  | 1.280063797847255e+003 | 5.5732e-06 |  | 1.280063797847255e+003 | 4.8271e-06 |  | 1280.9514 | 4.0028e-06 | 26.5045 | 4.0028e-06
1.280951378035986e+003 | 1.5102e-07 | 1280.9514 | 1.280951378035986e+003 | 2.7895e-06 |  | 1.280951378035986e+003 | 5.5731e-06 |  | 1.280951378035986e+003 | 4.827e-06 |  | 1281.8396 | 4.0028e-06 | 26.505 | 4.0028e-06
1.281839573661691e+003 | 1.5102e-07 | 1281.8396 | 1.281839573661691e+003 | 2.7895e-06 |  | 1.281839573661691e+003 | 5.573e-06 |  | 1.281839573661691e+003 | 4.8269e-06 |  | 1282.7284 | 4.0028e-06 | 26.5055 | 4.0028e-06
1.282728385151108e+003 | 1.5102e-07 | 1282.7284 | 1.282728385151108e+003 | 2.7894e-06 |  | 1.282728385151108e+003 | 5.5729e-06 |  | 1.282728385151108e+003 | 4.8268e-06 |  | 1283.6178 | 4.0028e-06 | 26.506 | 4.0028e-06
1.283617812931268e+003 | 1.5101e-07 | 1283.6178 | 1.283617812931268e+003 | 2.7894e-06 |  | 1.283617812931268e+003 | 5.5728e-06 |  | 1.283617812931268e+003 | 4.8267e-06 |  | 1284.5079 | 4.0028e-06 | 26.5065 | 4.0028e-06
1.284507857429500e+003 | 1.5101e-07 | 1284.5079 | 1.284507857429500e+003 | 2.7893e-06 |  | 1.284507857429500e+003 | 5.5727e-06 |  | 1.284507857429500e+003 | 4.8267e-06 |  | 1285.3985 | 4.0028e-06 | 26.507 | 4.0028e-06
1.285398519073428e+003 | 1.5101e-07 | 1285.3985 | 1.285398519073428e+003 | 2.7892e-06 |  | 1.285398519073428e+003 | 5.5726e-06 |  | 1.285398519073428e+003 | 4.8266e-06 |  | 1286.2898 | 4.0028e-06 | 26.5075 | 4.0028e-06
1.286289798290973e+003 | 1.51e-07 | 1286.2898 | 1.286289798290973e+003 | 2.7892e-06 |  | 1.286289798290973e+003 | 5.5725e-06 |  | 1.286289798290973e+003 | 4.8265e-06 |  | 1287.1817 | 4.0028e-06 | 26.508 | 4.0028e-06
1.287181695510353e+003 | 1.51e-07 | 1287.1817 | 1.287181695510353e+003 | 2.7891e-06 |  | 1.287181695510353e+003 | 5.5723e-06 |  | 1.287181695510353e+003 | 4.8264e-06 |  | 1288.0742 | 4.0028e-06 | 26.5084 | 4.0028e-06
1.288074211160083e+003 | 1.51e-07 | 1288.0742 | 1.288074211160083e+003 | 2.7891e-06 |  | 1.288074211160083e+003 | 5.5722e-06 |  | 1.288074211160083e+003 | 4.8263e-06 |  | 1288.9673 | 4.0028e-06 | 26.5089 | 4.0028e-06
1.288967345668975e+003 | 1.5099e-07 | 1288.9673 | 1.288967345668975e+003 | 2.789e-06 |  | 1.288967345668975e+003 | 5.5721e-06 |  | 1.288967345668975e+003 | 4.8262e-06 |  | 1289.8611 | 4.0028e-06 | 26.5094 | 4.0028e-06
1.289861099466138e+003 | 1.5099e-07 | 1289.8611 | 1.289861099466138e+003 | 2.789e-06 |  | 1.289861099466138e+003 | 5.572e-06 |  | 1.289861099466138e+003 | 4.8261e-06 |  | 1290.7555 | 4.0028e-06 | 26.5099 | 4.0028e-06
1.290755472980978e+003 | 1.5099e-07 | 1290.7555 | 1.290755472980978e+003 | 2.7889e-06 |  | 1.290755472980978e+003 | 5.5719e-06 |  | 1.290755472980978e+003 | 4.826e-06 |  | 1291.6505 | 4.0028e-06 | 26.5104 | 4.0028e-06
1.291650466643200e+003 | 1.5099e-07 | 1291.6505 | 1.291650466643200e+003 | 2.7889e-06 |  | 1.291650466643200e+003 | 5.5718e-06 |  | 1.291650466643200e+003 | 4.8259e-06 |  | 1292.5461 | 4.0028e-06 | 26.5109 | 4.0028e-06
1.292546080882807e+003 | 1.5098e-07 | 1292.5461 | 1.292546080882807e+003 | 2.7888e-06 |  | 1.292546080882807e+003 | 5.5717e-06 |  | 1.292546080882807e+003 | 4.8258e-06 |  | 1293.4423 | 4.0028e-06 | 26.5114 | 4.0028e-06
1.293442316130099e+003 | 1.5098e-07 | 1293.4423 | 1.293442316130099e+003 | 2.7887e-06 |  | 1.293442316130099e+003 | 5.5716e-06 |  | 1.293442316130099e+003 | 4.8257e-06 |  | 1294.3392 | 4.0028e-06 | 26.5119 | 4.0028e-06
1.294339172815675e+003 | 1.5098e-07 | 1294.3392 | 1.294339172815675e+003 | 2.7887e-06 |  | 1.294339172815675e+003 | 5.5714e-06 |  | 1.294339172815675e+003 | 4.8256e-06 |  | 1295.2367 | 4.0028e-06 | 26.5124 | 4.0028e-06
1.295236651370432e+003 | 1.5097e-07 | 1295.2367 | 1.295236651370432e+003 | 2.7886e-06 |  | 1.295236651370432e+003 | 5.5713e-06 |  | 1.295236651370432e+003 | 4.8255e-06 |  | 1296.1348 | 4.0028e-06 | 26.5129 | 4.0028e-06
1.296134752225568e+003 | 1.5097e-07 | 1296.1348 | 1.296134752225568e+003 | 2.7886e-06 |  | 1.296134752225568e+003 | 5.5712e-06 |  | 1.296134752225568e+003 | 4.8254e-06 |  | 1297.0335 | 4.0028e-06 | 26.5134 | 4.0028e-06
1.297033475812576e+003 | 1.5097e-07 | 1297.0335 | 1.297033475812576e+003 | 2.7885e-06 |  | 1.297033475812576e+003 | 5.5711e-06 |  | 1.297033475812576e+003 | 4.8253e-06 |  | 1297.9328 | 4.0028e-06 | 26.5139 | 4.0028e-06
1.297932822563252e+003 | 1.5097e-07 | 1297.9328 | 1.297932822563252e+003 | 2.7885e-06 |  | 1.297932822563252e+003 | 5.571e-06 |  | 1.297932822563252e+003 | 4.8252e-06 |  | 1298.8328 | 4.0028e-06 | 26.5144 | 4.0028e-06
1.298832792909689e+003 | 1.5096e-07 | 1298.8328 | 1.298832792909689e+003 | 2.7884e-06 |  | 1.298832792909689e+003 | 5.5709e-06 |  | 1.298832792909689e+003 | 4.8251e-06 |  | 1299.7334 | 4.0028e-06 | 26.5149 | 4.0028e-06
1.299733387284281e+003 | 1.5096e-07 | 1299.7334 | 1.299733387284281e+003 | 2.7883e-06 |  | 1.299733387284281e+003 | 5.5708e-06 |  | 1.299733387284281e+003 | 4.825e-06 |  | 1300.6346 | 4.0028e-06 | 26.5154 | 4.0028e-06
1.300634606119721e+003 | 1.5096e-07 | 1300.6346 | 1.300634606119721e+003 | 2.7883e-06 |  | 1.300634606119721e+003 | 5.5707e-06 |  | 1.300634606119721e+003 | 4.8249e-06 |  | 1301.5364 | 4.0028e-06 | 26.5159 | 4.0028e-06
1.301536449849004e+003 | 1.5095e-07 | 1301.5364 | 1.301536449849004e+003 | 2.7882e-06 |  | 1.301536449849004e+003 | 5.5705e-06 |  | 1.301536449849004e+003 | 4.8248e-06 |  | 1302.4389 | 4.0028e-06 | 26.5163 | 4.0028e-06
1.302438918905421e+003 | 1.5095e-07 | 1302.4389 | 1.302438918905421e+003 | 2.7882e-06 |  | 1.302438918905421e+003 | 5.5704e-06 |  | 1.302438918905421e+003 | 4.8247e-06 |  | 1303.342 | 4.0028e-06 | 26.5168 | 4.0028e-06
1.303342013722566e+003 | 1.5095e-07 | 1303.342 | 1.303342013722566e+003 | 2.7881e-06 |  | 1.303342013722566e+003 | 5.5703e-06 |  | 1.303342013722566e+003 | 4.8246e-06 |  | 1304.2457 | 4.0028e-06 | 26.5173 | 4.0028e-06
1.304245734734336e+003 | 1.5095e-07 | 1304.2457 | 1.304245734734336e+003 | 2.7881e-06 |  | 1.304245734734336e+003 | 5.5702e-06 |  | 1.304245734734336e+003 | 4.8245e-06 |  | 1305.1501 | 4.0028e-06 | 26.5178 | 4.0028e-06
1.305150082374925e+003 | 1.5094e-07 | 1305.1501 | 1.305150082374925e+003 | 2.788e-06 |  | 1.305150082374925e+003 | 5.5701e-06 |  | 1.305150082374925e+003 | 4.8244e-06 |  | 1306.0551 | 4.0028e-06 | 26.5183 | 4.0028e-06
1.306055057078830e+003 | 1.5094e-07 | 1306.0551 | 1.306055057078830e+003 | 2.7879e-06 |  | 1.306055057078830e+003 | 5.57e-06 |  | 1.306055057078830e+003 | 4.8243e-06 |  | 1306.9607 | 4.0028e-06 | 26.5188 | 4.0028e-06
1.306960659280849e+003 | 1.5094e-07 | 1306.9607 | 1.306960659280849e+003 | 2.7879e-06 |  | 1.306960659280849e+003 | 5.5699e-06 |  | 1.306960659280849e+003 | 4.8242e-06 |  | 1307.8669 | 4.0028e-06 | 26.5193 | 4.0028e-06
1.307866889416080e+003 | 1.5093e-07 | 1307.8669 | 1.307866889416080e+003 | 2.7878e-06 |  | 1.307866889416080e+003 | 5.5697e-06 |  | 1.307866889416080e+003 | 4.8241e-06 |  | 1308.7737 | 4.0027e-06 | 26.5198 | 4.0027e-06
1.308773747919926e+003 | 1.5093e-07 | 1308.7737 | 1.308773747919926e+003 | 2.7878e-06 |  | 1.308773747919926e+003 | 5.5696e-06 |  | 1.308773747919926e+003 | 4.824e-06 |  | 1309.6812 | 4.0027e-06 | 26.5203 | 4.0027e-06
1.309681235228088e+003 | 1.5093e-07 | 1309.6812 | 1.309681235228088e+003 | 2.7877e-06 |  | 1.309681235228088e+003 | 5.5695e-06 |  | 1.309681235228088e+003 | 4.8239e-06 |  | 1310.5894 | 4.0027e-06 | 26.5208 | 4.0027e-06
1.310589351776572e+003 | 1.5093e-07 | 1310.5894 | 1.310589351776572e+003 | 2.7877e-06 |  | 1.310589351776572e+003 | 5.5694e-06 |  | 1.310589351776572e+003 | 4.8238e-06 |  | 1311.4981 | 4.0027e-06 | 26.5213 | 4.0027e-06
1.311498098001686e+003 | 1.5092e-07 | 1311.4981 | 1.311498098001686e+003 | 2.7876e-06 |  | 1.311498098001686e+003 | 5.5693e-06 |  | 1.311498098001686e+003 | 4.8237e-06 |  | 1312.4075 | 4.0027e-06 | 26.5218 | 4.0027e-06
1.312407474340039e+003 | 1.5092e-07 | 1312.4075 | 1.312407474340039e+003 | 2.7875e-06 |  | 1.312407474340039e+003 | 5.5692e-06 |  | 1.312407474340039e+003 | 4.8236e-06 |  | 1313.3175 | 4.0027e-06 | 26.5223 | 4.0027e-06
1.313317481228543e+003 | 1.5092e-07 | 1313.3175 | 1.313317481228543e+003 | 2.7875e-06 |  | 1.313317481228543e+003 | 5.569e-06 |  | 1.313317481228543e+003 | 4.8235e-06 |  | 1314.2281 | 4.0027e-06 | 26.5228 | 4.0027e-06
1.314228119104415e+003 | 1.5091e-07 | 1314.2281 | 1.314228119104415e+003 | 2.7874e-06 |  | 1.314228119104415e+003 | 5.5689e-06 |  | 1.314228119104415e+003 | 4.8234e-06 |  | 1315.1394 | 4.0027e-06 | 26.5233 | 4.0027e-06
1.315139388405173e+003 | 1.5091e-07 | 1315.1394 | 1.315139388405173e+003 | 2.7874e-06 |  | 1.315139388405173e+003 | 5.5688e-06 |  | 1.315139388405173e+003 | 4.8233e-06 |  | 1316.0513 | 4.0027e-06 | 26.5238 | 4.0027e-06
1.316051289568639e+003 | 1.5091e-07 | 1316.0513 | 1.316051289568639e+003 | 2.7873e-06 |  | 1.316051289568639e+003 | 5.5687e-06 |  | 1.316051289568639e+003 | 4.8232e-06 |  | 1316.9638 | 4.0027e-06 | 26.5243 | 4.0027e-06
1.316963823032939e+003 | 1.509e-07 | 1316.9638 | 1.316963823032939e+003 | 2.7872e-06 |  | 1.316963823032939e+003 | 5.5686e-06 |  | 1.316963823032939e+003 | 4.8231e-06 |  | 1317.877 | 4.0027e-06 | 26.5248 | 4.0027e-06
1.317876989236502e+003 | 1.509e-07 | 1317.877 | 1.317876989236502e+003 | 2.7872e-06 |  | 1.317876989236502e+003 | 5.5685e-06 |  | 1.317876989236502e+003 | 4.823e-06 |  | 1318.7908 | 4.0027e-06 | 26.5253 | 4.0027e-06
1.318790788618062e+003 | 1.509e-07 | 1318.7908 | 1.318790788618062e+003 | 2.7871e-06 |  | 1.318790788618062e+003 | 5.5683e-06 |  | 1.318790788618062e+003 | 4.8229e-06 |  | 1319.7052 | 4.0027e-06 | 26.5258 | 4.0027e-06
1.319705221616657e+003 | 1.509e-07 | 1319.7052 | 1.319705221616657e+003 | 2.7871e-06 |  | 1.319705221616657e+003 | 5.5682e-06 |  | 1.319705221616657e+003 | 4.8228e-06 |  | 1320.6203 | 4.0027e-06 | 26.5263 | 4.0027e-06
1.320620288671628e+003 | 1.5089e-07 | 1320.6203 | 1.320620288671628e+003 | 2.787e-06 |  | 1.320620288671628e+003 | 5.5681e-06 |  | 1.320620288671628e+003 | 4.8227e-06 |  | 1321.536 | 4.0027e-06 | 26.5268 | 4.0027e-06
1.321535990222623e+003 | 1.5089e-07 | 1321.536 | 1.321535990222623e+003 | 2.787e-06 |  | 1.321535990222623e+003 | 5.568e-06 |  | 1.321535990222623e+003 | 4.8226e-06 |  | 1322.4523 | 4.0027e-06 | 26.5274 | 4.0027e-06
1.322452326709592e+003 | 1.5089e-07 | 1322.4523 | 1.322452326709592e+003 | 2.7869e-06 |  | 1.322452326709592e+003 | 5.5679e-06 |  | 1.322452326709592e+003 | 4.8225e-06 |  | 1323.3693 | 4.0027e-06 | 26.5278 | 4.0027e-06
1.323369298572793e+003 | 1.5088e-07 | 1323.3693 | 1.323369298572793e+003 | 2.7868e-06 |  | 1.323369298572793e+003 | 5.5678e-06 |  | 1.323369298572793e+003 | 4.8224e-06 |  | 1324.2869 | 4.0027e-06 | 26.5284 | 4.0027e-06
1.324286906252788e+003 | 1.5088e-07 | 1324.2869 | 1.324286906252788e+003 | 2.7868e-06 |  | 1.324286906252788e+003 | 5.5676e-06 |  | 1.324286906252788e+003 | 4.8223e-06 |  | 1325.2052 | 4.0027e-06 | 26.5289 | 4.0027e-06
1.325205150190443e+003 | 1.5088e-07 | 1325.2052 | 1.325205150190443e+003 | 2.7867e-06 |  | 1.325205150190443e+003 | 5.5675e-06 |  | 1.325205150190443e+003 | 4.8222e-06 |  | 1326.124 | 4.0027e-06 | 26.5294 | 4.0027e-06
1.326124030826932e+003 | 1.5088e-07 | 1326.124 | 1.326124030826932e+003 | 2.7867e-06 |  | 1.326124030826932e+003 | 5.5674e-06 |  | 1.326124030826932e+003 | 4.8221e-06 |  | 1327.0435 | 4.0027e-06 | 26.5299 | 4.0027e-06
1.327043548603735e+003 | 1.5087e-07 | 1327.0435 | 1.327043548603735e+003 | 2.7866e-06 |  | 1.327043548603735e+003 | 5.5673e-06 |  | 1.327043548603735e+003 | 4.822e-06 |  | 1327.9637 | 4.0027e-06 | 26.5304 | 4.0027e-06
1.327963703962635e+003 | 1.5087e-07 | 1327.9637 | 1.327963703962635e+003 | 2.7865e-06 |  | 1.327963703962635e+003 | 5.5672e-06 |  | 1.327963703962635e+003 | 4.8219e-06 |  | 1328.8845 | 4.0027e-06 | 26.5309 | 4.0027e-06
1.328884497345725e+003 | 1.5087e-07 | 1328.8845 | 1.328884497345725e+003 | 2.7865e-06 |  | 1.328884497345725e+003 | 5.567e-06 |  | 1.328884497345725e+003 | 4.8218e-06 |  | 1329.8059 | 4.0027e-06 | 26.5314 | 4.0027e-06
1.329805929195402e+003 | 1.5086e-07 | 1329.8059 | 1.329805929195402e+003 | 2.7864e-06 |  | 1.329805929195402e+003 | 5.5669e-06 |  | 1.329805929195402e+003 | 4.8217e-06 |  | 1330.728 | 4.0027e-06 | 26.5319 | 4.0027e-06
1.330727999954371e+003 | 1.5086e-07 | 1330.728 | 1.330727999954371e+003 | 2.7864e-06 |  | 1.330727999954371e+003 | 5.5668e-06 |  | 1.330727999954371e+003 | 4.8216e-06 |  | 1331.6507 | 4.0027e-06 | 26.5324 | 4.0027e-06
1.331650710065645e+003 | 1.5086e-07 | 1331.6507 | 1.331650710065645e+003 | 2.7863e-06 |  | 1.331650710065645e+003 | 5.5667e-06 |  | 1.331650710065645e+003 | 4.8215e-06 |  | 1332.5741 | 4.0027e-06 | 26.5329 | 4.0027e-06
1.332574059972541e+003 | 1.5086e-07 | 1332.5741 | 1.332574059972541e+003 | 2.7862e-06 |  | 1.332574059972541e+003 | 5.5666e-06 |  | 1.332574059972541e+003 | 4.8214e-06 |  | 1333.4981 | 4.0027e-06 | 26.5334 | 4.0027e-06
1.333498050118686e+003 | 1.5085e-07 | 1333.4981 | 1.333498050118686e+003 | 2.7862e-06 |  | 1.333498050118686e+003 | 5.5664e-06 |  | 1.333498050118686e+003 | 4.8213e-06 |  | 1334.4227 | 4.0027e-06 | 26.5339 | 4.0027e-06
1.334422680948014e+003 | 1.5085e-07 | 1334.4227 | 1.334422680948014e+003 | 2.7861e-06 |  | 1.334422680948014e+003 | 5.5663e-06 |  | 1.334422680948014e+003 | 4.8212e-06 |  | 1335.348 | 4.0027e-06 | 26.5344 | 4.0027e-06
1.335347952904767e+003 | 1.5085e-07 | 1335.348 | 1.335347952904767e+003 | 2.7861e-06 |  | 1.335347952904767e+003 | 5.5662e-06 |  | 1.335347952904767e+003 | 4.821e-06 |  | 1336.2739 | 4.0027e-06 | 26.5349 | 4.0027e-06
1.336273866433494e+003 | 1.5084e-07 | 1336.2739 | 1.336273866433494e+003 | 2.786e-06 |  | 1.336273866433494e+003 | 5.5661e-06 |  | 1.336273866433494e+003 | 4.8209e-06 |  | 1337.2004 | 4.0027e-06 | 26.5355 | 4.0027e-06
1.337200421979053e+003 | 1.5084e-07 | 1337.2004 | 1.337200421979053e+003 | 2.7859e-06 |  | 1.337200421979053e+003 | 5.566e-06 |  | 1.337200421979053e+003 | 4.8208e-06 |  | 1338.1276 | 4.0027e-06 | 26.5359 | 4.0027e-06
1.338127619986610e+003 | 1.5084e-07 | 1338.1276 | 1.338127619986610e+003 | 2.7859e-06 |  | 1.338127619986610e+003 | 5.5658e-06 |  | 1.338127619986610e+003 | 4.8207e-06 |  | 1339.0555 | 4.0027e-06 | 26.5365 | 4.0027e-06
1.339055460901642e+003 | 1.5083e-07 | 1339.0555 | 1.339055460901642e+003 | 2.7858e-06 |  | 1.339055460901642e+003 | 5.5657e-06 |  | 1.339055460901642e+003 | 4.8206e-06 |  | 1339.9839 | 4.0027e-06 | 26.537 | 4.0027e-06
1.339983945169931e+003 | 1.5083e-07 | 1339.9839 | 1.339983945169931e+003 | 2.7858e-06 |  | 1.339983945169931e+003 | 5.5656e-06 |  | 1.339983945169931e+003 | 4.8205e-06 |  | 1340.9131 | 4.0027e-06 | 26.5375 | 4.0027e-06
1.340913073237572e+003 | 1.5083e-07 | 1340.9131 | 1.340913073237572e+003 | 2.7857e-06 |  | 1.340913073237572e+003 | 5.5655e-06 |  | 1.340913073237572e+003 | 4.8204e-06 |  | 1341.8428 | 4.0027e-06 | 26.538 | 4.0027e-06
1.341842845550965e+003 | 1.5083e-07 | 1341.8428 | 1.341842845550965e+003 | 2.7856e-06 |  | 1.341842845550965e+003 | 5.5654e-06 |  | 1.341842845550965e+003 | 4.8203e-06 |  | 1342.7733 | 4.0027e-06 | 26.5385 | 4.0027e-06
1.342773262556824e+003 | 1.5082e-07 | 1342.7733 | 1.342773262556824e+003 | 2.7856e-06 |  | 1.342773262556824e+003 | 5.5652e-06 |  | 1.342773262556824e+003 | 4.8202e-06 |  | 1343.7043 | 4.0027e-06 | 26.539 | 4.0027e-06
1.343704324702169e+003 | 1.5082e-07 | 1343.7043 | 1.343704324702169e+003 | 2.7855e-06 |  | 1.343704324702169e+003 | 5.5651e-06 |  | 1.343704324702169e+003 | 4.8201e-06 |  | 1344.636 | 4.0027e-06 | 26.5395 | 4.0027e-06
1.344636032434333e+003 | 1.5082e-07 | 1344.636 | 1.344636032434333e+003 | 2.7855e-06 |  | 1.344636032434333e+003 | 5.565e-06 |  | 1.344636032434333e+003 | 4.82e-06 |  | 1345.5684 | 4.0027e-06 | 26.54 | 4.0027e-06
1.345568386200957e+003 | 1.5081e-07 | 1345.5684 | 1.345568386200957e+003 | 2.7854e-06 |  | 1.345568386200957e+003 | 5.5649e-06 |  | 1.345568386200957e+003 | 4.8199e-06 |  | 1346.5014 | 4.0027e-06 | 26.5406 | 4.0027e-06
1.346501386449994e+003 | 1.5081e-07 | 1346.5014 | 1.346501386449994e+003 | 2.7853e-06 |  | 1.346501386449994e+003 | 5.5648e-06 |  | 1.346501386449994e+003 | 4.8198e-06 |  | 1347.435 | 4.0027e-06 | 26.5411 | 4.0027e-06
1.347435033629706e+003 | 1.5081e-07 | 1347.435 | 1.347435033629706e+003 | 2.7853e-06 |  | 1.347435033629706e+003 | 5.5646e-06 |  | 1.347435033629706e+003 | 4.8197e-06 |  | 1348.3693 | 4.0027e-06 | 26.5416 | 4.0027e-06
1.348369328188666e+003 | 1.508e-07 | 1348.3693 | 1.348369328188666e+003 | 2.7852e-06 |  | 1.348369328188666e+003 | 5.5645e-06 |  | 1.348369328188666e+003 | 4.8196e-06 |  | 1349.3043 | 4.0027e-06 | 26.5421 | 4.0027e-06
1.349304270575761e+003 | 1.508e-07 | 1349.3043 | 1.349304270575761e+003 | 2.7852e-06 |  | 1.349304270575761e+003 | 5.5644e-06 |  | 1.349304270575761e+003 | 4.8195e-06 |  | 1350.2399 | 4.0027e-06 | 26.5426 | 4.0027e-06
1.350239861240184e+003 | 1.508e-07 | 1350.2399 | 1.350239861240184e+003 | 2.7851e-06 |  | 1.350239861240184e+003 | 5.5643e-06 |  | 1.350239861240184e+003 | 4.8194e-06 |  | 1351.1761 | 4.0027e-06 | 26.5431 | 4.0027e-06
1.351176100631445e+003 | 1.508e-07 | 1351.1761 | 1.351176100631445e+003 | 2.785e-06 |  | 1.351176100631445e+003 | 5.5641e-06 |  | 1.351176100631445e+003 | 4.8193e-06 |  | 1352.113 | 4.0027e-06 | 26.5436 | 4.0027e-06
1.352112989199361e+003 | 1.5079e-07 | 1352.113 | 1.352112989199361e+003 | 2.785e-06 |  | 1.352112989199361e+003 | 5.564e-06 |  | 1.352112989199361e+003 | 4.8192e-06 |  | 1353.0505 | 4.0027e-06 | 26.5442 | 4.0027e-06
1.353050527394064e+003 | 1.5079e-07 | 1353.0505 | 1.353050527394064e+003 | 2.7849e-06 |  | 1.353050527394064e+003 | 5.5639e-06 |  | 1.353050527394064e+003 | 4.819e-06 |  | 1353.9887 | 4.0027e-06 | 26.5447 | 4.0027e-06
1.353988715665998e+003 | 1.5079e-07 | 1353.9887 | 1.353988715665998e+003 | 2.7848e-06 |  | 1.353988715665998e+003 | 5.5638e-06 |  | 1.353988715665998e+003 | 4.8189e-06 |  | 1354.9276 | 4.0027e-06 | 26.5452 | 4.0027e-06
1.354927554465916e+003 | 1.5078e-07 | 1354.9276 | 1.354927554465916e+003 | 2.7848e-06 |  | 1.354927554465916e+003 | 5.5636e-06 |  | 1.354927554465916e+003 | 4.8188e-06 |  | 1355.867 | 4.0027e-06 | 26.5457 | 4.0027e-06
1.355867044244888e+003 | 1.5078e-07 | 1355.867 | 1.355867044244888e+003 | 2.7847e-06 |  | 1.355867044244888e+003 | 5.5635e-06 |  | 1.355867044244888e+003 | 4.8187e-06 |  | 1356.8072 | 4.0027e-06 | 26.5462 | 4.0027e-06
1.356807185454293e+003 | 1.5078e-07 | 1356.8072 | 1.356807185454293e+003 | 2.7847e-06 |  | 1.356807185454293e+003 | 5.5634e-06 |  | 1.356807185454293e+003 | 4.8186e-06 |  | 1357.748 | 4.0026e-06 | 26.5467 | 4.0026e-06
1.357747978545827e+003 | 1.5077e-07 | 1357.748 | 1.357747978545827e+003 | 2.7846e-06 |  | 1.357747978545827e+003 | 5.5633e-06 |  | 1.357747978545827e+003 | 4.8185e-06 |  | 1358.6894 | 4.0026e-06 | 26.5473 | 4.0026e-06
1.358689423971495e+003 | 1.5077e-07 | 1358.6894 | 1.358689423971495e+003 | 2.7845e-06 |  | 1.358689423971495e+003 | 5.5632e-06 |  | 1.358689423971495e+003 | 4.8184e-06 |  | 1359.6315 | 4.0026e-06 | 26.5478 | 4.0026e-06
1.359631522183617e+003 | 1.5077e-07 | 1359.6315 | 1.359631522183617e+003 | 2.7845e-06 |  | 1.359631522183617e+003 | 5.563e-06 |  | 1.359631522183617e+003 | 4.8183e-06 |  | 1360.5743 | 4.0026e-06 | 26.5483 | 4.0026e-06
1.360574273634829e+003 | 1.5077e-07 | 1360.5743 | 1.360574273634829e+003 | 2.7844e-06 |  | 1.360574273634829e+003 | 5.5629e-06 |  | 1.360574273634829e+003 | 4.8182e-06 |  | 1361.5177 | 4.0026e-06 | 26.5488 | 4.0026e-06
1.361517678778077e+003 | 1.5076e-07 | 1361.5177 | 1.361517678778077e+003 | 2.7843e-06 |  | 1.361517678778077e+003 | 5.5628e-06 |  | 1.361517678778077e+003 | 4.8181e-06 |  | 1362.4617 | 4.0026e-06 | 26.5493 | 4.0026e-06
1.362461738066624e+003 | 1.5076e-07 | 1362.4617 | 1.362461738066624e+003 | 2.7843e-06 |  | 1.362461738066624e+003 | 5.5627e-06 |  | 1.362461738066624e+003 | 4.818e-06 |  | 1363.4065 | 4.0026e-06 | 26.5498 | 4.0026e-06
1.363406451954045e+003 | 1.5076e-07 | 1363.4065 | 1.363406451954045e+003 | 2.7842e-06 |  | 1.363406451954045e+003 | 5.5625e-06 |  | 1.363406451954045e+003 | 4.8179e-06 |  | 1364.3518 | 4.0026e-06 | 26.5504 | 4.0026e-06
1.364351820894231e+003 | 1.5075e-07 | 1364.3518 | 1.364351820894231e+003 | 2.7842e-06 |  | 1.364351820894231e+003 | 5.5624e-06 |  | 1.364351820894231e+003 | 4.8178e-06 |  | 1365.2978 | 4.0026e-06 | 26.5509 | 4.0026e-06
1.365297845341388e+003 | 1.5075e-07 | 1365.2978 | 1.365297845341388e+003 | 2.7841e-06 |  | 1.365297845341388e+003 | 5.5623e-06 |  | 1.365297845341388e+003 | 4.8176e-06 |  | 1366.2445 | 4.0026e-06 | 26.5514 | 4.0026e-06
1.366244525750037e+003 | 1.5075e-07 | 1366.2445 | 1.366244525750037e+003 | 2.784e-06 |  | 1.366244525750037e+003 | 5.5622e-06 |  | 1.366244525750037e+003 | 4.8175e-06 |  | 1367.1919 | 4.0026e-06 | 26.5519 | 4.0026e-06
1.367191862575011e+003 | 1.5074e-07 | 1367.1919 | 1.367191862575011e+003 | 2.784e-06 |  | 1.367191862575011e+003 | 5.562e-06 |  | 1.367191862575011e+003 | 4.8174e-06 |  | 1368.1399 | 4.0026e-06 | 26.5525 | 4.0026e-06
1.368139856271463e+003 | 1.5074e-07 | 1368.1399 | 1.368139856271463e+003 | 2.7839e-06 |  | 1.368139856271463e+003 | 5.5619e-06 |  | 1.368139856271463e+003 | 4.8173e-06 |  | 1369.0885 | 4.0026e-06 | 26.553 | 4.0026e-06
1.369088507294858e+003 | 1.5074e-07 | 1369.0885 | 1.369088507294858e+003 | 2.7838e-06 |  | 1.369088507294858e+003 | 5.5618e-06 |  | 1.369088507294858e+003 | 4.8172e-06 |  | 1370.0378 | 4.0026e-06 | 26.5535 | 4.0026e-06
1.370037816100980e+003 | 1.5074e-07 | 1370.0378 | 1.370037816100980e+003 | 2.7838e-06 |  | 1.370037816100980e+003 | 5.5617e-06 |  | 1.370037816100980e+003 | 4.8171e-06 |  | 1370.9878 | 4.0026e-06 | 26.554 | 4.0026e-06
1.370987783145926e+003 | 1.5073e-07 | 1370.9878 | 1.370987783145926e+003 | 2.7837e-06 |  | 1.370987783145926e+003 | 5.5615e-06 |  | 1.370987783145926e+003 | 4.817e-06 |  | 1371.9384 | 4.0026e-06 | 26.5545 | 4.0026e-06
1.371938408886110e+003 | 1.5073e-07 | 1371.9384 | 1.371938408886110e+003 | 2.7837e-06 |  | 1.371938408886110e+003 | 5.5614e-06 |  | 1.371938408886110e+003 | 4.8169e-06 |  | 1372.8897 | 4.0026e-06 | 26.5551 | 4.0026e-06
1.372889693778265e+003 | 1.5073e-07 | 1372.8897 | 1.372889693778265e+003 | 2.7836e-06 |  | 1.372889693778265e+003 | 5.5613e-06 |  | 1.372889693778265e+003 | 4.8168e-06 |  | 1373.8416 | 4.0026e-06 | 26.5556 | 4.0026e-06
1.373841638279436e+003 | 1.5072e-07 | 1373.8416 | 1.373841638279436e+003 | 2.7835e-06 |  | 1.373841638279436e+003 | 5.5611e-06 |  | 1.373841638279436e+003 | 4.8167e-06 |  | 1374.7942 | 4.0026e-06 | 26.5561 | 4.0026e-06
1.374794242846991e+003 | 1.5072e-07 | 1374.7942 | 1.374794242846991e+003 | 2.7835e-06 |  | 1.374794242846991e+003 | 5.561e-06 |  | 1.374794242846991e+003 | 4.8166e-06 |  | 1375.7475 | 4.0026e-06 | 26.5566 | 4.0026e-06
1.375747507938609e+003 | 1.5072e-07 | 1375.7475 | 1.375747507938609e+003 | 2.7834e-06 |  | 1.375747507938609e+003 | 5.5609e-06 |  | 1.375747507938609e+003 | 4.8164e-06 |  | 1376.7014 | 4.0026e-06 | 26.5572 | 4.0026e-06
1.376701434012290e+003 | 1.5071e-07 | 1376.7014 | 1.376701434012290e+003 | 2.7833e-06 |  | 1.376701434012290e+003 | 5.5608e-06 |  | 1.376701434012290e+003 | 4.8163e-06 |  | 1377.656 | 4.0026e-06 | 26.5577 | 4.0026e-06
1.377656021526351e+003 | 1.5071e-07 | 1377.656 | 1.377656021526351e+003 | 2.7833e-06 |  | 1.377656021526351e+003 | 5.5606e-06 |  | 1.377656021526351e+003 | 4.8162e-06 |  | 1378.6113 | 4.0026e-06 | 26.5582 | 4.0026e-06
1.378611270939426e+003 | 1.5071e-07 | 1378.6113 | 1.378611270939426e+003 | 2.7832e-06 |  | 1.378611270939426e+003 | 5.5605e-06 |  | 1.378611270939426e+003 | 4.8161e-06 |  | 1379.5672 | 4.0026e-06 | 26.5587 | 4.0026e-06
1.379567182710468e+003 | 1.507e-07 | 1379.5672 | 1.379567182710468e+003 | 2.7831e-06 |  | 1.379567182710468e+003 | 5.5604e-06 |  | 1.379567182710468e+003 | 4.816e-06 |  | 1380.5238 | 4.0026e-06 | 26.5593 | 4.0026e-06
1.380523757298747e+003 | 1.507e-07 | 1380.5238 | 1.380523757298747e+003 | 2.7831e-06 |  | 1.380523757298747e+003 | 5.5603e-06 |  | 1.380523757298747e+003 | 4.8159e-06 |  | 1381.481 | 4.0026e-06 | 26.5598 | 4.0026e-06
1.381480995163853e+003 | 1.507e-07 | 1381.481 | 1.381480995163853e+003 | 2.783e-06 |  | 1.381480995163853e+003 | 5.5601e-06 |  | 1.381480995163853e+003 | 4.8158e-06 |  | 1382.4389 | 4.0026e-06 | 26.5603 | 4.0026e-06
1.382438896765693e+003 | 1.507e-07 | 1382.4389 | 1.382438896765693e+003 | 2.783e-06 |  | 1.382438896765693e+003 | 5.56e-06 |  | 1.382438896765693e+003 | 4.8157e-06 |  | 1383.3975 | 4.0026e-06 | 26.5609 | 4.0026e-06
1.383397462564494e+003 | 1.5069e-07 | 1383.3975 | 1.383397462564494e+003 | 2.7829e-06 |  | 1.383397462564494e+003 | 5.5599e-06 |  | 1.383397462564494e+003 | 4.8156e-06 |  | 1384.3567 | 4.0026e-06 | 26.5614 | 4.0026e-06
1.384356693020802e+003 | 1.5069e-07 | 1384.3567 | 1.384356693020802e+003 | 2.7828e-06 |  | 1.384356693020802e+003 | 5.5597e-06 |  | 1.384356693020802e+003 | 4.8154e-06 |  | 1385.3166 | 4.0026e-06 | 26.5619 | 4.0026e-06
1.385316588595482e+003 | 1.5069e-07 | 1385.3166 | 1.385316588595482e+003 | 2.7828e-06 |  | 1.385316588595482e+003 | 5.5596e-06 |  | 1.385316588595482e+003 | 4.8153e-06 |  | 1386.2771 | 4.0026e-06 | 26.5624 | 4.0026e-06
1.386277149749719e+003 | 1.5068e-07 | 1386.2771 | 1.386277149749719e+003 | 2.7827e-06 |  | 1.386277149749719e+003 | 5.5595e-06 |  | 1.386277149749719e+003 | 4.8152e-06 |  | 1387.2384 | 4.0026e-06 | 26.563 | 4.0026e-06
1.387238376945018e+003 | 1.5068e-07 | 1387.2384 | 1.387238376945018e+003 | 2.7826e-06 |  | 1.387238376945018e+003 | 5.5594e-06 |  | 1.387238376945018e+003 | 4.8151e-06 |  | 1388.2003 | 4.0026e-06 | 26.5635 | 4.0026e-06
1.388200270643202e+003 | 1.5068e-07 | 1388.2003 | 1.388200270643202e+003 | 2.7826e-06 |  | 1.388200270643202e+003 | 5.5592e-06 |  | 1.388200270643202e+003 | 4.815e-06 |  | 1389.1628 | 4.0026e-06 | 26.564 | 4.0026e-06
1.389162831306417e+003 | 1.5067e-07 | 1389.1628 | 1.389162831306417e+003 | 2.7825e-06 |  | 1.389162831306417e+003 | 5.5591e-06 |  | 1.389162831306417e+003 | 4.8149e-06 |  | 1390.1261 | 4.0026e-06 | 26.5646 | 4.0026e-06
1.390126059397128e+003 | 1.5067e-07 | 1390.1261 | 1.390126059397128e+003 | 2.7824e-06 |  | 1.390126059397128e+003 | 5.559e-06 |  | 1.390126059397128e+003 | 4.8148e-06 |  | 1391.09 | 4.0026e-06 | 26.5651 | 4.0026e-06
1.391089955378121e+003 | 1.5067e-07 | 1391.09 | 1.391089955378121e+003 | 2.7824e-06 |  | 1.391089955378121e+003 | 5.5588e-06 |  | 1.391089955378121e+003 | 4.8147e-06 |  | 1392.0545 | 4.0026e-06 | 26.5656 | 4.0026e-06
1.392054519712502e+003 | 1.5066e-07 | 1392.0545 | 1.392054519712502e+003 | 2.7823e-06 |  | 1.392054519712502e+003 | 5.5587e-06 |  | 1.392054519712502e+003 | 4.8145e-06 |  | 1393.0198 | 4.0026e-06 | 26.5661 | 4.0026e-06
1.393019752863699e+003 | 1.5066e-07 | 1393.0198 | 1.393019752863699e+003 | 2.7822e-06 |  | 1.393019752863699e+003 | 5.5586e-06 |  | 1.393019752863699e+003 | 4.8144e-06 |  | 1393.9857 | 4.0026e-06 | 26.5667 | 4.0026e-06
1.393985655295462e+003 | 1.5066e-07 | 1393.9857 | 1.393985655295462e+003 | 2.7822e-06 |  | 1.393985655295462e+003 | 5.5584e-06 |  | 1.393985655295462e+003 | 4.8143e-06 |  | 1394.9522 | 4.0026e-06 | 26.5672 | 4.0026e-06
1.394952227471861e+003 | 1.5066e-07 | 1394.9522 | 1.394952227471861e+003 | 2.7821e-06 |  | 1.394952227471861e+003 | 5.5583e-06 |  | 1.394952227471861e+003 | 4.8142e-06 |  | 1395.9195 | 4.0026e-06 | 26.5677 | 4.0026e-06
1.395919469857289e+003 | 1.5065e-07 | 1395.9195 | 1.395919469857289e+003 | 2.782e-06 |  | 1.395919469857289e+003 | 5.5582e-06 |  | 1.395919469857289e+003 | 4.8141e-06 |  | 1396.8874 | 4.0026e-06 | 26.5683 | 4.0026e-06
1.396887382916460e+003 | 1.5065e-07 | 1396.8874 | 1.396887382916460e+003 | 2.782e-06 |  | 1.396887382916460e+003 | 5.5581e-06 |  | 1.396887382916460e+003 | 4.814e-06 |  | 1397.856 | 4.0026e-06 | 26.5688 | 4.0026e-06
1.397855967114411e+003 | 1.5065e-07 | 1397.856 | 1.397855967114411e+003 | 2.7819e-06 |  | 1.397855967114411e+003 | 5.5579e-06 |  | 1.397855967114411e+003 | 4.8139e-06 |  | 1398.8252 | 4.0026e-06 | 26.5694 | 4.0026e-06
1.398825222916502e+003 | 1.5064e-07 | 1398.8252 | 1.398825222916502e+003 | 2.7819e-06 |  | 1.398825222916502e+003 | 5.5578e-06 |  | 1.398825222916502e+003 | 4.8138e-06 |  | 1399.7952 | 4.0026e-06 | 26.5699 | 4.0026e-06
1.399795150788414e+003 | 1.5064e-07 | 1399.7952 | 1.399795150788414e+003 | 2.7818e-06 |  | 1.399795150788414e+003 | 5.5577e-06 |  | 1.399795150788414e+003 | 4.8136e-06 |  | 1400.7658 | 4.0026e-06 | 26.5704 | 4.0026e-06
1.400765751196152e+003 | 1.5064e-07 | 1400.7658 | 1.400765751196152e+003 | 2.7817e-06 |  | 1.400765751196152e+003 | 5.5575e-06 |  | 1.400765751196152e+003 | 4.8135e-06 |  | 1401.737 | 4.0026e-06 | 26.571 | 4.0026e-06
1.401737024606043e+003 | 1.5063e-07 | 1401.737 | 1.401737024606043e+003 | 2.7817e-06 |  | 1.401737024606043e+003 | 5.5574e-06 |  | 1.401737024606043e+003 | 4.8134e-06 |  | 1402.709 | 4.0026e-06 | 26.5715 | 4.0026e-06
1.402708971484741e+003 | 1.5063e-07 | 1402.709 | 1.402708971484741e+003 | 2.7816e-06 |  | 1.402708971484741e+003 | 5.5573e-06 |  | 1.402708971484741e+003 | 4.8133e-06 |  | 1403.6816 | 4.0026e-06 | 26.572 | 4.0026e-06
1.403681592299217e+003 | 1.5063e-07 | 1403.6816 | 1.403681592299217e+003 | 2.7815e-06 |  | 1.403681592299217e+003 | 5.5571e-06 |  | 1.403681592299217e+003 | 4.8132e-06 |  | 1404.6549 | 4.0026e-06 | 26.5726 | 4.0026e-06
1.404654887516773e+003 | 1.5062e-07 | 1404.6549 | 1.404654887516773e+003 | 2.7815e-06 |  | 1.404654887516773e+003 | 5.557e-06 |  | 1.404654887516773e+003 | 4.8131e-06 |  | 1405.6289 | 4.0026e-06 | 26.5731 | 4.0026e-06
1.405628857605030e+003 | 1.5062e-07 | 1405.6289 | 1.405628857605030e+003 | 2.7814e-06 |  | 1.405628857605030e+003 | 5.5569e-06 |  | 1.405628857605030e+003 | 4.813e-06 |  | 1406.6035 | 4.0026e-06 | 26.5736 | 4.0026e-06
1.406603503031935e+003 | 1.5062e-07 | 1406.6035 | 1.406603503031935e+003 | 2.7813e-06 |  | 1.406603503031935e+003 | 5.5567e-06 |  | 1.406603503031935e+003 | 4.8128e-06 |  | 1407.5788 | 4.0026e-06 | 26.5742 | 4.0026e-06
1.407578824265759e+003 | 1.5062e-07 | 1407.5788 | 1.407578824265759e+003 | 2.7813e-06 |  | 1.407578824265759e+003 | 5.5566e-06 |  | 1.407578824265759e+003 | 4.8127e-06 |  | 1408.5548 | 4.0026e-06 | 26.5747 | 4.0026e-06
1.408554821775099e+003 | 1.5061e-07 | 1408.5548 | 1.408554821775099e+003 | 2.7812e-06 |  | 1.408554821775099e+003 | 5.5565e-06 |  | 1.408554821775099e+003 | 4.8126e-06 |  | 1409.5315 | 4.0026e-06 | 26.5753 | 4.0026e-06
1.409531496028875e+003 | 1.5061e-07 | 1409.5315 | 1.409531496028875e+003 | 2.7811e-06 |  | 1.409531496028875e+003 | 5.5563e-06 |  | 1.409531496028875e+003 | 4.8125e-06 |  | 1410.5088 | 4.0026e-06 | 26.5758 | 4.0026e-06
1.410508847496334e+003 | 1.5061e-07 | 1410.5088 | 1.410508847496334e+003 | 2.7811e-06 |  | 1.410508847496334e+003 | 5.5562e-06 |  | 1.410508847496334e+003 | 4.8124e-06 |  | 1411.4869 | 4.0025e-06 | 26.5763 | 4.0025e-06
1.411486876647047e+003 | 1.506e-07 | 1411.4869 | 1.411486876647047e+003 | 2.781e-06 |  | 1.411486876647047e+003 | 5.5561e-06 |  | 1.411486876647047e+003 | 4.8123e-06 |  | 1412.4656 | 4.0025e-06 | 26.5769 | 4.0025e-06
1.412465583950911e+003 | 1.506e-07 | 1412.4656 | 1.412465583950911e+003 | 2.7809e-06 |  | 1.412465583950911e+003 | 5.5559e-06 |  | 1.412465583950911e+003 | 4.8121e-06 |  | 1413.445 | 4.0025e-06 | 26.5774 | 4.0025e-06
1.413444969878149e+003 | 1.506e-07 | 1413.445 | 1.413444969878149e+003 | 2.7809e-06 |  | 1.413444969878149e+003 | 5.5558e-06 |  | 1.413444969878149e+003 | 4.812e-06 |  | 1414.425 | 4.0025e-06 | 26.5779 | 4.0025e-06
1.414425034899311e+003 | 1.5059e-07 | 1414.425 | 1.414425034899311e+003 | 2.7808e-06 |  | 1.414425034899311e+003 | 5.5557e-06 |  | 1.414425034899311e+003 | 4.8119e-06 |  | 1415.4058 | 4.0025e-06 | 26.5785 | 4.0025e-06
1.415405779485270e+003 | 1.5059e-07 | 1415.4058 | 1.415405779485270e+003 | 2.7807e-06 |  | 1.415405779485270e+003 | 5.5555e-06 |  | 1.415405779485270e+003 | 4.8118e-06 |  | 1416.3872 | 4.0025e-06 | 26.579 | 4.0025e-06
1.416387204107229e+003 | 1.5059e-07 | 1416.3872 | 1.416387204107229e+003 | 2.7807e-06 |  | 1.416387204107229e+003 | 5.5554e-06 |  | 1.416387204107229e+003 | 4.8117e-06 |  | 1417.3693 | 4.0025e-06 | 26.5796 | 4.0025e-06
1.417369309236717e+003 | 1.5058e-07 | 1417.3693 | 1.417369309236717e+003 | 2.7806e-06 |  | 1.417369309236717e+003 | 5.5553e-06 |  | 1.417369309236717e+003 | 4.8116e-06 |  | 1418.3521 | 4.0025e-06 | 26.5801 | 4.0025e-06
1.418352095345588e+003 | 1.5058e-07 | 1418.3521 | 1.418352095345588e+003 | 2.7805e-06 |  | 1.418352095345588e+003 | 5.5551e-06 |  | 1.418352095345588e+003 | 4.8114e-06 |  | 1419.3356 | 4.0025e-06 | 26.5807 | 4.0025e-06
1.419335562906025e+003 | 1.5058e-07 | 1419.3356 | 1.419335562906025e+003 | 2.7805e-06 |  | 1.419335562906025e+003 | 5.555e-06 |  | 1.419335562906025e+003 | 4.8113e-06 |  | 1420.3197 | 4.0025e-06 | 26.5812 | 4.0025e-06
1.420319712390539e+003 | 1.5057e-07 | 1420.3197 | 1.420319712390539e+003 | 2.7804e-06 |  | 1.420319712390539e+003 | 5.5549e-06 |  | 1.420319712390539e+003 | 4.8112e-06 |  | 1421.3045 | 4.0025e-06 | 26.5817 | 4.0025e-06
1.421304544271967e+003 | 1.5057e-07 | 1421.3045 | 1.421304544271967e+003 | 2.7803e-06 |  | 1.421304544271967e+003 | 5.5547e-06 |  | 1.421304544271967e+003 | 4.8111e-06 |  | 1422.2901 | 4.0025e-06 | 26.5823 | 4.0025e-06
1.422290059023474e+003 | 1.5057e-07 | 1422.2901 | 1.422290059023474e+003 | 2.7802e-06 |  | 1.422290059023474e+003 | 5.5546e-06 |  | 1.422290059023474e+003 | 4.811e-06 |  | 1423.2763 | 4.0025e-06 | 26.5828 | 4.0025e-06
1.423276257118554e+003 | 1.5056e-07 | 1423.2763 | 1.423276257118554e+003 | 2.7802e-06 |  | 1.423276257118554e+003 | 5.5544e-06 |  | 1.423276257118554e+003 | 4.8109e-06 |  | 1424.2631 | 4.0025e-06 | 26.5834 | 4.0025e-06
1.424263139031029e+003 | 1.5056e-07 | 1424.2631 | 1.424263139031029e+003 | 2.7801e-06 |  | 1.424263139031029e+003 | 5.5543e-06 |  | 1.424263139031029e+003 | 4.8107e-06 |  | 1425.2507 | 4.0025e-06 | 26.5839 | 4.0025e-06
1.425250705235049e+003 | 1.5056e-07 | 1425.2507 | 1.425250705235049e+003 | 2.78e-06 |  | 1.425250705235049e+003 | 5.5542e-06 |  | 1.425250705235049e+003 | 4.8106e-06 |  | 1426.239 | 4.0025e-06 | 26.5845 | 4.0025e-06
1.426238956205093e+003 | 1.5056e-07 | 1426.239 | 1.426238956205093e+003 | 2.78e-06 |  | 1.426238956205093e+003 | 5.554e-06 |  | 1.426238956205093e+003 | 4.8105e-06 |  | 1427.2279 | 4.0025e-06 | 26.585 | 4.0025e-06
1.427227892415970e+003 | 1.5055e-07 | 1427.2279 | 1.427227892415970e+003 | 2.7799e-06 |  | 1.427227892415970e+003 | 5.5539e-06 |  | 1.427227892415970e+003 | 4.8104e-06 |  | 1428.2175 | 4.0025e-06 | 26.5856 | 4.0025e-06
1.428217514342816e+003 | 1.5055e-07 | 1428.2175 | 1.428217514342816e+003 | 2.7798e-06 |  | 1.428217514342816e+003 | 5.5538e-06 |  | 1.428217514342816e+003 | 4.8103e-06 |  | 1429.2078 | 4.0025e-06 | 26.5861 | 4.0025e-06
1.429207822461100e+003 | 1.5055e-07 | 1429.2078 | 1.429207822461100e+003 | 2.7798e-06 |  | 1.429207822461100e+003 | 5.5536e-06 |  | 1.429207822461100e+003 | 4.8102e-06 |  | 1430.1988 | 4.0025e-06 | 26.5867 | 4.0025e-06
1.430198817246616e+003 | 1.5054e-07 | 1430.1988 | 1.430198817246616e+003 | 2.7797e-06 |  | 1.430198817246616e+003 | 5.5535e-06 |  | 1.430198817246616e+003 | 4.81e-06 |  | 1431.1905 | 4.0025e-06 | 26.5872 | 4.0025e-06
1.431190499175493e+003 | 1.5054e-07 | 1431.1905 | 1.431190499175493e+003 | 2.7796e-06 |  | 1.431190499175493e+003 | 5.5534e-06 |  | 1.431190499175493e+003 | 4.8099e-06 |  | 1432.1829 | 4.0025e-06 | 26.5878 | 4.0025e-06
1.432182868724186e+003 | 1.5054e-07 | 1432.1829 | 1.432182868724186e+003 | 2.7796e-06 |  | 1.432182868724186e+003 | 5.5532e-06 |  | 1.432182868724186e+003 | 4.8098e-06 |  | 1433.1759 | 4.0025e-06 | 26.5883 | 4.0025e-06
1.433175926369482e+003 | 1.5053e-07 | 1433.1759 | 1.433175926369482e+003 | 2.7795e-06 |  | 1.433175926369482e+003 | 5.5531e-06 |  | 1.433175926369482e+003 | 4.8097e-06 |  | 1434.1697 | 4.0025e-06 | 26.5889 | 4.0025e-06
1.434169672588499e+003 | 1.5053e-07 | 1434.1697 | 1.434169672588499e+003 | 2.7794e-06 |  | 1.434169672588499e+003 | 5.5529e-06 |  | 1.434169672588499e+003 | 4.8096e-06 |  | 1435.1641 | 4.0025e-06 | 26.5894 | 4.0025e-06
1.435164107858685e+003 | 1.5053e-07 | 1435.1641 | 1.435164107858685e+003 | 2.7794e-06 |  | 1.435164107858685e+003 | 5.5528e-06 |  | 1.435164107858685e+003 | 4.8094e-06 |  | 1436.1592 | 4.0025e-06 | 26.59 | 4.0025e-06
1.436159232657820e+003 | 1.5052e-07 | 1436.1592 | 1.436159232657820e+003 | 2.7793e-06 |  | 1.436159232657820e+003 | 5.5527e-06 |  | 1.436159232657820e+003 | 4.8093e-06 |  | 1437.155 | 4.0025e-06 | 26.5905 | 4.0025e-06
1.437155047464014e+003 | 1.5052e-07 | 1437.155 | 1.437155047464014e+003 | 2.7792e-06 |  | 1.437155047464014e+003 | 5.5525e-06 |  | 1.437155047464014e+003 | 4.8092e-06 |  | 1438.1516 | 4.0025e-06 | 26.5911 | 4.0025e-06
1.438151552755710e+003 | 1.5052e-07 | 1438.1516 | 1.438151552755710e+003 | 2.7791e-06 |  | 1.438151552755710e+003 | 5.5524e-06 |  | 1.438151552755710e+003 | 4.8091e-06 |  | 1439.1487 | 4.0025e-06 | 26.5916 | 4.0025e-06
1.439148749011682e+003 | 1.5051e-07 | 1439.1487 | 1.439148749011682e+003 | 2.7791e-06 |  | 1.439148749011682e+003 | 5.5523e-06 |  | 1.439148749011682e+003 | 4.809e-06 |  | 1440.1466 | 4.0025e-06 | 26.5922 | 4.0025e-06
1.440146636711035e+003 | 1.5051e-07 | 1440.1466 | 1.440146636711035e+003 | 2.779e-06 |  | 1.440146636711035e+003 | 5.5521e-06 |  | 1.440146636711035e+003 | 4.8088e-06 |  | 1441.1452 | 4.0025e-06 | 26.5927 | 4.0025e-06
1.441145216333208e+003 | 1.5051e-07 | 1441.1452 | 1.441145216333208e+003 | 2.7789e-06 |  | 1.441145216333208e+003 | 5.552e-06 |  | 1.441145216333208e+003 | 4.8087e-06 |  | 1442.1445 | 4.0025e-06 | 26.5933 | 4.0025e-06
1.442144488357972e+003 | 1.505e-07 | 1442.1445 | 1.442144488357972e+003 | 2.7789e-06 |  | 1.442144488357972e+003 | 5.5518e-06 |  | 1.442144488357972e+003 | 4.8086e-06 |  | 1443.1445 | 4.0025e-06 | 26.5938 | 4.0025e-06
1.443144453265429e+003 | 1.505e-07 | 1443.1445 | 1.443144453265429e+003 | 2.7788e-06 |  | 1.443144453265429e+003 | 5.5517e-06 |  | 1.443144453265429e+003 | 4.8085e-06 |  | 1444.1451 | 4.0025e-06 | 26.5944 | 4.0025e-06
1.444145111536016e+003 | 1.505e-07 | 1444.1451 | 1.444145111536016e+003 | 2.7787e-06 |  | 1.444145111536016e+003 | 5.5516e-06 |  | 1.444145111536016e+003 | 4.8084e-06 |  | 1445.1465 | 4.0025e-06 | 26.5949 | 4.0025e-06
1.445146463650502e+003 | 1.5049e-07 | 1445.1465 | 1.445146463650502e+003 | 2.7787e-06 |  | 1.445146463650502e+003 | 5.5514e-06 |  | 1.445146463650502e+003 | 4.8082e-06 |  | 1446.1485 | 4.0025e-06 | 26.5955 | 4.0025e-06
1.446148510089990e+003 | 1.5049e-07 | 1446.1485 | 1.446148510089990e+003 | 2.7786e-06 |  | 1.446148510089990e+003 | 5.5513e-06 |  | 1.446148510089990e+003 | 4.8081e-06 |  | 1447.1513 | 4.0025e-06 | 26.5961 | 4.0025e-06
1.447151251335916e+003 | 1.5049e-07 | 1447.1513 | 1.447151251335916e+003 | 2.7785e-06 |  | 1.447151251335916e+003 | 5.5511e-06 |  | 1.447151251335916e+003 | 4.808e-06 |  | 1448.1547 | 4.0025e-06 | 26.5966 | 4.0025e-06
1.448154687870050e+003 | 1.5049e-07 | 1448.1547 | 1.448154687870050e+003 | 2.7785e-06 |  | 1.448154687870050e+003 | 5.551e-06 |  | 1.448154687870050e+003 | 4.8079e-06 |  | 1449.1588 | 4.0025e-06 | 26.5972 | 4.0025e-06
1.449158820174497e+003 | 1.5048e-07 | 1449.1588 | 1.449158820174497e+003 | 2.7784e-06 |  | 1.449158820174497e+003 | 5.5509e-06 |  | 1.449158820174497e+003 | 4.8077e-06 |  | 1450.1636 | 4.0025e-06 | 26.5977 | 4.0025e-06
1.450163648731694e+003 | 1.5048e-07 | 1450.1636 | 1.450163648731694e+003 | 2.7783e-06 |  | 1.450163648731694e+003 | 5.5507e-06 |  | 1.450163648731694e+003 | 4.8076e-06 |  | 1451.1692 | 4.0025e-06 | 26.5983 | 4.0025e-06
1.451169174024415e+003 | 1.5048e-07 | 1451.1692 | 1.451169174024415e+003 | 2.7782e-06 |  | 1.451169174024415e+003 | 5.5506e-06 |  | 1.451169174024415e+003 | 4.8075e-06 |  | 1452.1754 | 4.0025e-06 | 26.5988 | 4.0025e-06
1.452175396535767e+003 | 1.5047e-07 | 1452.1754 | 1.452175396535767e+003 | 2.7782e-06 |  | 1.452175396535767e+003 | 5.5504e-06 |  | 1.452175396535767e+003 | 4.8074e-06 |  | 1453.1823 | 4.0025e-06 | 26.5994 | 4.0025e-06
1.453182316749193e+003 | 1.5047e-07 | 1453.1823 | 1.453182316749193e+003 | 2.7781e-06 |  | 1.453182316749193e+003 | 5.5503e-06 |  | 1.453182316749193e+003 | 4.8073e-06 |  | 1454.1899 | 4.0025e-06 | 26.6 | 4.0025e-06
1.454189935148471e+003 | 1.5047e-07 | 1454.1899 | 1.454189935148471e+003 | 2.778e-06 |  | 1.454189935148471e+003 | 5.5501e-06 |  | 1.454189935148471e+003 | 4.8071e-06 |  | 1455.1983 | 4.0025e-06 | 26.6005 | 4.0025e-06
1.455198252217713e+003 | 1.5046e-07 | 1455.1983 | 1.455198252217713e+003 | 2.778e-06 |  | 1.455198252217713e+003 | 5.55e-06 |  | 1.455198252217713e+003 | 4.807e-06 |  | 1456.2073 | 4.0025e-06 | 26.6011 | 4.0025e-06
1.456207268441370e+003 | 1.5046e-07 | 1456.2073 | 1.456207268441370e+003 | 2.7779e-06 |  | 1.456207268441370e+003 | 5.5499e-06 |  | 1.456207268441370e+003 | 4.8069e-06 |  | 1457.217 | 4.0025e-06 | 26.6016 | 4.0025e-06
1.457216984304226e+003 | 1.5046e-07 | 1457.217 | 1.457216984304226e+003 | 2.7778e-06 |  | 1.457216984304226e+003 | 5.5497e-06 |  | 1.457216984304226e+003 | 4.8068e-06 |  | 1458.2274 | 4.0025e-06 | 26.6022 | 4.0025e-06
1.458227400291403e+003 | 1.5045e-07 | 1458.2274 | 1.458227400291403e+003 | 2.7777e-06 |  | 1.458227400291403e+003 | 5.5496e-06 |  | 1.458227400291403e+003 | 4.8066e-06 |  | 1459.2385 | 4.0025e-06 | 26.6028 | 4.0025e-06
1.459238516888356e+003 | 1.5045e-07 | 1459.2385 | 1.459238516888356e+003 | 2.7777e-06 |  | 1.459238516888356e+003 | 5.5494e-06 |  | 1.459238516888356e+003 | 4.8065e-06 |  | 1460.2503 | 4.0025e-06 | 26.6033 | 4.0025e-06
1.460250334580881e+003 | 1.5045e-07 | 1460.2503 | 1.460250334580881e+003 | 2.7776e-06 |  | 1.460250334580881e+003 | 5.5493e-06 |  | 1.460250334580881e+003 | 4.8064e-06 |  | 1461.2629 | 4.0025e-06 | 26.6039 | 4.0025e-06
1.461262853855109e+003 | 1.5044e-07 | 1461.2629 | 1.461262853855109e+003 | 2.7775e-06 |  | 1.461262853855109e+003 | 5.5492e-06 |  | 1.461262853855109e+003 | 4.8063e-06 |  | 1462.2761 | 4.0025e-06 | 26.6044 | 4.0025e-06
1.462276075197507e+003 | 1.5044e-07 | 1462.2761 | 1.462276075197507e+003 | 2.7775e-06 |  | 1.462276075197507e+003 | 5.549e-06 |  | 1.462276075197507e+003 | 4.8062e-06 |  | 1463.29 | 4.0025e-06 | 26.605 | 4.0025e-06
1.463289999094880e+003 | 1.5044e-07 | 1463.29 | 1.463289999094880e+003 | 2.7774e-06 |  | 1.463289999094880e+003 | 5.5489e-06 |  | 1.463289999094880e+003 | 4.806e-06 |  | 1464.3046 | 4.0025e-06 | 26.6056 | 4.0025e-06
1.464304626034372e+003 | 1.5043e-07 | 1464.3046 | 1.464304626034372e+003 | 2.7773e-06 |  | 1.464304626034372e+003 | 5.5487e-06 |  | 1.464304626034372e+003 | 4.8059e-06 |  | 1465.32 | 4.0025e-06 | 26.6061 | 4.0025e-06
1.465319956503463e+003 | 1.5043e-07 | 1465.32 | 1.465319956503463e+003 | 2.7772e-06 |  | 1.465319956503463e+003 | 5.5486e-06 |  | 1.465319956503463e+003 | 4.8058e-06 |  | 1466.336 | 4.0025e-06 | 26.6067 | 4.0025e-06
1.466335990989972e+003 | 1.5043e-07 | 1466.336 | 1.466335990989972e+003 | 2.7772e-06 |  | 1.466335990989972e+003 | 5.5484e-06 |  | 1.466335990989972e+003 | 4.8057e-06 |  | 1467.3527 | 4.0025e-06 | 26.6073 | 4.0025e-06
1.467352729982055e+003 | 1.5042e-07 | 1467.3527 | 1.467352729982055e+003 | 2.7771e-06 |  | 1.467352729982055e+003 | 5.5483e-06 |  | 1.467352729982055e+003 | 4.8055e-06 |  | 1468.3702 | 4.0025e-06 | 26.6078 | 4.0025e-06
1.468370173968208e+003 | 1.5042e-07 | 1468.3702 | 1.468370173968208e+003 | 2.777e-06 |  | 1.468370173968208e+003 | 5.5481e-06 |  | 1.468370173968208e+003 | 4.8054e-06 |  | 1469.3883 | 4.0024e-06 | 26.6084 | 4.0024e-06
1.469388323437265e+003 | 1.5042e-07 | 1469.3883 | 1.469388323437265e+003 | 2.777e-06 |  | 1.469388323437265e+003 | 5.548e-06 |  | 1.469388323437265e+003 | 4.8053e-06 |  | 1470.4072 | 4.0024e-06 | 26.609 | 4.0024e-06
1.470407178878399e+003 | 1.5041e-07 | 1470.4072 | 1.470407178878399e+003 | 2.7769e-06 |  | 1.470407178878399e+003 | 5.5479e-06 |  | 1.470407178878399e+003 | 4.8052e-06 |  | 1471.4267 | 4.0024e-06 | 26.6095 | 4.0024e-06
1.471426740781122e+003 | 1.5041e-07 | 1471.4267 | 1.471426740781122e+003 | 2.7768e-06 |  | 1.471426740781122e+003 | 5.5477e-06 |  | 1.471426740781122e+003 | 4.805e-06 |  | 1472.447 | 4.0024e-06 | 26.6101 | 4.0024e-06
1.472447009635285e+003 | 1.5041e-07 | 1472.447 | 1.472447009635285e+003 | 2.7767e-06 |  | 1.472447009635285e+003 | 5.5476e-06 |  | 1.472447009635285e+003 | 4.8049e-06 |  | 1473.468 | 4.0024e-06 | 26.6107 | 4.0024e-06
1.473467985931081e+003 | 1.504e-07 | 1473.468 | 1.473467985931081e+003 | 2.7767e-06 |  | 1.473467985931081e+003 | 5.5474e-06 |  | 1.473467985931081e+003 | 4.8048e-06 |  | 1474.4897 | 4.0024e-06 | 26.6112 | 4.0024e-06
1.474489670159039e+003 | 1.504e-07 | 1474.4897 | 1.474489670159039e+003 | 2.7766e-06 |  | 1.474489670159039e+003 | 5.5473e-06 |  | 1.474489670159039e+003 | 4.8046e-06 |  | 1475.5121 | 4.0024e-06 | 26.6118 | 4.0024e-06
1.475512062810032e+003 | 1.504e-07 | 1475.5121 | 1.475512062810032e+003 | 2.7765e-06 |  | 1.475512062810032e+003 | 5.5471e-06 |  | 1.475512062810032e+003 | 4.8045e-06 |  | 1476.5352 | 4.0024e-06 | 26.6124 | 4.0024e-06
1.476535164375271e+003 | 1.5039e-07 | 1476.5352 | 1.476535164375271e+003 | 2.7764e-06 |  | 1.476535164375271e+003 | 5.547e-06 |  | 1.476535164375271e+003 | 4.8044e-06 |  | 1477.559 | 4.0024e-06 | 26.613 | 4.0024e-06
1.477558975346308e+003 | 1.5039e-07 | 1477.559 | 1.477558975346308e+003 | 2.7764e-06 |  | 1.477558975346308e+003 | 5.5468e-06 |  | 1.477558975346308e+003 | 4.8043e-06 |  | 1478.5835 | 4.0024e-06 | 26.6135 | 4.0024e-06
1.478583496215037e+003 | 1.5039e-07 | 1478.5835 | 1.478583496215037e+003 | 2.7763e-06 |  | 1.478583496215037e+003 | 5.5467e-06 |  | 1.478583496215037e+003 | 4.8041e-06 |  | 1479.6087 | 4.0024e-06 | 26.6141 | 4.0024e-06
1.479608727473691e+003 | 1.5038e-07 | 1479.6087 | 1.479608727473691e+003 | 2.7762e-06 |  | 1.479608727473691e+003 | 5.5465e-06 |  | 1.479608727473691e+003 | 4.804e-06 |  | 1480.6347 | 4.0024e-06 | 26.6147 | 4.0024e-06
1.480634669614846e+003 | 1.5038e-07 | 1480.6347 | 1.480634669614846e+003 | 2.7762e-06 |  | 1.480634669614846e+003 | 5.5464e-06 |  | 1.480634669614846e+003 | 4.8039e-06 |  | 1481.6613 | 4.0024e-06 | 26.6152 | 4.0024e-06
1.481661323131420e+003 | 1.5038e-07 | 1481.6613 | 1.481661323131420e+003 | 2.7761e-06 |  | 1.481661323131420e+003 | 5.5463e-06 |  | 1.481661323131420e+003 | 4.8038e-06 |  | 1482.6887 | 4.0024e-06 | 26.6158 | 4.0024e-06
1.482688688516670e+003 | 1.5037e-07 | 1482.6887 | 1.482688688516670e+003 | 2.776e-06 |  | 1.482688688516670e+003 | 5.5461e-06 |  | 1.482688688516670e+003 | 4.8036e-06 |  | 1483.7168 | 4.0024e-06 | 26.6164 | 4.0024e-06
1.483716766264197e+003 | 1.5037e-07 | 1483.7168 | 1.483716766264197e+003 | 2.7759e-06 |  | 1.483716766264197e+003 | 5.546e-06 |  | 1.483716766264197e+003 | 4.8035e-06 |  | 1484.7456 | 4.0024e-06 | 26.617 | 4.0024e-06
1.484745556867945e+003 | 1.5037e-07 | 1484.7456 | 1.484745556867945e+003 | 2.7759e-06 |  | 1.484745556867945e+003 | 5.5458e-06 |  | 1.484745556867945e+003 | 4.8034e-06 |  | 1485.7751 | 4.0024e-06 | 26.6175 | 4.0024e-06
1.485775060822200e+003 | 1.5036e-07 | 1485.7751 | 1.485775060822200e+003 | 2.7758e-06 |  | 1.485775060822200e+003 | 5.5457e-06 |  | 1.485775060822200e+003 | 4.8033e-06 |  | 1486.8053 | 4.0024e-06 | 26.6181 | 4.0024e-06
1.486805278621589e+003 | 1.5036e-07 | 1486.8053 | 1.486805278621589e+003 | 2.7757e-06 |  | 1.486805278621589e+003 | 5.5455e-06 |  | 1.486805278621589e+003 | 4.8031e-06 |  | 1487.8362 | 4.0024e-06 | 26.6187 | 4.0024e-06
1.487836210761084e+003 | 1.5036e-07 | 1487.8362 | 1.487836210761084e+003 | 2.7756e-06 |  | 1.487836210761084e+003 | 5.5454e-06 |  | 1.487836210761084e+003 | 4.803e-06 |  | 1488.8679 | 4.0024e-06 | 26.6193 | 4.0024e-06
1.488867857735999e+003 | 1.5035e-07 | 1488.8679 | 1.488867857735999e+003 | 2.7756e-06 |  | 1.488867857735999e+003 | 5.5452e-06 |  | 1.488867857735999e+003 | 4.8029e-06 |  | 1489.9002 | 4.0024e-06 | 26.6198 | 4.0024e-06
1.489900220041993e+003 | 1.5035e-07 | 1489.9002 | 1.489900220041993e+003 | 2.7755e-06 |  | 1.489900220041993e+003 | 5.5451e-06 |  | 1.489900220041993e+003 | 4.8027e-06 |  | 1490.9333 | 4.0024e-06 | 26.6204 | 4.0024e-06
1.490933298175066e+003 | 1.5035e-07 | 1490.9333 | 1.490933298175066e+003 | 2.7754e-06 |  | 1.490933298175066e+003 | 5.5449e-06 |  | 1.490933298175066e+003 | 4.8026e-06 |  | 1491.9671 | 4.0024e-06 | 26.621 | 4.0024e-06
1.491967092631564e+003 | 1.5034e-07 | 1491.9671 | 1.491967092631564e+003 | 2.7753e-06 |  | 1.491967092631564e+003 | 5.5448e-06 |  | 1.491967092631564e+003 | 4.8025e-06 |  | 1493.0016 | 4.0024e-06 | 26.6216 | 4.0024e-06
1.493001603908178e+003 | 1.5034e-07 | 1493.0016 | 1.493001603908178e+003 | 2.7753e-06 |  | 1.493001603908178e+003 | 5.5446e-06 |  | 1.493001603908178e+003 | 4.8024e-06 |  | 1494.0368 | 4.0024e-06 | 26.6221 | 4.0024e-06
1.494036832501941e+003 | 1.5034e-07 | 1494.0368 | 1.494036832501941e+003 | 2.7752e-06 |  | 1.494036832501941e+003 | 5.5445e-06 |  | 1.494036832501941e+003 | 4.8022e-06 |  | 1495.0728 | 4.0024e-06 | 26.6227 | 4.0024e-06
1.495072778910231e+003 | 1.5033e-07 | 1495.0728 | 1.495072778910231e+003 | 2.7751e-06 |  | 1.495072778910231e+003 | 5.5443e-06 |  | 1.495072778910231e+003 | 4.8021e-06 |  | 1496.1094 | 4.0024e-06 | 26.6233 | 4.0024e-06
1.496109443630773e+003 | 1.5033e-07 | 1496.1094 | 1.496109443630773e+003 | 2.775e-06 |  | 1.496109443630773e+003 | 5.5442e-06 |  | 1.496109443630773e+003 | 4.802e-06 |  | 1497.1468 | 4.0024e-06 | 26.6239 | 4.0024e-06
1.497146827161635e+003 | 1.5033e-07 | 1497.1468 | 1.497146827161635e+003 | 2.775e-06 |  | 1.497146827161635e+003 | 5.544e-06 |  | 1.497146827161635e+003 | 4.8018e-06 |  | 1498.1849 | 4.0024e-06 | 26.6245 | 4.0024e-06
1.498184930001231e+003 | 1.5032e-07 | 1498.1849 | 1.498184930001231e+003 | 2.7749e-06 |  | 1.498184930001231e+003 | 5.5439e-06 |  | 1.498184930001231e+003 | 4.8017e-06 |  | 1499.2238 | 4.0024e-06 | 26.6251 | 4.0024e-06
1.499223752648322e+003 | 1.5032e-07 | 1499.2238 | 1.499223752648322e+003 | 2.7748e-06 |  | 1.499223752648322e+003 | 5.5437e-06 |  | 1.499223752648322e+003 | 4.8016e-06 |  | 1500.2633 | 4.0024e-06 | 26.6256 | 4.0024e-06
1.500263295602011e+003 | 1.5032e-07 | 1500.2633 | 1.500263295602011e+003 | 2.7747e-06 |  | 1.500263295602011e+003 | 5.5436e-06 |  | 1.500263295602011e+003 | 4.8014e-06 |  | 1501.3036 | 4.0024e-06 | 26.6262 | 4.0024e-06
1.501303559361751e+003 | 1.5031e-07 | 1501.3036 | 1.501303559361751e+003 | 2.7747e-06 |  | 1.501303559361751e+003 | 5.5434e-06 |  | 1.501303559361751e+003 | 4.8013e-06 |  | 1502.3445 | 4.0024e-06 | 26.6268 | 4.0024e-06
1.502344544427341e+003 | 1.5031e-07 | 1502.3445 | 1.502344544427341e+003 | 2.7746e-06 |  | 1.502344544427341e+003 | 5.5433e-06 |  | 1.502344544427341e+003 | 4.8012e-06 |  | 1503.3863 | 4.0024e-06 | 26.6274 | 4.0024e-06
1.503386251298923e+003 | 1.5031e-07 | 1503.3863 | 1.503386251298923e+003 | 2.7745e-06 |  | 1.503386251298923e+003 | 5.5431e-06 |  | 1.503386251298923e+003 | 4.8011e-06 |  | 1504.4287 | 4.0024e-06 | 26.628 | 4.0024e-06
1.504428680476990e+003 | 1.503e-07 | 1504.4287 | 1.504428680476990e+003 | 2.7744e-06 |  | 1.504428680476990e+003 | 5.543e-06 |  | 1.504428680476990e+003 | 4.8009e-06 |  | 1505.4718 | 4.0024e-06 | 26.6285 | 4.0024e-06
1.505471832462379e+003 | 1.503e-07 | 1505.4718 | 1.505471832462379e+003 | 2.7744e-06 |  | 1.505471832462379e+003 | 5.5428e-06 |  | 1.505471832462379e+003 | 4.8008e-06 |  | 1506.5157 | 4.0024e-06 | 26.6291 | 4.0024e-06
1.506515707756277e+003 | 1.503e-07 | 1506.5157 | 1.506515707756277e+003 | 2.7743e-06 |  | 1.506515707756277e+003 | 5.5427e-06 |  | 1.506515707756277e+003 | 4.8007e-06 |  | 1507.5603 | 4.0024e-06 | 26.6297 | 4.0024e-06
1.507560306860216e+003 | 1.5029e-07 | 1507.5603 | 1.507560306860216e+003 | 2.7742e-06 |  | 1.507560306860216e+003 | 5.5425e-06 |  | 1.507560306860216e+003 | 4.8005e-06 |  | 1508.6056 | 4.0024e-06 | 26.6303 | 4.0024e-06
1.508605630276077e+003 | 1.5029e-07 | 1508.6056 | 1.508605630276077e+003 | 2.7741e-06 |  | 1.508605630276077e+003 | 5.5424e-06 |  | 1.508605630276077e+003 | 4.8004e-06 |  | 1509.6517 | 4.0024e-06 | 26.6309 | 4.0024e-06
1.509651678506089e+003 | 1.5029e-07 | 1509.6517 | 1.509651678506089e+003 | 2.7741e-06 |  | 1.509651678506089e+003 | 5.5422e-06 |  | 1.509651678506089e+003 | 4.8003e-06 |  | 1510.6985 | 4.0024e-06 | 26.6315 | 4.0024e-06
1.510698452052829e+003 | 1.5028e-07 | 1510.6985 | 1.510698452052829e+003 | 2.774e-06 |  | 1.510698452052829e+003 | 5.5421e-06 |  | 1.510698452052829e+003 | 4.8001e-06 |  | 1511.746 | 4.0024e-06 | 26.6321 | 4.0024e-06
1.511745951419222e+003 | 1.5028e-07 | 1511.746 | 1.511745951419222e+003 | 2.7739e-06 |  | 1.511745951419222e+003 | 5.5419e-06 |  | 1.511745951419222e+003 | 4.8e-06 |  | 1512.7942 | 4.0024e-06 | 26.6326 | 4.0024e-06
1.512794177108543e+003 | 1.5028e-07 | 1512.7942 | 1.512794177108543e+003 | 2.7738e-06 |  | 1.512794177108543e+003 | 5.5418e-06 |  | 1.512794177108543e+003 | 4.7999e-06 |  | 1513.8431 | 4.0024e-06 | 26.6332 | 4.0024e-06
1.513843129624415e+003 | 1.5027e-07 | 1513.8431 | 1.513843129624415e+003 | 2.7738e-06 |  | 1.513843129624415e+003 | 5.5416e-06 |  | 1.513843129624415e+003 | 4.7997e-06 |  | 1514.8928 | 4.0024e-06 | 26.6338 | 4.0024e-06
1.514892809470811e+003 | 1.5027e-07 | 1514.8928 | 1.514892809470811e+003 | 2.7737e-06 |  | 1.514892809470811e+003 | 5.5415e-06 |  | 1.514892809470811e+003 | 4.7996e-06 |  | 1515.9432 | 4.0024e-06 | 26.6344 | 4.0024e-06
1.515943217152051e+003 | 1.5027e-07 | 1515.9432 | 1.515943217152051e+003 | 2.7736e-06 |  | 1.515943217152051e+003 | 5.5413e-06 |  | 1.515943217152051e+003 | 4.7995e-06 |  | 1516.9944 | 4.0024e-06 | 26.635 | 4.0024e-06
1.516994353172809e+003 | 1.5026e-07 | 1516.9944 | 1.516994353172809e+003 | 2.7735e-06 |  | 1.516994353172809e+003 | 5.5411e-06 |  | 1.516994353172809e+003 | 4.7993e-06 |  | 1518.0462 | 4.0024e-06 | 26.6356 | 4.0024e-06
1.518046218038104e+003 | 1.5026e-07 | 1518.0462 | 1.518046218038104e+003 | 2.7734e-06 |  | 1.518046218038104e+003 | 5.541e-06 |  | 1.518046218038104e+003 | 4.7992e-06 |  | 1519.0988 | 4.0024e-06 | 26.6362 | 4.0024e-06
1.519098812253310e+003 | 1.5026e-07 | 1519.0988 | 1.519098812253310e+003 | 2.7734e-06 |  | 1.519098812253310e+003 | 5.5408e-06 |  | 1.519098812253310e+003 | 4.7991e-06 |  | 1520.1521 | 4.0024e-06 | 26.6368 | 4.0024e-06
1.520152136324148e+003 | 1.5025e-07 | 1520.1521 | 1.520152136324148e+003 | 2.7733e-06 |  | 1.520152136324148e+003 | 5.5407e-06 |  | 1.520152136324148e+003 | 4.7989e-06 |  | 1521.2062 | 4.0024e-06 | 26.6374 | 4.0024e-06
1.521206190756690e+003 | 1.5025e-07 | 1521.2062 | 1.521206190756690e+003 | 2.7732e-06 |  | 1.521206190756690e+003 | 5.5405e-06 |  | 1.521206190756690e+003 | 4.7988e-06 |  | 1522.261 | 4.0024e-06 | 26.638 | 4.0024e-06
1.522260976057361e+003 | 1.5025e-07 | 1522.261 | 1.522260976057361e+003 | 2.7731e-06 |  | 1.522260976057361e+003 | 5.5404e-06 |  | 1.522260976057361e+003 | 4.7987e-06 |  | 1523.3165 | 4.0024e-06 | 26.6386 | 4.0024e-06
1.523316492732934e+003 | 1.5024e-07 | 1523.3165 | 1.523316492732934e+003 | 2.7731e-06 |  | 1.523316492732934e+003 | 5.5402e-06 |  | 1.523316492732934e+003 | 4.7985e-06 |  | 1524.3727 | 4.0024e-06 | 26.6392 | 4.0024e-06
1.524372741290538e+003 | 1.5024e-07 | 1524.3727 | 1.524372741290538e+003 | 2.773e-06 |  | 1.524372741290538e+003 | 5.5401e-06 |  | 1.524372741290538e+003 | 4.7984e-06 |  | 1525.4297 | 4.0024e-06 | 26.6397 | 4.0024e-06
1.525429722237648e+003 | 1.5024e-07 | 1525.4297 | 1.525429722237648e+003 | 2.7729e-06 |  | 1.525429722237648e+003 | 5.5399e-06 |  | 1.525429722237648e+003 | 4.7983e-06 |  | 1526.4874 | 4.0024e-06 | 26.6403 | 4.0024e-06
1.526487436082096e+003 | 1.5023e-07 | 1526.4874 | 1.526487436082096e+003 | 2.7728e-06 |  | 1.526487436082096e+003 | 5.5398e-06 |  | 1.526487436082096e+003 | 4.7981e-06 |  | 1527.5459 | 4.0024e-06 | 26.6409 | 4.0024e-06
1.527545883332062e+003 | 1.5023e-07 | 1527.5459 | 1.527545883332062e+003 | 2.7727e-06 |  | 1.527545883332062e+003 | 5.5396e-06 |  | 1.527545883332062e+003 | 4.798e-06 |  | 1528.6051 | 4.0024e-06 | 26.6415 | 4.0024e-06
1.528605064496081e+003 | 1.5023e-07 | 1528.6051 | 1.528605064496081e+003 | 2.7727e-06 |  | 1.528605064496081e+003 | 5.5394e-06 |  | 1.528605064496081e+003 | 4.7979e-06 |  | 1529.665 | 4.0024e-06 | 26.6421 | 4.0024e-06
1.529664980083040e+003 | 1.5022e-07 | 1529.665 | 1.529664980083040e+003 | 2.7726e-06 |  | 1.529664980083040e+003 | 5.5393e-06 |  | 1.529664980083040e+003 | 4.7977e-06 |  | 1530.7256 | 4.0023e-06 | 26.6427 | 4.0024e-06
1.530725630602178e+003 | 1.5022e-07 | 1530.7256 | 1.530725630602178e+003 | 2.7725e-06 |  | 1.530725630602178e+003 | 5.5391e-06 |  | 1.530725630602178e+003 | 4.7976e-06 |  | 1531.787 | 4.0023e-06 | 26.6433 | 4.0023e-06
1.531787016563088e+003 | 1.5022e-07 | 1531.787 | 1.531787016563088e+003 | 2.7724e-06 |  | 1.531787016563088e+003 | 5.539e-06 |  | 1.531787016563088e+003 | 4.7975e-06 |  | 1532.8491 | 4.0023e-06 | 26.6439 | 4.0023e-06
1.532849138475717e+003 | 1.5021e-07 | 1532.8491 | 1.532849138475717e+003 | 2.7724e-06 |  | 1.532849138475717e+003 | 5.5388e-06 |  | 1.532849138475717e+003 | 4.7973e-06 |  | 1533.912 | 4.0023e-06 | 26.6445 | 4.0023e-06
1.533911996850364e+003 | 1.5021e-07 | 1533.912 | 1.533911996850364e+003 | 2.7723e-06 |  | 1.533911996850364e+003 | 5.5387e-06 |  | 1.533911996850364e+003 | 4.7972e-06 |  | 1534.9756 | 4.0023e-06 | 26.6451 | 4.0023e-06
1.534975592197682e+003 | 1.5021e-07 | 1534.9756 | 1.534975592197682e+003 | 2.7722e-06 |  | 1.534975592197682e+003 | 5.5385e-06 |  | 1.534975592197682e+003 | 4.7971e-06 |  | 1536.0399 | 4.0023e-06 | 26.6457 | 4.0023e-06
1.536039925028679e+003 | 1.502e-07 | 1536.0399 | 1.536039925028679e+003 | 2.7721e-06 |  | 1.536039925028679e+003 | 5.5383e-06 |  | 1.536039925028679e+003 | 4.7969e-06 |  | 1537.105 | 4.0023e-06 | 26.6463 | 4.0023e-06
1.537104995854717e+003 | 1.502e-07 | 1537.105 | 1.537104995854717e+003 | 2.772e-06 |  | 1.537104995854717e+003 | 5.5382e-06 |  | 1.537104995854717e+003 | 4.7968e-06 |  | 1538.1708 | 4.0023e-06 | 26.6469 | 4.0023e-06
1.538170805187513e+003 | 1.502e-07 | 1538.1708 | 1.538170805187513e+003 | 2.772e-06 |  | 1.538170805187513e+003 | 5.538e-06 |  | 1.538170805187513e+003 | 4.7966e-06 |  | 1539.2374 | 4.0023e-06 | 26.6475 | 4.0023e-06
1.539237353539137e+003 | 1.5019e-07 | 1539.2374 | 1.539237353539137e+003 | 2.7719e-06 |  | 1.539237353539137e+003 | 5.5379e-06 |  | 1.539237353539137e+003 | 4.7965e-06 |  | 1540.3046 | 4.0023e-06 | 26.6481 | 4.0023e-06
1.540304641422017e+003 | 1.5019e-07 | 1540.3046 | 1.540304641422017e+003 | 2.7718e-06 |  | 1.540304641422017e+003 | 5.5377e-06 |  | 1.540304641422017e+003 | 4.7964e-06 |  | 1541.3727 | 4.0023e-06 | 26.6487 | 4.0023e-06
1.541372669348934e+003 | 1.5019e-07 | 1541.3727 | 1.541372669348934e+003 | 2.7717e-06 |  | 1.541372669348934e+003 | 5.5376e-06 |  | 1.541372669348934e+003 | 4.7962e-06 |  | 1542.4414 | 4.0023e-06 | 26.6493 | 4.0023e-06
1.542441437833025e+003 | 1.5018e-07 | 1542.4414 | 1.542441437833025e+003 | 2.7716e-06 |  | 1.542441437833025e+003 | 5.5374e-06 |  | 1.542441437833025e+003 | 4.7961e-06 |  | 1543.5109 | 4.0023e-06 | 26.6499 | 4.0023e-06
1.543510947387783e+003 | 1.5018e-07 | 1543.5109 | 1.543510947387783e+003 | 2.7716e-06 |  | 1.543510947387783e+003 | 5.5372e-06 |  | 1.543510947387783e+003 | 4.796e-06 |  | 1544.5812 | 4.0023e-06 | 26.6506 | 4.0023e-06
1.544581198527058e+003 | 1.5017e-07 | 1544.5812 | 1.544581198527058e+003 | 2.7715e-06 |  | 1.544581198527058e+003 | 5.5371e-06 |  | 1.544581198527058e+003 | 4.7958e-06 |  | 1545.6522 | 4.0023e-06 | 26.6511 | 4.0023e-06
1.545652191765054e+003 | 1.5017e-07 | 1545.6522 | 1.545652191765054e+003 | 2.7714e-06 |  | 1.545652191765054e+003 | 5.5369e-06 |  | 1.545652191765054e+003 | 4.7957e-06 |  | 1546.7239 | 4.0023e-06 | 26.6518 | 4.0023e-06
1.546723927616335e+003 | 1.5017e-07 | 1546.7239 | 1.546723927616335e+003 | 2.7713e-06 |  | 1.546723927616335e+003 | 5.5368e-06 |  | 1.546723927616335e+003 | 4.7955e-06 |  | 1547.7964 | 4.0023e-06 | 26.6524 | 4.0023e-06
1.547796406595817e+003 | 1.5016e-07 | 1547.7964 | 1.547796406595817e+003 | 2.7712e-06 |  | 1.547796406595817e+003 | 5.5366e-06 |  | 1.547796406595817e+003 | 4.7954e-06 |  | 1548.8696 | 4.0023e-06 | 26.653 | 4.0023e-06
1.548869629218778e+003 | 1.5016e-07 | 1548.8696 | 1.548869629218778e+003 | 2.7712e-06 |  | 1.548869629218778e+003 | 5.5364e-06 |  | 1.548869629218778e+003 | 4.7953e-06 |  | 1549.9436 | 4.0023e-06 | 26.6536 | 4.0023e-06
1.549943596000850e+003 | 1.5016e-07 | 1549.9436 | 1.549943596000850e+003 | 2.7711e-06 |  | 1.549943596000850e+003 | 5.5363e-06 |  | 1.549943596000850e+003 | 4.7951e-06 |  | 1551.0183 | 4.0023e-06 | 26.6542 | 4.0023e-06
1.551018307458024e+003 | 1.5015e-07 | 1551.0183 | 1.551018307458024e+003 | 2.771e-06 |  | 1.551018307458024e+003 | 5.5361e-06 |  | 1.551018307458024e+003 | 4.795e-06 |  | 1552.0938 | 4.0023e-06 | 26.6548 | 4.0023e-06
1.552093764106649e+003 | 1.5015e-07 | 1552.0938 | 1.552093764106649e+003 | 2.7709e-06 |  | 1.552093764106649e+003 | 5.536e-06 |  | 1.552093764106649e+003 | 4.7949e-06 |  | 1553.17 | 4.0023e-06 | 26.6554 | 4.0023e-06
1.553169966463430e+003 | 1.5015e-07 | 1553.17 | 1.553169966463430e+003 | 2.7708e-06 |  | 1.553169966463430e+003 | 5.5358e-06 |  | 1.553169966463430e+003 | 4.7947e-06 |  | 1554.2469 | 4.0023e-06 | 26.656 | 4.0023e-06
1.554246915045432e+003 | 1.5014e-07 | 1554.2469 | 1.554246915045432e+003 | 2.7708e-06 |  | 1.554246915045432e+003 | 5.5356e-06 |  | 1.554246915045432e+003 | 4.7946e-06 |  | 1555.3246 | 4.0023e-06 | 26.6566 | 4.0023e-06
1.555324610370080e+003 | 1.5014e-07 | 1555.3246 | 1.555324610370080e+003 | 2.7707e-06 |  | 1.555324610370080e+003 | 5.5355e-06 |  | 1.555324610370080e+003 | 4.7944e-06 |  | 1556.4031 | 4.0023e-06 | 26.6572 | 4.0023e-06
1.556403052955153e+003 | 1.5014e-07 | 1556.4031 | 1.556403052955153e+003 | 2.7706e-06 |  | 1.556403052955153e+003 | 5.5353e-06 |  | 1.556403052955153e+003 | 4.7943e-06 |  | 1557.4822 | 4.0023e-06 | 26.6578 | 4.0023e-06
1.557482243318795e+003 | 1.5013e-07 | 1557.4822 | 1.557482243318795e+003 | 2.7705e-06 |  | 1.557482243318795e+003 | 5.5352e-06 |  | 1.557482243318795e+003 | 4.7942e-06 |  | 1558.5622 | 4.0023e-06 | 26.6585 | 4.0023e-06
1.558562181979504e+003 | 1.5013e-07 | 1558.5622 | 1.558562181979504e+003 | 2.7704e-06 |  | 1.558562181979504e+003 | 5.535e-06 |  | 1.558562181979504e+003 | 4.794e-06 |  | 1559.6429 | 4.0023e-06 | 26.6591 | 4.0023e-06
1.559642869456141e+003 | 1.5013e-07 | 1559.6429 | 1.559642869456141e+003 | 2.7704e-06 |  | 1.559642869456141e+003 | 5.5348e-06 |  | 1.559642869456141e+003 | 4.7939e-06 |  | 1560.7243 | 4.0023e-06 | 26.6597 | 4.0023e-06
1.560724306267925e+003 | 1.5012e-07 | 1560.7243 | 1.560724306267925e+003 | 2.7703e-06 |  | 1.560724306267925e+003 | 5.5347e-06 |  | 1.560724306267925e+003 | 4.7937e-06 |  | 1561.8065 | 4.0023e-06 | 26.6603 | 4.0023e-06
1.561806492934436e+003 | 1.5012e-07 | 1561.8065 | 1.561806492934436e+003 | 2.7702e-06 |  | 1.561806492934436e+003 | 5.5345e-06 |  | 1.561806492934436e+003 | 4.7936e-06 |  | 1562.8894 | 4.0023e-06 | 26.6609 | 4.0023e-06
1.562889429975614e+003 | 1.5012e-07 | 1562.8894 | 1.562889429975614e+003 | 2.7701e-06 |  | 1.562889429975614e+003 | 5.5343e-06 |  | 1.562889429975614e+003 | 4.7935e-06 |  | 1563.9731 | 4.0023e-06 | 26.6615 | 4.0023e-06
1.563973117911759e+003 | 1.5011e-07 | 1563.9731 | 1.563973117911759e+003 | 2.77e-06 |  | 1.563973117911759e+003 | 5.5342e-06 |  | 1.563973117911759e+003 | 4.7933e-06 |  | 1565.0576 | 4.0023e-06 | 26.6621 | 4.0023e-06
1.565057557263532e+003 | 1.5011e-07 | 1565.0576 | 1.565057557263532e+003 | 2.77e-06 |  | 1.565057557263532e+003 | 5.534e-06 |  | 1.565057557263532e+003 | 4.7932e-06 |  | 1566.1427 | 4.0023e-06 | 26.6628 | 4.0023e-06
1.566142748551955e+003 | 1.501e-07 | 1566.1427 | 1.566142748551955e+003 | 2.7699e-06 |  | 1.566142748551955e+003 | 5.5339e-06 |  | 1.566142748551955e+003 | 4.793e-06 |  | 1567.2287 | 4.0023e-06 | 26.6634 | 4.0023e-06
1.567228692298413e+003 | 1.501e-07 | 1567.2287 | 1.567228692298413e+003 | 2.7698e-06 |  | 1.567228692298413e+003 | 5.5337e-06 |  | 1.567228692298413e+003 | 4.7929e-06 |  | 1568.3154 | 4.0023e-06 | 26.664 | 4.0023e-06
1.568315389024649e+003 | 1.501e-07 | 1568.3154 | 1.568315389024649e+003 | 2.7697e-06 |  | 1.568315389024649e+003 | 5.5335e-06 |  | 1.568315389024649e+003 | 4.7927e-06 |  | 1569.4028 | 4.0023e-06 | 26.6646 | 4.0023e-06
1.569402839252771e+003 | 1.5009e-07 | 1569.4028 | 1.569402839252771e+003 | 2.7696e-06 |  | 1.569402839252771e+003 | 5.5334e-06 |  | 1.569402839252771e+003 | 4.7926e-06 |  | 1570.491 | 4.0023e-06 | 26.6652 | 4.0023e-06
1.570491043505248e+003 | 1.5009e-07 | 1570.491 | 1.570491043505248e+003 | 2.7695e-06 |  | 1.570491043505248e+003 | 5.5332e-06 |  | 1.570491043505248e+003 | 4.7925e-06 |  | 1571.58 | 4.0023e-06 | 26.6658 | 4.0023e-06
1.571580002304909e+003 | 1.5009e-07 | 1571.58 | 1.571580002304909e+003 | 2.7695e-06 |  | 1.571580002304909e+003 | 5.533e-06 |  | 1.571580002304909e+003 | 4.7923e-06 |  | 1572.6697 | 4.0023e-06 | 26.6665 | 4.0023e-06
1.572669716174950e+003 | 1.5008e-07 | 1572.6697 | 1.572669716174950e+003 | 2.7694e-06 |  | 1.572669716174950e+003 | 5.5329e-06 |  | 1.572669716174950e+003 | 4.7922e-06 |  | 1573.7602 | 4.0023e-06 | 26.6671 | 4.0023e-06
1.573760185638926e+003 | 1.5008e-07 | 1573.7602 | 1.573760185638926e+003 | 2.7693e-06 |  | 1.573760185638926e+003 | 5.5327e-06 |  | 1.573760185638926e+003 | 4.792e-06 |  | 1574.8514 | 4.0023e-06 | 26.6677 | 4.0023e-06
1.574851411220756e+003 | 1.5008e-07 | 1574.8514 | 1.574851411220756e+003 | 2.7692e-06 |  | 1.574851411220756e+003 | 5.5325e-06 |  | 1.574851411220756e+003 | 4.7919e-06 |  | 1575.9434 | 4.0023e-06 | 26.6683 | 4.0023e-06
1.575943393444724e+003 | 1.5007e-07 | 1575.9434 | 1.575943393444724e+003 | 2.7691e-06 |  | 1.575943393444724e+003 | 5.5324e-06 |  | 1.575943393444724e+003 | 4.7917e-06 |  | 1577.0361 | 4.0023e-06 | 26.6689 | 4.0023e-06
1.577036132835476e+003 | 1.5007e-07 | 1577.0361 | 1.577036132835476e+003 | 2.7691e-06 |  | 1.577036132835476e+003 | 5.5322e-06 |  | 1.577036132835476e+003 | 4.7916e-06 |  | 1578.1296 | 4.0023e-06 | 26.6696 | 4.0023e-06
1.578129629918020e+003 | 1.5007e-07 | 1578.1296 | 1.578129629918020e+003 | 2.769e-06 |  | 1.578129629918020e+003 | 5.532e-06 |  | 1.578129629918020e+003 | 4.7915e-06 |  | 1579.2239 | 4.0023e-06 | 26.6702 | 4.0023e-06
1.579223885217733e+003 | 1.5006e-07 | 1579.2239 | 1.579223885217733e+003 | 2.7689e-06 |  | 1.579223885217733e+003 | 5.5319e-06 |  | 1.579223885217733e+003 | 4.7913e-06 |  | 1580.3189 | 4.0023e-06 | 26.6708 | 4.0023e-06
1.580318899260351e+003 | 1.5006e-07 | 1580.3189 | 1.580318899260351e+003 | 2.7688e-06 |  | 1.580318899260351e+003 | 5.5317e-06 |  | 1.580318899260351e+003 | 4.7912e-06 |  | 1581.4147 | 4.0023e-06 | 26.6714 | 4.0023e-06
1.581414672571977e+003 | 1.5005e-07 | 1581.4147 | 1.581414672571977e+003 | 2.7687e-06 |  | 1.581414672571977e+003 | 5.5315e-06 |  | 1.581414672571977e+003 | 4.791e-06 |  | 1582.5112 | 4.0023e-06 | 26.6721 | 4.0023e-06
1.582511205679079e+003 | 1.5005e-07 | 1582.5112 | 1.582511205679079e+003 | 2.7686e-06 |  | 1.582511205679079e+003 | 5.5314e-06 |  | 1.582511205679079e+003 | 4.7909e-06 |  | 1583.6085 | 4.0023e-06 | 26.6727 | 4.0023e-06
1.583608499108490e+003 | 1.5005e-07 | 1583.6085 | 1.583608499108490e+003 | 2.7686e-06 |  | 1.583608499108490e+003 | 5.5312e-06 |  | 1.583608499108490e+003 | 4.7907e-06 |  | 1584.7066 | 4.0023e-06 | 26.6733 | 4.0023e-06
1.584706553387408e+003 | 1.5004e-07 | 1584.7066 | 1.584706553387408e+003 | 2.7685e-06 |  | 1.584706553387408e+003 | 5.531e-06 |  | 1.584706553387408e+003 | 4.7906e-06 |  | 1585.8054 | 4.0023e-06 | 26.674 | 4.0023e-06
1.585805369043397e+003 | 1.5004e-07 | 1585.8054 | 1.585805369043397e+003 | 2.7684e-06 |  | 1.585805369043397e+003 | 5.5309e-06 |  | 1.585805369043397e+003 | 4.7905e-06 |  | 1586.9049 | 4.0023e-06 | 26.6746 | 4.0023e-06
1.586904946604384e+003 | 1.5004e-07 | 1586.9049 | 1.586904946604384e+003 | 2.7683e-06 |  | 1.586904946604384e+003 | 5.5307e-06 |  | 1.586904946604384e+003 | 4.7903e-06 |  | 1588.0053 | 4.0023e-06 | 26.6752 | 4.0023e-06
1.588005286598667e+003 | 1.5003e-07 | 1588.0053 | 1.588005286598667e+003 | 2.7682e-06 |  | 1.588005286598667e+003 | 5.5305e-06 |  | 1.588005286598667e+003 | 4.7902e-06 |  | 1589.1064 | 4.0023e-06 | 26.6758 | 4.0023e-06
1.589106389554906e+003 | 1.5003e-07 | 1589.1064 | 1.589106389554906e+003 | 2.7681e-06 |  | 1.589106389554906e+003 | 5.5304e-06 |  | 1.589106389554906e+003 | 4.79e-06 |  | 1590.2083 | 4.0023e-06 | 26.6765 | 4.0023e-06
1.590208256002130e+003 | 1.5003e-07 | 1590.2083 | 1.590208256002130e+003 | 2.7681e-06 |  | 1.590208256002130e+003 | 5.5302e-06 |  | 1.590208256002130e+003 | 4.7899e-06 |  | 1591.3109 | 4.0023e-06 | 26.6771 | 4.0023e-06
1.591310886469734e+003 | 1.5002e-07 | 1591.3109 | 1.591310886469734e+003 | 2.768e-06 |  | 1.591310886469734e+003 | 5.53e-06 |  | 1.591310886469734e+003 | 4.7897e-06 |  | 1592.4143 | 4.0023e-06 | 26.6777 | 4.0023e-06
1.592414281487481e+003 | 1.5002e-07 | 1592.4143 | 1.592414281487481e+003 | 2.7679e-06 |  | 1.592414281487481e+003 | 5.5299e-06 |  | 1.592414281487481e+003 | 4.7896e-06 |  | 1593.5184 | 4.0023e-06 | 26.6784 | 4.0023e-06
1.593518441585499e+003 | 1.5002e-07 | 1593.5184 | 1.593518441585499e+003 | 2.7678e-06 |  | 1.593518441585499e+003 | 5.5297e-06 |  | 1.593518441585499e+003 | 4.7894e-06 |  | 1594.6234 | 4.0023e-06 | 26.679 | 4.0023e-06
1.594623367294285e+003 | 1.5001e-07 | 1594.6234 | 1.594623367294285e+003 | 2.7677e-06 |  | 1.594623367294285e+003 | 5.5295e-06 |  | 1.594623367294285e+003 | 4.7893e-06 |  | 1595.7291 | 4.0023e-06 | 26.6796 | 4.0023e-06
1.595729059144705e+003 | 1.5001e-07 | 1595.7291 | 1.595729059144705e+003 | 2.7676e-06 |  | 1.595729059144705e+003 | 5.5294e-06 |  | 1.595729059144705e+003 | 4.7891e-06 |  | 1596.8355 | 4.0023e-06 | 26.6803 | 4.0023e-06
1.596835517667991e+003 | 1.5e-07 | 1596.8355 | 1.596835517667991e+003 | 2.7675e-06 |  | 1.596835517667991e+003 | 5.5292e-06 |  | 1.596835517667991e+003 | 4.789e-06 |  | 1597.9427 | 4.0023e-06 | 26.6809 | 4.0023e-06
1.597942743395746e+003 | 1.5e-07 | 1597.9427 | 1.597942743395746e+003 | 2.7675e-06 |  | 1.597942743395746e+003 | 5.529e-06 |  | 1.597942743395746e+003 | 4.7888e-06 |  | 1599.0507 | 4.0022e-06 | 26.6815 | 4.0023e-06
1.599050736859938e+003 | 1.5e-07 | 1599.0507 | 1.599050736859938e+003 | 2.7674e-06 |  | 1.599050736859938e+003 | 5.5289e-06 |  | 1.599050736859938e+003 | 4.7887e-06 |  | 1600.1595 | 4.0022e-06 | 26.6822 | 4.0022e-06
1.600159498592907e+003 | 1.4999e-07 | 1600.1595 | 1.600159498592907e+003 | 2.7673e-06 |  | 1.600159498592907e+003 | 5.5287e-06 |  | 1.600159498592907e+003 | 4.7886e-06 |  | 1601.269 | 4.0022e-06 | 26.6828 | 4.0022e-06
1.601269029127361e+003 | 1.4999e-07 | 1601.269 | 1.601269029127361e+003 | 2.7672e-06 |  | 1.601269029127361e+003 | 5.5285e-06 |  | 1.601269029127361e+003 | 4.7884e-06 |  | 1602.3793 | 4.0022e-06 | 26.6834 | 4.0022e-06
1.602379328996376e+003 | 1.4999e-07 | 1602.3793 | 1.602379328996376e+003 | 2.7671e-06 |  | 1.602379328996376e+003 | 5.5283e-06 |  | 1.602379328996376e+003 | 4.7883e-06 |  | 1603.4904 | 4.0022e-06 | 26.6841 | 4.0022e-06
1.603490398733401e+003 | 1.4998e-07 | 1603.4904 | 1.603490398733401e+003 | 2.767e-06 |  | 1.603490398733401e+003 | 5.5282e-06 |  | 1.603490398733401e+003 | 4.7881e-06 |  | 1604.6022 | 4.0022e-06 | 26.6847 | 4.0022e-06
1.604602238872251e+003 | 1.4998e-07 | 1604.6022 | 1.604602238872251e+003 | 2.7669e-06 |  | 1.604602238872251e+003 | 5.528e-06 |  | 1.604602238872251e+003 | 4.788e-06 |  | 1605.7148 | 4.0022e-06 | 26.6853 | 4.0022e-06
1.605714849947114e+003 | 1.4998e-07 | 1605.7148 | 1.605714849947114e+003 | 2.7669e-06 |  | 1.605714849947114e+003 | 5.5278e-06 |  | 1.605714849947114e+003 | 4.7878e-06 |  | 1606.8282 | 4.0022e-06 | 26.686 | 4.0022e-06
1.606828232492547e+003 | 1.4997e-07 | 1606.8282 | 1.606828232492547e+003 | 2.7668e-06 |  | 1.606828232492547e+003 | 5.5277e-06 |  | 1.606828232492547e+003 | 4.7877e-06 |  | 1607.9424 | 4.0022e-06 | 26.6866 | 4.0022e-06
1.607942387043478e+003 | 1.4997e-07 | 1607.9424 | 1.607942387043478e+003 | 2.7667e-06 |  | 1.607942387043478e+003 | 5.5275e-06 |  | 1.607942387043478e+003 | 4.7875e-06 |  | 1609.0573 | 4.0022e-06 | 26.6873 | 4.0022e-06
1.609057314135206e+003 | 1.4996e-07 | 1609.0573 | 1.609057314135206e+003 | 2.7666e-06 |  | 1.609057314135206e+003 | 5.5273e-06 |  | 1.609057314135206e+003 | 4.7874e-06 |  | 1610.173 | 4.0022e-06 | 26.6879 | 4.0022e-06
1.610173014303401e+003 | 1.4996e-07 | 1610.173 | 1.610173014303401e+003 | 2.7665e-06 |  | 1.610173014303401e+003 | 5.5271e-06 |  | 1.610173014303401e+003 | 4.7872e-06 |  | 1611.2895 | 4.0022e-06 | 26.6885 | 4.0022e-06
1.611289488084104e+003 | 1.4996e-07 | 1611.2895 | 1.611289488084104e+003 | 2.7664e-06 |  | 1.611289488084104e+003 | 5.527e-06 |  | 1.611289488084104e+003 | 4.7871e-06 |  | 1612.4067 | 4.0022e-06 | 26.6892 | 4.0022e-06
1.612406736013730e+003 | 1.4995e-07 | 1612.4067 | 1.612406736013730e+003 | 2.7663e-06 |  | 1.612406736013730e+003 | 5.5268e-06 |  | 1.612406736013730e+003 | 4.7869e-06 |  | 1613.5248 | 4.0022e-06 | 26.6898 | 4.0022e-06
1.613524758629062e+003 | 1.4995e-07 | 1613.5248 | 1.613524758629062e+003 | 2.7663e-06 |  | 1.613524758629062e+003 | 5.5266e-06 |  | 1.613524758629062e+003 | 4.7868e-06 |  | 1614.6436 | 4.0022e-06 | 26.6905 | 4.0022e-06
1.614643556467259e+003 | 1.4995e-07 | 1614.6436 | 1.614643556467259e+003 | 2.7662e-06 |  | 1.614643556467259e+003 | 5.5265e-06 |  | 1.614643556467259e+003 | 4.7866e-06 |  | 1615.7631 | 4.0022e-06 | 26.6911 | 4.0022e-06
1.615763130065850e+003 | 1.4994e-07 | 1615.7631 | 1.615763130065850e+003 | 2.7661e-06 |  | 1.615763130065850e+003 | 5.5263e-06 |  | 1.615763130065850e+003 | 4.7865e-06 |  | 1616.8835 | 4.0022e-06 | 26.6917 | 4.0022e-06
1.616883479962738e+003 | 1.4994e-07 | 1616.8835 | 1.616883479962738e+003 | 2.766e-06 |  | 1.616883479962738e+003 | 5.5261e-06 |  | 1.616883479962738e+003 | 4.7863e-06 |  | 1618.0046 | 4.0022e-06 | 26.6924 | 4.0022e-06
1.618004606696198e+003 | 1.4993e-07 | 1618.0046 | 1.618004606696198e+003 | 2.7659e-06 |  | 1.618004606696198e+003 | 5.5259e-06 |  | 1.618004606696198e+003 | 4.7862e-06 |  | 1619.1265 | 4.0022e-06 | 26.693 | 4.0022e-06
1.619126510804879e+003 | 1.4993e-07 | 1619.1265 | 1.619126510804879e+003 | 2.7658e-06 |  | 1.619126510804879e+003 | 5.5258e-06 |  | 1.619126510804879e+003 | 4.786e-06 |  | 1620.2492 | 4.0022e-06 | 26.6937 | 4.0022e-06
1.620249192827803e+003 | 1.4993e-07 | 1620.2492 | 1.620249192827803e+003 | 2.7657e-06 |  | 1.620249192827803e+003 | 5.5256e-06 |  | 1.620249192827803e+003 | 4.7859e-06 |  | 1621.3727 | 4.0022e-06 | 26.6943 | 4.0022e-06
1.621372653304366e+003 | 1.4992e-07 | 1621.3727 | 1.621372653304366e+003 | 2.7657e-06 |  | 1.621372653304366e+003 | 5.5254e-06 |  | 1.621372653304366e+003 | 4.7857e-06 |  | 1622.4969 | 4.0022e-06 | 26.695 | 4.0022e-06
1.622496892774338e+003 | 1.4992e-07 | 1622.4969 | 1.622496892774338e+003 | 2.7656e-06 |  | 1.622496892774338e+003 | 5.5252e-06 |  | 1.622496892774338e+003 | 4.7856e-06 |  | 1623.6219 | 4.0022e-06 | 26.6956 | 4.0022e-06
1.623621911777864e+003 | 1.4992e-07 | 1623.6219 | 1.623621911777864e+003 | 2.7655e-06 |  | 1.623621911777864e+003 | 5.5251e-06 |  | 1.623621911777864e+003 | 4.7854e-06 |  | 1624.7477 | 4.0022e-06 | 26.6963 | 4.0022e-06
1.624747710855462e+003 | 1.4991e-07 | 1624.7477 | 1.624747710855462e+003 | 2.7654e-06 |  | 1.624747710855462e+003 | 5.5249e-06 |  | 1.624747710855462e+003 | 4.7853e-06 |  | 1625.8743 | 4.0022e-06 | 26.6969 | 4.0022e-06
1.625874290548026e+003 | 1.4991e-07 | 1625.8743 | 1.625874290548026e+003 | 2.7653e-06 |  | 1.625874290548026e+003 | 5.5247e-06 |  | 1.625874290548026e+003 | 4.7851e-06 |  | 1627.0017 | 4.0022e-06 | 26.6976 | 4.0022e-06
1.627001651396824e+003 | 1.4991e-07 | 1627.0017 | 1.627001651396824e+003 | 2.7652e-06 |  | 1.627001651396824e+003 | 5.5245e-06 |  | 1.627001651396824e+003 | 4.785e-06 |  | 1628.1298 | 4.0022e-06 | 26.6982 | 4.0022e-06
1.628129793943500e+003 | 1.499e-07 | 1628.1298 | 1.628129793943500e+003 | 2.7651e-06 |  | 1.628129793943500e+003 | 5.5244e-06 |  | 1.628129793943500e+003 | 4.7848e-06 |  | 1629.2587 | 4.0022e-06 | 26.6989 | 4.0022e-06
1.629258718730075e+003 | 1.499e-07 | 1629.2587 | 1.629258718730075e+003 | 2.765e-06 |  | 1.629258718730075e+003 | 5.5242e-06 |  | 1.629258718730075e+003 | 4.7846e-06 |  | 1630.3884 | 4.0022e-06 | 26.6995 | 4.0022e-06
1.630388426298942e+003 | 1.4989e-07 | 1630.3884 | 1.630388426298942e+003 | 2.7649e-06 |  | 1.630388426298942e+003 | 5.524e-06 |  | 1.630388426298942e+003 | 4.7845e-06 |  | 1631.5189 | 4.0022e-06 | 26.7002 | 4.0022e-06
1.631518917192875e+003 | 1.4989e-07 | 1631.5189 | 1.631518917192875e+003 | 2.7649e-06 |  | 1.631518917192875e+003 | 5.5238e-06 |  | 1.631518917192875e+003 | 4.7843e-06 |  | 1632.6502 | 4.0022e-06 | 26.7009 | 4.0022e-06
1.632650191955019e+003 | 1.4989e-07 | 1632.6502 | 1.632650191955019e+003 | 2.7648e-06 |  | 1.632650191955019e+003 | 5.5237e-06 |  | 1.632650191955019e+003 | 4.7842e-06 |  | 1633.7823 | 4.0022e-06 | 26.7015 | 4.0022e-06
1.633782251128901e+003 | 1.4988e-07 | 1633.7823 | 1.633782251128901e+003 | 2.7647e-06 |  | 1.633782251128901e+003 | 5.5235e-06 |  | 1.633782251128901e+003 | 4.784e-06 |  | 1634.9151 | 4.0022e-06 | 26.7022 | 4.0022e-06
1.634915095258420e+003 | 1.4988e-07 | 1634.9151 | 1.634915095258420e+003 | 2.7646e-06 |  | 1.634915095258420e+003 | 5.5233e-06 |  | 1.634915095258420e+003 | 4.7839e-06 |  | 1636.0487 | 4.0022e-06 | 26.7028 | 4.0022e-06
1.636048724887856e+003 | 1.4988e-07 | 1636.0487 | 1.636048724887856e+003 | 2.7645e-06 |  | 1.636048724887856e+003 | 5.5231e-06 |  | 1.636048724887856e+003 | 4.7837e-06 |  | 1637.1831 | 4.0022e-06 | 26.7035 | 4.0022e-06
1.637183140561865e+003 | 1.4987e-07 | 1637.1831 | 1.637183140561865e+003 | 2.7644e-06 |  | 1.637183140561865e+003 | 5.5229e-06 |  | 1.637183140561865e+003 | 4.7836e-06 |  | 1638.3183 | 4.0022e-06 | 26.7041 | 4.0022e-06
1.638318342825478e+003 | 1.4987e-07 | 1638.3183 | 1.638318342825478e+003 | 2.7643e-06 |  | 1.638318342825478e+003 | 5.5228e-06 |  | 1.638318342825478e+003 | 4.7834e-06 |  | 1639.4543 | 4.0022e-06 | 26.7048 | 4.0022e-06
1.639454332224110e+003 | 1.4986e-07 | 1639.4543 | 1.639454332224110e+003 | 2.7642e-06 |  | 1.639454332224110e+003 | 5.5226e-06 |  | 1.639454332224110e+003 | 4.7833e-06 |  | 1640.5911 | 4.0022e-06 | 26.7054 | 4.0022e-06
1.640591109303547e+003 | 1.4986e-07 | 1640.5911 | 1.640591109303547e+003 | 2.7641e-06 |  | 1.640591109303547e+003 | 5.5224e-06 |  | 1.640591109303547e+003 | 4.7831e-06 |  | 1641.7287 | 4.0022e-06 | 26.7061 | 4.0022e-06
1.641728674609960e+003 | 1.4986e-07 | 1641.7287 | 1.641728674609960e+003 | 2.7641e-06 |  | 1.641728674609960e+003 | 5.5222e-06 |  | 1.641728674609960e+003 | 4.783e-06 |  | 1642.867 | 4.0022e-06 | 26.7068 | 4.0022e-06
1.642867028689893e+003 | 1.4985e-07 | 1642.867 | 1.642867028689893e+003 | 2.764e-06 |  | 1.642867028689893e+003 | 5.5221e-06 |  | 1.642867028689893e+003 | 4.7828e-06 |  | 1644.0062 | 4.0022e-06 | 26.7074 | 4.0022e-06
1.644006172090274e+003 | 1.4985e-07 | 1644.0062 | 1.644006172090274e+003 | 2.7639e-06 |  | 1.644006172090274e+003 | 5.5219e-06 |  | 1.644006172090274e+003 | 4.7826e-06 |  | 1645.1461 | 4.0022e-06 | 26.7081 | 4.0022e-06
1.645146105358406e+003 | 1.4985e-07 | 1645.1461 | 1.645146105358406e+003 | 2.7638e-06 |  | 1.645146105358406e+003 | 5.5217e-06 |  | 1.645146105358406e+003 | 4.7825e-06 |  | 1646.2868 | 4.0022e-06 | 26.7087 | 4.0022e-06
1.646286829041975e+003 | 1.4984e-07 | 1646.2868 | 1.646286829041975e+003 | 2.7637e-06 |  | 1.646286829041975e+003 | 5.5215e-06 |  | 1.646286829041975e+003 | 4.7823e-06 |  | 1647.4283 | 4.0022e-06 | 26.7094 | 4.0022e-06
1.647428343689045e+003 | 1.4984e-07 | 1647.4283 | 1.647428343689045e+003 | 2.7636e-06 |  | 1.647428343689045e+003 | 5.5213e-06 |  | 1.647428343689045e+003 | 4.7822e-06 |  | 1648.5706 | 4.0022e-06 | 26.7101 | 4.0022e-06
1.648570649848059e+003 | 1.4983e-07 | 1648.5706 | 1.648570649848059e+003 | 2.7635e-06 |  | 1.648570649848059e+003 | 5.5212e-06 |  | 1.648570649848059e+003 | 4.782e-06 |  | 1649.7137 | 4.0022e-06 | 26.7107 | 4.0022e-06
1.649713748067842e+003 | 1.4983e-07 | 1649.7137 | 1.649713748067842e+003 | 2.7634e-06 |  | 1.649713748067842e+003 | 5.521e-06 |  | 1.649713748067842e+003 | 4.7819e-06 |  | 1650.8576 | 4.0022e-06 | 26.7114 | 4.0022e-06
1.650857638897599e+003 | 1.4983e-07 | 1650.8576 | 1.650857638897599e+003 | 2.7633e-06 |  | 1.650857638897599e+003 | 5.5208e-06 |  | 1.650857638897599e+003 | 4.7817e-06 |  | 1652.0023 | 4.0022e-06 | 26.7121 | 4.0022e-06
1.652002322886916e+003 | 1.4982e-07 | 1652.0023 | 1.652002322886916e+003 | 2.7633e-06 |  | 1.652002322886916e+003 | 5.5206e-06 |  | 1.652002322886916e+003 | 4.7816e-06 |  | 1653.1478 | 4.0022e-06 | 26.7127 | 4.0022e-06
1.653147800585760e+003 | 1.4982e-07 | 1653.1478 | 1.653147800585760e+003 | 2.7632e-06 |  | 1.653147800585760e+003 | 5.5204e-06 |  | 1.653147800585760e+003 | 4.7814e-06 |  | 1654.2941 | 4.0022e-06 | 26.7134 | 4.0022e-06
1.654294072544479e+003 | 1.4982e-07 | 1654.2941 | 1.654294072544479e+003 | 2.7631e-06 |  | 1.654294072544479e+003 | 5.5202e-06 |  | 1.654294072544479e+003 | 4.7812e-06 |  | 1655.4411 | 4.0022e-06 | 26.7141 | 4.0022e-06
1.655441139313803e+003 | 1.4981e-07 | 1655.4411 | 1.655441139313803e+003 | 2.763e-06 |  | 1.655441139313803e+003 | 5.5201e-06 |  | 1.655441139313803e+003 | 4.7811e-06 |  | 1656.589 | 4.0022e-06 | 26.7147 | 4.0022e-06
1.656589001444843e+003 | 1.4981e-07 | 1656.589 | 1.656589001444843e+003 | 2.7629e-06 |  | 1.656589001444843e+003 | 5.5199e-06 |  | 1.656589001444843e+003 | 4.7809e-06 |  | 1657.7377 | 4.0022e-06 | 26.7154 | 4.0022e-06
1.657737659489094e+003 | 1.498e-07 | 1657.7377 | 1.657737659489094e+003 | 2.7628e-06 |  | 1.657737659489094e+003 | 5.5197e-06 |  | 1.657737659489094e+003 | 4.7808e-06 |  | 1658.8871 | 4.0022e-06 | 26.7161 | 4.0022e-06
1.658887113998431e+003 | 1.498e-07 | 1658.8871 | 1.658887113998431e+003 | 2.7627e-06 |  | 1.658887113998431e+003 | 5.5195e-06 |  | 1.658887113998431e+003 | 4.7806e-06 |  | 1660.0374 | 4.0022e-06 | 26.7167 | 4.0022e-06
1.660037365525114e+003 | 1.498e-07 | 1660.0374 | 1.660037365525114e+003 | 2.7626e-06 |  | 1.660037365525114e+003 | 5.5193e-06 |  | 1.660037365525114e+003 | 4.7805e-06 |  | 1661.1884 | 4.0022e-06 | 26.7174 | 4.0022e-06
1.661188414621785e+003 | 1.4979e-07 | 1661.1884 | 1.661188414621785e+003 | 2.7625e-06 |  | 1.661188414621785e+003 | 5.5192e-06 |  | 1.661188414621785e+003 | 4.7803e-06 |  | 1662.3403 | 4.0022e-06 | 26.7181 | 4.0022e-06
1.662340261841468e+003 | 1.4979e-07 | 1662.3403 | 1.662340261841468e+003 | 2.7624e-06 |  | 1.662340261841468e+003 | 5.519e-06 |  | 1.662340261841468e+003 | 4.7801e-06 |  | 1663.4929 | 4.0022e-06 | 26.7188 | 4.0022e-06
1.663492907737572e+003 | 1.4978e-07 | 1663.4929 | 1.663492907737572e+003 | 2.7623e-06 |  | 1.663492907737572e+003 | 5.5188e-06 |  | 1.663492907737572e+003 | 4.78e-06 |  | 1664.6464 | 4.0022e-06 | 26.7194 | 4.0022e-06
1.664646352863889e+003 | 1.4978e-07 | 1664.6464 | 1.664646352863889e+003 | 2.7622e-06 |  | 1.664646352863889e+003 | 5.5186e-06 |  | 1.664646352863889e+003 | 4.7798e-06 |  | 1665.8006 | 4.0022e-06 | 26.7201 | 4.0022e-06
1.665800597774595e+003 | 1.4978e-07 | 1665.8006 | 1.665800597774595e+003 | 2.7622e-06 |  | 1.665800597774595e+003 | 5.5184e-06 |  | 1.665800597774595e+003 | 4.7797e-06 |  | 1666.9556 | 4.0022e-06 | 26.7208 | 4.0022e-06
1.666955643024251e+003 | 1.4977e-07 | 1666.9556 | 1.666955643024251e+003 | 2.7621e-06 |  | 1.666955643024251e+003 | 5.5182e-06 |  | 1.666955643024251e+003 | 4.7795e-06 |  | 1668.1115 | 4.0022e-06 | 26.7214 | 4.0022e-06
1.668111489167802e+003 | 1.4977e-07 | 1668.1115 | 1.668111489167802e+003 | 2.762e-06 |  | 1.668111489167802e+003 | 5.5181e-06 |  | 1.668111489167802e+003 | 4.7793e-06 |  | 1669.2681 | 4.0022e-06 | 26.7221 | 4.0022e-06
1.669268136760578e+003 | 1.4977e-07 | 1669.2681 | 1.669268136760578e+003 | 2.7619e-06 |  | 1.669268136760578e+003 | 5.5179e-06 |  | 1.669268136760578e+003 | 4.7792e-06 |  | 1670.4256 | 4.0022e-06 | 26.7228 | 4.0022e-06
1.670425586358293e+003 | 1.4976e-07 | 1670.4256 | 1.670425586358293e+003 | 2.7618e-06 |  | 1.670425586358293e+003 | 5.5177e-06 |  | 1.670425586358293e+003 | 4.779e-06 |  | 1671.5838 | 4.0022e-06 | 26.7235 | 4.0022e-06
1.671583838517048e+003 | 1.4976e-07 | 1671.5838 | 1.671583838517048e+003 | 2.7617e-06 |  | 1.671583838517048e+003 | 5.5175e-06 |  | 1.671583838517048e+003 | 4.7789e-06 |  | 1672.7429 | 4.0022e-06 | 26.7242 | 4.0022e-06
1.672742893793328e+003 | 1.4975e-07 | 1672.7429 | 1.672742893793328e+003 | 2.7616e-06 |  | 1.672742893793328e+003 | 5.5173e-06 |  | 1.672742893793328e+003 | 4.7787e-06 |  | 1673.9028 | 4.0021e-06 | 26.7248 | 4.0021e-06
1.673902752744005e+003 | 1.4975e-07 | 1673.9028 | 1.673902752744005e+003 | 2.7615e-06 |  | 1.673902752744005e+003 | 5.5171e-06 |  | 1.673902752744005e+003 | 4.7785e-06 |  | 1675.0634 | 4.0021e-06 | 26.7255 | 4.0021e-06
1.675063415926337e+003 | 1.4975e-07 | 1675.0634 | 1.675063415926337e+003 | 2.7614e-06 |  | 1.675063415926337e+003 | 5.5169e-06 |  | 1.675063415926337e+003 | 4.7784e-06 |  | 1676.2249 | 4.0021e-06 | 26.7262 | 4.0021e-06
1.676224883897968e+003 | 1.4974e-07 | 1676.2249 | 1.676224883897968e+003 | 2.7613e-06 |  | 1.676224883897968e+003 | 5.5168e-06 |  | 1.676224883897968e+003 | 4.7782e-06 |  | 1677.3872 | 4.0021e-06 | 26.7269 | 4.0021e-06
1.677387157216928e+003 | 1.4974e-07 | 1677.3872 | 1.677387157216928e+003 | 2.7612e-06 |  | 1.677387157216928e+003 | 5.5166e-06 |  | 1.677387157216928e+003 | 4.7781e-06 |  | 1678.5502 | 4.0021e-06 | 26.7275 | 4.0021e-06
1.678550236441636e+003 | 1.4973e-07 | 1678.5502 | 1.678550236441636e+003 | 2.7611e-06 |  | 1.678550236441636e+003 | 5.5164e-06 |  | 1.678550236441636e+003 | 4.7779e-06 |  | 1679.7141 | 4.0021e-06 | 26.7282 | 4.0021e-06
1.679714122130897e+003 | 1.4973e-07 | 1679.7141 | 1.679714122130897e+003 | 2.761e-06 |  | 1.679714122130897e+003 | 5.5162e-06 |  | 1.679714122130897e+003 | 4.7777e-06 |  | 1680.8788 | 4.0021e-06 | 26.7289 | 4.0021e-06
1.680878814843902e+003 | 1.4973e-07 | 1680.8788 | 1.680878814843902e+003 | 2.7609e-06 |  | 1.680878814843902e+003 | 5.516e-06 |  | 1.680878814843902e+003 | 4.7776e-06 |  | 1682.0443 | 4.0021e-06 | 26.7296 | 4.0021e-06
1.682044315140232e+003 | 1.4972e-07 | 1682.0443 | 1.682044315140232e+003 | 2.7609e-06 |  | 1.682044315140232e+003 | 5.5158e-06 |  | 1.682044315140232e+003 | 4.7774e-06 |  | 1683.2106 | 4.0021e-06 | 26.7303 | 4.0021e-06
1.683210623579855e+003 | 1.4972e-07 | 1683.2106 | 1.683210623579855e+003 | 2.7608e-06 |  | 1.683210623579855e+003 | 5.5156e-06 |  | 1.683210623579855e+003 | 4.7772e-06 |  | 1684.3777 | 4.0021e-06 | 26.731 | 4.0021e-06
1.684377740723128e+003 | 1.4972e-07 | 1684.3777 | 1.684377740723128e+003 | 2.7607e-06 |  | 1.684377740723128e+003 | 5.5154e-06 |  | 1.684377740723128e+003 | 4.7771e-06 |  | 1685.5457 | 4.0021e-06 | 26.7317 | 4.0021e-06
1.685545667130795e+003 | 1.4971e-07 | 1685.5457 | 1.685545667130795e+003 | 2.7606e-06 |  | 1.685545667130795e+003 | 5.5153e-06 |  | 1.685545667130795e+003 | 4.7769e-06 |  | 1686.7144 | 4.0021e-06 | 26.7323 | 4.0021e-06
1.686714403363991e+003 | 1.4971e-07 | 1686.7144 | 1.686714403363991e+003 | 2.7605e-06 |  | 1.686714403363991e+003 | 5.5151e-06 |  | 1.686714403363991e+003 | 4.7768e-06 |  | 1687.8839 | 4.0021e-06 | 26.733 | 4.0021e-06
1.687883949984238e+003 | 1.497e-07 | 1687.8839 | 1.687883949984238e+003 | 2.7604e-06 |  | 1.687883949984238e+003 | 5.5149e-06 |  | 1.687883949984238e+003 | 4.7766e-06 |  | 1689.0543 | 4.0021e-06 | 26.7337 | 4.0021e-06
1.689054307553448e+003 | 1.497e-07 | 1689.0543 | 1.689054307553448e+003 | 2.7603e-06 |  | 1.689054307553448e+003 | 5.5147e-06 |  | 1.689054307553448e+003 | 4.7764e-06 |  | 1690.2255 | 4.0021e-06 | 26.7344 | 4.0021e-06
1.690225476633923e+003 | 1.497e-07 | 1690.2255 | 1.690225476633923e+003 | 2.7602e-06 |  | 1.690225476633923e+003 | 5.5145e-06 |  | 1.690225476633923e+003 | 4.7763e-06 |  | 1691.3975 | 4.0021e-06 | 26.7351 | 4.0021e-06
1.691397457788356e+003 | 1.4969e-07 | 1691.3975 | 1.691397457788356e+003 | 2.7601e-06 |  | 1.691397457788356e+003 | 5.5143e-06 |  | 1.691397457788356e+003 | 4.7761e-06 |  | 1692.5703 | 4.0021e-06 | 26.7358 | 4.0021e-06
1.692570251579827e+003 | 1.4969e-07 | 1692.5703 | 1.692570251579827e+003 | 2.76e-06 |  | 1.692570251579827e+003 | 5.5141e-06 |  | 1.692570251579827e+003 | 4.7759e-06 |  | 1693.7439 | 4.0021e-06 | 26.7365 | 4.0021e-06
1.693743858571809e+003 | 1.4968e-07 | 1693.7439 | 1.693743858571809e+003 | 2.7599e-06 |  | 1.693743858571809e+003 | 5.5139e-06 |  | 1.693743858571809e+003 | 4.7758e-06 |  | 1694.9183 | 4.0021e-06 | 26.7372 | 4.0021e-06
1.694918279328166e+003 | 1.4968e-07 | 1694.9183 | 1.694918279328166e+003 | 2.7598e-06 |  | 1.694918279328166e+003 | 5.5137e-06 |  | 1.694918279328166e+003 | 4.7756e-06 |  | 1696.0935 | 4.0021e-06 | 26.7378 | 4.0021e-06
1.696093514413151e+003 | 1.4968e-07 | 1696.0935 | 1.696093514413151e+003 | 2.7597e-06 |  | 1.696093514413151e+003 | 5.5136e-06 |  | 1.696093514413151e+003 | 4.7754e-06 |  | 1697.2696 | 4.0021e-06 | 26.7386 | 4.0021e-06
1.697269564391409e+003 | 1.4967e-07 | 1697.2696 | 1.697269564391409e+003 | 2.7596e-06 |  | 1.697269564391409e+003 | 5.5134e-06 |  | 1.697269564391409e+003 | 4.7753e-06 |  | 1698.4464 | 4.0021e-06 | 26.7392 | 4.0021e-06
1.698446429827978e+003 | 1.4967e-07 | 1698.4464 | 1.698446429827978e+003 | 2.7595e-06 |  | 1.698446429827978e+003 | 5.5132e-06 |  | 1.698446429827978e+003 | 4.7751e-06 |  | 1699.6241 | 4.0021e-06 | 26.7399 | 4.0021e-06
1.699624111288285e+003 | 1.4966e-07 | 1699.6241 | 1.699624111288285e+003 | 2.7594e-06 |  | 1.699624111288285e+003 | 5.513e-06 |  | 1.699624111288285e+003 | 4.775e-06 |  | 1700.8026 | 4.0021e-06 | 26.7406 | 4.0021e-06
1.700802609338153e+003 | 1.4966e-07 | 1700.8026 | 1.700802609338153e+003 | 2.7593e-06 |  | 1.700802609338153e+003 | 5.5128e-06 |  | 1.700802609338153e+003 | 4.7748e-06 |  | 1701.9819 | 4.0021e-06 | 26.7413 | 4.0021e-06
1.701981924543792e+003 | 1.4966e-07 | 1701.9819 | 1.701981924543792e+003 | 2.7592e-06 |  | 1.701981924543792e+003 | 5.5126e-06 |  | 1.701981924543792e+003 | 4.7746e-06 |  | 1703.1621 | 4.0021e-06 | 26.742 | 4.0021e-06
1.703162057471810e+003 | 1.4965e-07 | 1703.1621 | 1.703162057471810e+003 | 2.7591e-06 |  | 1.703162057471810e+003 | 5.5124e-06 |  | 1.703162057471810e+003 | 4.7745e-06 |  | 1704.343 | 4.0021e-06 | 26.7427 | 4.0021e-06
1.704343008689204e+003 | 1.4965e-07 | 1704.343 | 1.704343008689204e+003 | 2.7591e-06 |  | 1.704343008689204e+003 | 5.5122e-06 |  | 1.704343008689204e+003 | 4.7743e-06 |  | 1705.5248 | 4.0021e-06 | 26.7434 | 4.0021e-06
1.705524778763366e+003 | 1.4964e-07 | 1705.5248 | 1.705524778763366e+003 | 2.759e-06 |  | 1.705524778763366e+003 | 5.512e-06 |  | 1.705524778763366e+003 | 4.7741e-06 |  | 1706.7074 | 4.0021e-06 | 26.7441 | 4.0021e-06
1.706707368262081e+003 | 1.4964e-07 | 1706.7074 | 1.706707368262081e+003 | 2.7589e-06 |  | 1.706707368262081e+003 | 5.5118e-06 |  | 1.706707368262081e+003 | 4.774e-06 |  | 1707.8908 | 4.0021e-06 | 26.7448 | 4.0021e-06
1.707890777753528e+003 | 1.4964e-07 | 1707.8908 | 1.707890777753528e+003 | 2.7588e-06 |  | 1.707890777753528e+003 | 5.5116e-06 |  | 1.707890777753528e+003 | 4.7738e-06 |  | 1709.075 | 4.0021e-06 | 26.7455 | 4.0021e-06
1.709075007806279e+003 | 1.4963e-07 | 1709.075 | 1.709075007806279e+003 | 2.7587e-06 |  | 1.709075007806279e+003 | 5.5115e-06 |  | 1.709075007806279e+003 | 4.7736e-06 |  | 1710.2601 | 4.0021e-06 | 26.7462 | 4.0021e-06
1.710260058989302e+003 | 1.4963e-07 | 1710.2601 | 1.710260058989302e+003 | 2.7586e-06 |  | 1.710260058989302e+003 | 5.5113e-06 |  | 1.710260058989302e+003 | 4.7735e-06 |  | 1711.4459 | 4.0021e-06 | 26.7469 | 4.0021e-06
1.711445931871957e+003 | 1.4962e-07 | 1711.4459 | 1.711445931871957e+003 | 2.7585e-06 |  | 1.711445931871957e+003 | 5.5111e-06 |  | 1.711445931871957e+003 | 4.7733e-06 |  | 1712.6326 | 4.0021e-06 | 26.7476 | 4.0021e-06
1.712632627024002e+003 | 1.4962e-07 | 1712.6326 | 1.712632627024002e+003 | 2.7584e-06 |  | 1.712632627024002e+003 | 5.5109e-06 |  | 1.712632627024002e+003 | 4.7731e-06 |  | 1713.8201 | 4.0021e-06 | 26.7483 | 4.0021e-06
1.713820145015587e+003 | 1.4962e-07 | 1713.8201 | 1.713820145015587e+003 | 2.7583e-06 |  | 1.713820145015587e+003 | 5.5107e-06 |  | 1.713820145015587e+003 | 4.773e-06 |  | 1715.0085 | 4.0021e-06 | 26.749 | 4.0021e-06
1.715008486417259e+003 | 1.4961e-07 | 1715.0085 | 1.715008486417259e+003 | 2.7582e-06 |  | 1.715008486417259e+003 | 5.5105e-06 |  | 1.715008486417259e+003 | 4.7728e-06 |  | 1716.1977 | 4.0021e-06 | 26.7497 | 4.0021e-06
1.716197651799960e+003 | 1.4961e-07 | 1716.1977 | 1.716197651799960e+003 | 2.7581e-06 |  | 1.716197651799960e+003 | 5.5103e-06 |  | 1.716197651799960e+003 | 4.7726e-06 |  | 1717.3876 | 4.0021e-06 | 26.7504 | 4.0021e-06
1.717387641735028e+003 | 1.496e-07 | 1717.3876 | 1.717387641735028e+003 | 2.758e-06 |  | 1.717387641735028e+003 | 5.5101e-06 |  | 1.717387641735028e+003 | 4.7724e-06 |  | 1718.5785 | 4.0021e-06 | 26.7511 | 4.0021e-06
1.718578456794198e+003 | 1.496e-07 | 1718.5785 | 1.718578456794198e+003 | 2.7579e-06 |  | 1.718578456794198e+003 | 5.5099e-06 |  | 1.718578456794198e+003 | 4.7723e-06 |  | 1719.7701 | 4.0021e-06 | 26.7518 | 4.0021e-06
1.719770097549601e+003 | 1.496e-07 | 1719.7701 | 1.719770097549601e+003 | 2.7578e-06 |  | 1.719770097549601e+003 | 5.5097e-06 |  | 1.719770097549601e+003 | 4.7721e-06 |  | 1720.9626 | 4.0021e-06 | 26.7525 | 4.0021e-06
1.720962564573763e+003 | 1.4959e-07 | 1720.9626 | 1.720962564573763e+003 | 2.7577e-06 |  | 1.720962564573763e+003 | 5.5095e-06 |  | 1.720962564573763e+003 | 4.7719e-06 |  | 1722.1559 | 4.0021e-06 | 26.7533 | 4.0021e-06
1.722155858439609e+003 | 1.4959e-07 | 1722.1559 | 1.722155858439609e+003 | 2.7576e-06 |  | 1.722155858439609e+003 | 5.5093e-06 |  | 1.722155858439609e+003 | 4.7718e-06 |  | 1723.35 | 4.0021e-06 | 26.754 | 4.0021e-06
1.723349979720460e+003 | 1.4958e-07 | 1723.35 | 1.723349979720460e+003 | 2.7575e-06 |  | 1.723349979720460e+003 | 5.5091e-06 |  | 1.723349979720460e+003 | 4.7716e-06 |  | 1724.5449 | 4.0021e-06 | 26.7547 | 4.0021e-06
1.724544928990037e+003 | 1.4958e-07 | 1724.5449 | 1.724544928990037e+003 | 2.7574e-06 |  | 1.724544928990037e+003 | 5.5089e-06 |  | 1.724544928990037e+003 | 4.7714e-06 |  | 1725.7407 | 4.0021e-06 | 26.7554 | 4.0021e-06
1.725740706822456e+003 | 1.4958e-07 | 1725.7407 | 1.725740706822456e+003 | 2.7573e-06 |  | 1.725740706822456e+003 | 5.5087e-06 |  | 1.725740706822456e+003 | 4.7713e-06 |  | 1726.9373 | 4.0021e-06 | 26.7561 | 4.0021e-06
1.726937313792232e+003 | 1.4957e-07 | 1726.9373 | 1.726937313792232e+003 | 2.7572e-06 |  | 1.726937313792232e+003 | 5.5085e-06 |  | 1.726937313792232e+003 | 4.7711e-06 |  | 1728.1348 | 4.0021e-06 | 26.7568 | 4.0021e-06
1.728134750474278e+003 | 1.4957e-07 | 1728.1348 | 1.728134750474278e+003 | 2.7571e-06 |  | 1.728134750474278e+003 | 5.5083e-06 |  | 1.728134750474278e+003 | 4.7709e-06 |  | 1729.333 | 4.0021e-06 | 26.7575 | 4.0021e-06
1.729333017443907e+003 | 1.4956e-07 | 1729.333 | 1.729333017443907e+003 | 2.757e-06 |  | 1.729333017443907e+003 | 5.5081e-06 |  | 1.729333017443907e+003 | 4.7707e-06 |  | 1730.5321 | 4.0021e-06 | 26.7583 | 4.0021e-06
1.730532115276829e+003 | 1.4956e-07 | 1730.5321 | 1.730532115276829e+003 | 2.7569e-06 |  | 1.730532115276829e+003 | 5.5079e-06 |  | 1.730532115276829e+003 | 4.7706e-06 |  | 1731.732 | 4.0021e-06 | 26.759 | 4.0021e-06
1.731732044549155e+003 | 1.4956e-07 | 1731.732 | 1.731732044549155e+003 | 2.7568e-06 |  | 1.731732044549155e+003 | 5.5077e-06 |  | 1.731732044549155e+003 | 4.7704e-06 |  | 1732.9328 | 4.0021e-06 | 26.7597 | 4.0021e-06
1.732932805837395e+003 | 1.4955e-07 | 1732.9328 | 1.732932805837395e+003 | 2.7567e-06 |  | 1.732932805837395e+003 | 5.5075e-06 |  | 1.732932805837395e+003 | 4.7702e-06 |  | 1734.1344 | 4.0021e-06 | 26.7604 | 4.0021e-06
1.734134399718457e+003 | 1.4955e-07 | 1734.1344 | 1.734134399718457e+003 | 2.7566e-06 |  | 1.734134399718457e+003 | 5.5073e-06 |  | 1.734134399718457e+003 | 4.7701e-06 |  | 1735.3368 | 4.0021e-06 | 26.7611 | 4.0021e-06
1.735336826769652e+003 | 1.4954e-07 | 1735.3368 | 1.735336826769652e+003 | 2.7565e-06 |  | 1.735336826769652e+003 | 5.5071e-06 |  | 1.735336826769652e+003 | 4.7699e-06 |  | 1736.5401 | 4.0021e-06 | 26.7618 | 4.0021e-06
1.736540087568688e+003 | 1.4954e-07 | 1736.5401 | 1.736540087568688e+003 | 2.7564e-06 |  | 1.736540087568688e+003 | 5.5069e-06 |  | 1.736540087568688e+003 | 4.7697e-06 |  | 1737.7442 | 4.0021e-06 | 26.7625 | 4.0021e-06
1.737744182693677e+003 | 1.4954e-07 | 1737.7442 | 1.737744182693677e+003 | 2.7563e-06 |  | 1.737744182693677e+003 | 5.5067e-06 |  | 1.737744182693677e+003 | 4.7695e-06 |  | 1738.9491 | 4.0021e-06 | 26.7633 | 4.0021e-06
1.738949112723129e+003 | 1.4953e-07 | 1738.9491 | 1.738949112723129e+003 | 2.7562e-06 |  | 1.738949112723129e+003 | 5.5065e-06 |  | 1.738949112723129e+003 | 4.7694e-06 |  | 1740.1549 | 4.0021e-06 | 26.764 | 4.0021e-06
1.740154878235957e+003 | 1.4953e-07 | 1740.1549 | 1.740154878235957e+003 | 2.7561e-06 |  | 1.740154878235957e+003 | 5.5063e-06 |  | 1.740154878235957e+003 | 4.7692e-06 |  | 1741.3615 | 4.0021e-06 | 26.7647 | 4.0021e-06
1.741361479811474e+003 | 1.4952e-07 | 1741.3615 | 1.741361479811474e+003 | 2.756e-06 |  | 1.741361479811474e+003 | 5.5061e-06 |  | 1.741361479811474e+003 | 4.769e-06 |  | 1742.5689 | 4.0021e-06 | 26.7654 | 4.0021e-06
1.742568918029396e+003 | 1.4952e-07 | 1742.5689 | 1.742568918029396e+003 | 2.7559e-06 |  | 1.742568918029396e+003 | 5.5059e-06 |  | 1.742568918029396e+003 | 4.7689e-06 |  | 1743.7772 | 4.0021e-06 | 26.7661 | 4.0021e-06
1.743777193469841e+003 | 1.4952e-07 | 1743.7772 | 1.743777193469841e+003 | 2.7558e-06 |  | 1.743777193469841e+003 | 5.5057e-06 |  | 1.743777193469841e+003 | 4.7687e-06 |  | 1744.9863 | 4.0021e-06 | 26.7669 | 4.0021e-06
1.744986306713327e+003 | 1.4951e-07 | 1744.9863 | 1.744986306713327e+003 | 2.7557e-06 |  | 1.744986306713327e+003 | 5.5055e-06 |  | 1.744986306713327e+003 | 4.7685e-06 |  | 1746.1963 | 4.0021e-06 | 26.7676 | 4.0021e-06
1.746196258340777e+003 | 1.4951e-07 | 1746.1963 | 1.746196258340777e+003 | 2.7556e-06 |  | 1.746196258340777e+003 | 5.5053e-06 |  | 1.746196258340777e+003 | 4.7683e-06 |  | 1747.407 | 4.0021e-06 | 26.7683 | 4.0021e-06
1.747407048933515e+003 | 1.495e-07 | 1747.407 | 1.747407048933515e+003 | 2.7555e-06 |  | 1.747407048933515e+003 | 5.5051e-06 |  | 1.747407048933515e+003 | 4.7682e-06 |  | 1748.6187 | 4.0021e-06 | 26.769 | 4.0021e-06
1.748618679073271e+003 | 1.495e-07 | 1748.6187 | 1.748618679073271e+003 | 2.7554e-06 |  | 1.748618679073271e+003 | 5.5049e-06 |  | 1.748618679073271e+003 | 4.768e-06 |  | 1749.8311 | 4.0021e-06 | 26.7698 | 4.0021e-06
1.749831149342175e+003 | 1.495e-07 | 1749.8311 | 1.749831149342175e+003 | 2.7553e-06 |  | 1.749831149342175e+003 | 5.5047e-06 |  | 1.749831149342175e+003 | 4.7678e-06 |  | 1751.0445 | 4.0021e-06 | 26.7705 | 4.0021e-06
1.751044460322762e+003 | 1.4949e-07 | 1751.0445 | 1.751044460322762e+003 | 2.7552e-06 |  | 1.751044460322762e+003 | 5.5045e-06 |  | 1.751044460322762e+003 | 4.7676e-06 |  | 1752.2586 | 4.0021e-06 | 26.7712 | 4.0021e-06
1.752258612597971e+003 | 1.4949e-07 | 1752.2586 | 1.752258612597971e+003 | 2.7551e-06 |  | 1.752258612597971e+003 | 5.5043e-06 |  | 1.752258612597971e+003 | 4.7675e-06 |  | 1753.4736 | 4.0021e-06 | 26.7719 | 4.0021e-06
1.753473606751145e+003 | 1.4948e-07 | 1753.4736 | 1.753473606751145e+003 | 2.755e-06 |  | 1.753473606751145e+003 | 5.5041e-06 |  | 1.753473606751145e+003 | 4.7673e-06 |  | 1754.6894 | 4.0021e-06 | 26.7727 | 4.0021e-06
1.754689443366032e+003 | 1.4948e-07 | 1754.6894 | 1.754689443366032e+003 | 2.7549e-06 |  | 1.754689443366032e+003 | 5.5039e-06 |  | 1.754689443366032e+003 | 4.7671e-06 |  | 1755.9061 | 4.002e-06 | 26.7734 | 4.002e-06
1.755906123026785e+003 | 1.4947e-07 | 1755.9061 | 1.755906123026785e+003 | 2.7548e-06 |  | 1.755906123026785e+003 | 5.5037e-06 |  | 1.755906123026785e+003 | 4.7669e-06 |  | 1757.1236 | 4.002e-06 | 26.7741 | 4.002e-06
1.757123646317960e+003 | 1.4947e-07 | 1757.1236 | 1.757123646317960e+003 | 2.7547e-06 |  | 1.757123646317960e+003 | 5.5035e-06 |  | 1.757123646317960e+003 | 4.7668e-06 |  | 1758.342 | 4.002e-06 | 26.7749 | 4.002e-06
1.758342013824521e+003 | 1.4947e-07 | 1758.342 | 1.758342013824521e+003 | 2.7546e-06 |  | 1.758342013824521e+003 | 5.5033e-06 |  | 1.758342013824521e+003 | 4.7666e-06 |  | 1759.5612 | 4.002e-06 | 26.7756 | 4.002e-06
1.759561226131836e+003 | 1.4946e-07 | 1759.5612 | 1.759561226131836e+003 | 2.7545e-06 |  | 1.759561226131836e+003 | 5.5031e-06 |  | 1.759561226131836e+003 | 4.7664e-06 |  | 1760.7813 | 4.002e-06 | 26.7763 | 4.002e-06
1.760781283825678e+003 | 1.4946e-07 | 1760.7813 | 1.760781283825678e+003 | 2.7544e-06 |  | 1.760781283825678e+003 | 5.5029e-06 |  | 1.760781283825678e+003 | 4.7662e-06 |  | 1762.0022 | 4.002e-06 | 26.7771 | 4.002e-06
1.762002187492230e+003 | 1.4945e-07 | 1762.0022 | 1.762002187492230e+003 | 2.7543e-06 |  | 1.762002187492230e+003 | 5.5027e-06 |  | 1.762002187492230e+003 | 4.766e-06 |  | 1763.2239 | 4.002e-06 | 26.7778 | 4.002e-06
1.763223937718077e+003 | 1.4945e-07 | 1763.2239 | 1.763223937718077e+003 | 2.7542e-06 |  | 1.763223937718077e+003 | 5.5025e-06 |  | 1.763223937718077e+003 | 4.7659e-06 |  | 1764.4465 | 4.002e-06 | 26.7785 | 4.002e-06
1.764446535090212e+003 | 1.4945e-07 | 1764.4465 | 1.764446535090212e+003 | 2.7541e-06 |  | 1.764446535090212e+003 | 5.5023e-06 |  | 1.764446535090212e+003 | 4.7657e-06 |  | 1765.67 | 4.002e-06 | 26.7793 | 4.002e-06
1.765669980196038e+003 | 1.4944e-07 | 1765.67 | 1.765669980196038e+003 | 2.754e-06 |  | 1.765669980196038e+003 | 5.5021e-06 |  | 1.765669980196038e+003 | 4.7655e-06 |  | 1766.8943 | 4.002e-06 | 26.78 | 4.002e-06
1.766894273623361e+003 | 1.4944e-07 | 1766.8943 | 1.766894273623361e+003 | 2.7539e-06 |  | 1.766894273623361e+003 | 5.5019e-06 |  | 1.766894273623361e+003 | 4.7653e-06 |  | 1768.1194 | 4.002e-06 | 26.7808 | 4.002e-06
1.768119415960397e+003 | 1.4943e-07 | 1768.1194 | 1.768119415960397e+003 | 2.7538e-06 |  | 1.768119415960397e+003 | 5.5017e-06 |  | 1.768119415960397e+003 | 4.7652e-06 |  | 1769.3454 | 4.002e-06 | 26.7815 | 4.002e-06
1.769345407795769e+003 | 1.4943e-07 | 1769.3454 | 1.769345407795769e+003 | 2.7537e-06 |  | 1.769345407795769e+003 | 5.5015e-06 |  | 1.769345407795769e+003 | 4.765e-06 |  | 1770.5722 | 4.002e-06 | 26.7822 | 4.002e-06
1.770572249718509e+003 | 1.4942e-07 | 1770.5722 | 1.770572249718509e+003 | 2.7536e-06 |  | 1.770572249718509e+003 | 5.5013e-06 |  | 1.770572249718509e+003 | 4.7648e-06 |  | 1771.7999 | 4.002e-06 | 26.783 | 4.002e-06
1.771799942318057e+003 | 1.4942e-07 | 1771.7999 | 1.771799942318057e+003 | 2.7535e-06 |  | 1.771799942318057e+003 | 5.5011e-06 |  | 1.771799942318057e+003 | 4.7646e-06 |  | 1773.0285 | 4.002e-06 | 26.7837 | 4.002e-06
1.773028486184262e+003 | 1.4942e-07 | 1773.0285 | 1.773028486184262e+003 | 2.7534e-06 |  | 1.773028486184262e+003 | 5.5009e-06 |  | 1.773028486184262e+003 | 4.7644e-06 |  | 1774.2579 | 4.002e-06 | 26.7844 | 4.002e-06
1.774257881907380e+003 | 1.4941e-07 | 1774.2579 | 1.774257881907380e+003 | 2.7533e-06 |  | 1.774257881907380e+003 | 5.5006e-06 |  | 1.774257881907380e+003 | 4.7643e-06 |  | 1775.4881 | 4.002e-06 | 26.7852 | 4.002e-06
1.775488130078080e+003 | 1.4941e-07 | 1775.4881 | 1.775488130078080e+003 | 2.7532e-06 |  | 1.775488130078080e+003 | 5.5004e-06 |  | 1.775488130078080e+003 | 4.7641e-06 |  | 1776.7192 | 4.002e-06 | 26.7859 | 4.002e-06
1.776719231287437e+003 | 1.494e-07 | 1776.7192 | 1.776719231287437e+003 | 2.7531e-06 |  | 1.776719231287437e+003 | 5.5002e-06 |  | 1.776719231287437e+003 | 4.7639e-06 |  | 1777.9512 | 4.002e-06 | 26.7867 | 4.002e-06
1.777951186126937e+003 | 1.494e-07 | 1777.9512 | 1.777951186126937e+003 | 2.753e-06 |  | 1.777951186126937e+003 | 5.5e-06 |  | 1.777951186126937e+003 | 4.7637e-06 |  | 1779.184 | 4.002e-06 | 26.7874 | 4.002e-06
1.779183995188478e+003 | 1.4939e-07 | 1779.184 | 1.779183995188478e+003 | 2.7528e-06 |  | 1.779183995188478e+003 | 5.4998e-06 |  | 1.779183995188478e+003 | 4.7635e-06 |  | 1780.4177 | 4.002e-06 | 26.7882 | 4.002e-06
1.780417659064366e+003 | 1.4939e-07 | 1780.4177 | 1.780417659064366e+003 | 2.7527e-06 |  | 1.780417659064366e+003 | 5.4996e-06 |  | 1.780417659064366e+003 | 4.7634e-06 |  | 1781.6522 | 4.002e-06 | 26.7889 | 4.002e-06
1.781652178347318e+003 | 1.4939e-07 | 1781.6522 | 1.781652178347318e+003 | 2.7526e-06 |  | 1.781652178347318e+003 | 5.4994e-06 |  | 1.781652178347318e+003 | 4.7632e-06 |  | 1782.8876 | 4.002e-06 | 26.7897 | 4.002e-06
1.782887553630464e+003 | 1.4938e-07 | 1782.8876 | 1.782887553630464e+003 | 2.7525e-06 |  | 1.782887553630464e+003 | 5.4992e-06 |  | 1.782887553630464e+003 | 4.763e-06 |  | 1784.1238 | 4.002e-06 | 26.7904 | 4.002e-06
1.784123785507342e+003 | 1.4938e-07 | 1784.1238 | 1.784123785507342e+003 | 2.7524e-06 |  | 1.784123785507342e+003 | 5.499e-06 |  | 1.784123785507342e+003 | 4.7628e-06 |  | 1785.3609 | 4.002e-06 | 26.7912 | 4.002e-06
1.785360874571905e+003 | 1.4937e-07 | 1785.3609 | 1.785360874571905e+003 | 2.7523e-06 |  | 1.785360874571905e+003 | 5.4988e-06 |  | 1.785360874571905e+003 | 4.7626e-06 |  | 1786.5988 | 4.002e-06 | 26.7919 | 4.002e-06
1.786598821418515e+003 | 1.4937e-07 | 1786.5988 | 1.786598821418515e+003 | 2.7522e-06 |  | 1.786598821418515e+003 | 5.4986e-06 |  | 1.786598821418515e+003 | 4.7625e-06 |  | 1787.8376 | 4.002e-06 | 26.7927 | 4.002e-06
1.787837626641948e+003 | 1.4937e-07 | 1787.8376 | 1.787837626641948e+003 | 2.7521e-06 |  | 1.787837626641948e+003 | 5.4984e-06 |  | 1.787837626641948e+003 | 4.7623e-06 |  | 1789.0773 | 4.002e-06 | 26.7934 | 4.002e-06
1.789077290837391e+003 | 1.4936e-07 | 1789.0773 | 1.789077290837391e+003 | 2.752e-06 |  | 1.789077290837391e+003 | 5.4981e-06 |  | 1.789077290837391e+003 | 4.7621e-06 |  | 1790.3178 | 4.002e-06 | 26.7942 | 4.002e-06
1.790317814600445e+003 | 1.4936e-07 | 1790.3178 | 1.790317814600445e+003 | 2.7519e-06 |  | 1.790317814600445e+003 | 5.4979e-06 |  | 1.790317814600445e+003 | 4.7619e-06 |  | 1791.5592 | 4.002e-06 | 26.7949 | 4.002e-06
1.791559198527124e+003 | 1.4935e-07 | 1791.5592 | 1.791559198527124e+003 | 2.7518e-06 |  | 1.791559198527124e+003 | 5.4977e-06 |  | 1.791559198527124e+003 | 4.7617e-06 |  | 1792.8014 | 4.002e-06 | 26.7957 | 4.002e-06
1.792801443213854e+003 | 1.4935e-07 | 1792.8014 | 1.792801443213854e+003 | 2.7517e-06 |  | 1.792801443213854e+003 | 5.4975e-06 |  | 1.792801443213854e+003 | 4.7615e-06 |  | 1794.0445 | 4.002e-06 | 26.7964 | 4.002e-06
1.794044549257475e+003 | 1.4934e-07 | 1794.0445 | 1.794044549257475e+003 | 2.7516e-06 |  | 1.794044549257475e+003 | 5.4973e-06 |  | 1.794044549257475e+003 | 4.7614e-06 |  | 1795.2885 | 4.002e-06 | 26.7972 | 4.002e-06
1.795288517255241e+003 | 1.4934e-07 | 1795.2885 | 1.795288517255241e+003 | 2.7515e-06 |  | 1.795288517255241e+003 | 5.4971e-06 |  | 1.795288517255241e+003 | 4.7612e-06 |  | 1796.5333 | 4.002e-06 | 26.7979 | 4.002e-06
1.796533347804821e+003 | 1.4934e-07 | 1796.5333 | 1.796533347804821e+003 | 2.7514e-06 |  | 1.796533347804821e+003 | 5.4969e-06 |  | 1.796533347804821e+003 | 4.761e-06 |  | 1797.779 | 4.002e-06 | 26.7987 | 4.002e-06
1.797779041504297e+003 | 1.4933e-07 | 1797.779 | 1.797779041504297e+003 | 2.7513e-06 |  | 1.797779041504297e+003 | 5.4967e-06 |  | 1.797779041504297e+003 | 4.7608e-06 |  | 1799.0256 | 4.002e-06 | 26.7995 | 4.002e-06
1.799025598952166e+003 | 1.4933e-07 | 1799.0256 | 1.799025598952166e+003 | 2.7512e-06 |  | 1.799025598952166e+003 | 5.4964e-06 |  | 1.799025598952166e+003 | 4.7606e-06 |  | 1800.273 | 4.002e-06 | 26.8002 | 4.002e-06
1.800273020747341e+003 | 1.4932e-07 | 1800.273 | 1.800273020747341e+003 | 2.7511e-06 |  | 1.800273020747341e+003 | 5.4962e-06 |  | 1.800273020747341e+003 | 4.7604e-06 |  | 1801.5213 | 4.002e-06 | 26.801 | 4.002e-06
1.801521307489150e+003 | 1.4932e-07 | 1801.5213 | 1.801521307489150e+003 | 2.7509e-06 |  | 1.801521307489150e+003 | 5.496e-06 |  | 1.801521307489150e+003 | 4.7603e-06 |  | 1802.7705 | 4.002e-06 | 26.8017 | 4.002e-06
1.802770459777334e+003 | 1.4931e-07 | 1802.7705 | 1.802770459777334e+003 | 2.7508e-06 |  | 1.802770459777334e+003 | 5.4958e-06 |  | 1.802770459777334e+003 | 4.7601e-06 |  | 1804.0205 | 4.002e-06 | 26.8025 | 4.002e-06
1.804020478212055e+003 | 1.4931e-07 | 1804.0205 | 1.804020478212055e+003 | 2.7507e-06 |  | 1.804020478212055e+003 | 5.4956e-06 |  | 1.804020478212055e+003 | 4.7599e-06 |  | 1805.2714 | 4.002e-06 | 26.8033 | 4.002e-06
1.805271363393886e+003 | 1.4931e-07 | 1805.2714 | 1.805271363393886e+003 | 2.7506e-06 |  | 1.805271363393886e+003 | 5.4954e-06 |  | 1.805271363393886e+003 | 4.7597e-06 |  | 1806.5231 | 4.002e-06 | 26.804 | 4.002e-06
1.806523115923819e+003 | 1.493e-07 | 1806.5231 | 1.806523115923819e+003 | 2.7505e-06 |  | 1.806523115923819e+003 | 5.4952e-06 |  | 1.806523115923819e+003 | 4.7595e-06 |  | 1807.7757 | 4.002e-06 | 26.8048 | 4.002e-06
1.807775736403263e+003 | 1.493e-07 | 1807.7757 | 1.807775736403263e+003 | 2.7504e-06 |  | 1.807775736403263e+003 | 5.495e-06 |  | 1.807775736403263e+003 | 4.7593e-06 |  | 1809.0292 | 4.002e-06 | 26.8056 | 4.002e-06
1.809029225434042e+003 | 1.4929e-07 | 1809.0292 | 1.809029225434042e+003 | 2.7503e-06 |  | 1.809029225434042e+003 | 5.4947e-06 |  | 1.809029225434042e+003 | 4.7591e-06 |  | 1810.2836 | 4.002e-06 | 26.8063 | 4.002e-06
1.810283583618400e+003 | 1.4929e-07 | 1810.2836 | 1.810283583618400e+003 | 2.7502e-06 |  | 1.810283583618400e+003 | 5.4945e-06 |  | 1.810283583618400e+003 | 4.759e-06 |  | 1811.5388 | 4.002e-06 | 26.8071 | 4.002e-06
1.811538811558997e+003 | 1.4928e-07 | 1811.5388 | 1.811538811558997e+003 | 2.7501e-06 |  | 1.811538811558997e+003 | 5.4943e-06 |  | 1.811538811558997e+003 | 4.7588e-06 |  | 1812.7949 | 4.002e-06 | 26.8079 | 4.002e-06
1.812794909858910e+003 | 1.4928e-07 | 1812.7949 | 1.812794909858910e+003 | 2.75e-06 |  | 1.812794909858910e+003 | 5.4941e-06 |  | 1.812794909858910e+003 | 4.7586e-06 |  | 1814.0519 | 4.002e-06 | 26.8086 | 4.002e-06
1.814051879121636e+003 | 1.4928e-07 | 1814.0519 | 1.814051879121636e+003 | 2.7499e-06 |  | 1.814051879121636e+003 | 5.4939e-06 |  | 1.814051879121636e+003 | 4.7584e-06 |  | 1815.3097 | 4.002e-06 | 26.8094 | 4.002e-06
1.815309719951090e+003 | 1.4927e-07 | 1815.3097 | 1.815309719951090e+003 | 2.7498e-06 |  | 1.815309719951090e+003 | 5.4937e-06 |  | 1.815309719951090e+003 | 4.7582e-06 |  | 1816.5684 | 4.002e-06 | 26.8102 | 4.002e-06
1.816568432951605e+003 | 1.4927e-07 | 1816.5684 | 1.816568432951605e+003 | 2.7497e-06 |  | 1.816568432951605e+003 | 5.4934e-06 |  | 1.816568432951605e+003 | 4.758e-06 |  | 1817.828 | 4.002e-06 | 26.8109 | 4.002e-06
1.817828018727933e+003 | 1.4926e-07 | 1817.828 | 1.817828018727933e+003 | 2.7495e-06 |  | 1.817828018727933e+003 | 5.4932e-06 |  | 1.817828018727933e+003 | 4.7578e-06 |  | 1819.0885 | 4.002e-06 | 26.8117 | 4.002e-06
1.819088477885247e+003 | 1.4926e-07 | 1819.0885 | 1.819088477885247e+003 | 2.7494e-06 |  | 1.819088477885247e+003 | 5.493e-06 |  | 1.819088477885247e+003 | 4.7577e-06 |  | 1820.3498 | 4.002e-06 | 26.8125 | 4.002e-06
1.820349811029137e+003 | 1.4925e-07 | 1820.3498 | 1.820349811029137e+003 | 2.7493e-06 |  | 1.820349811029137e+003 | 5.4928e-06 |  | 1.820349811029137e+003 | 4.7575e-06 |  | 1821.612 | 4.002e-06 | 26.8133 | 4.002e-06
1.821612018765616e+003 | 1.4925e-07 | 1821.612 | 1.821612018765616e+003 | 2.7492e-06 |  | 1.821612018765616e+003 | 5.4926e-06 |  | 1.821612018765616e+003 | 4.7573e-06 |  | 1822.8751 | 4.002e-06 | 26.814 | 4.002e-06
1.822875101701114e+003 | 1.4924e-07 | 1822.8751 | 1.822875101701114e+003 | 2.7491e-06 |  | 1.822875101701114e+003 | 5.4924e-06 |  | 1.822875101701114e+003 | 4.7571e-06 |  | 1824.1391 | 4.002e-06 | 26.8148 | 4.002e-06
1.824139060442484e+003 | 1.4924e-07 | 1824.1391 | 1.824139060442484e+003 | 2.749e-06 |  | 1.824139060442484e+003 | 5.4921e-06 |  | 1.824139060442484e+003 | 4.7569e-06 |  | 1825.4039 | 4.002e-06 | 26.8156 | 4.002e-06
1.825403895596998e+003 | 1.4924e-07 | 1825.4039 | 1.825403895596998e+003 | 2.7489e-06 |  | 1.825403895596998e+003 | 5.4919e-06 |  | 1.825403895596998e+003 | 4.7567e-06 |  | 1826.6696 | 4.002e-06 | 26.8164 | 4.002e-06
1.826669607772351e+003 | 1.4923e-07 | 1826.6696 | 1.826669607772351e+003 | 2.7488e-06 |  | 1.826669607772351e+003 | 5.4917e-06 |  | 1.826669607772351e+003 | 4.7565e-06 |  | 1827.9362 | 4.002e-06 | 26.8171 | 4.002e-06
1.827936197576658e+003 | 1.4923e-07 | 1827.9362 | 1.827936197576658e+003 | 2.7487e-06 |  | 1.827936197576658e+003 | 5.4915e-06 |  | 1.827936197576658e+003 | 4.7563e-06 |  | 1829.2037 | 4.002e-06 | 26.8179 | 4.002e-06
1.829203665618455e+003 | 1.4922e-07 | 1829.2037 | 1.829203665618455e+003 | 2.7486e-06 |  | 1.829203665618455e+003 | 5.4913e-06 |  | 1.829203665618455e+003 | 4.7561e-06 |  | 1830.472 | 4.002e-06 | 26.8187 | 4.002e-06
1.830472012506701e+003 | 1.4922e-07 | 1830.472 | 1.830472012506701e+003 | 2.7485e-06 |  | 1.830472012506701e+003 | 5.491e-06 |  | 1.830472012506701e+003 | 4.7559e-06 |  | 1831.7412 | 4.002e-06 | 26.8195 | 4.002e-06
1.831741238850778e+003 | 1.4921e-07 | 1831.7412 | 1.831741238850778e+003 | 2.7483e-06 |  | 1.831741238850778e+003 | 5.4908e-06 |  | 1.831741238850778e+003 | 4.7558e-06 |  | 1833.0113 | 4.002e-06 | 26.8203 | 4.002e-06
1.833011345260489e+003 | 1.4921e-07 | 1833.0113 | 1.833011345260489e+003 | 2.7482e-06 |  | 1.833011345260489e+003 | 5.4906e-06 |  | 1.833011345260489e+003 | 4.7556e-06 |  | 1834.2823 | 4.002e-06 | 26.8211 | 4.002e-06
1.834282332346061e+003 | 1.4921e-07 | 1834.2823 | 1.834282332346061e+003 | 2.7481e-06 |  | 1.834282332346061e+003 | 5.4904e-06 |  | 1.834282332346061e+003 | 4.7554e-06 |  | 1835.5542 | 4.002e-06 | 26.8218 | 4.002e-06
1.835554200718143e+003 | 1.492e-07 | 1835.5542 | 1.835554200718143e+003 | 2.748e-06 |  | 1.835554200718143e+003 | 5.4902e-06 |  | 1.835554200718143e+003 | 4.7552e-06 |  | 1836.827 | 4.002e-06 | 26.8226 | 4.002e-06
1.836826950987808e+003 | 1.492e-07 | 1836.827 | 1.836826950987808e+003 | 2.7479e-06 |  | 1.836826950987808e+003 | 5.4899e-06 |  | 1.836826950987808e+003 | 4.755e-06 |  | 1838.1006 | 4.002e-06 | 26.8234 | 4.002e-06
1.838100583766553e+003 | 1.4919e-07 | 1838.1006 | 1.838100583766553e+003 | 2.7478e-06 |  | 1.838100583766553e+003 | 5.4897e-06 |  | 1.838100583766553e+003 | 4.7548e-06 |  | 1839.3751 | 4.002e-06 | 26.8242 | 4.002e-06
1.839375099666299e+003 | 1.4919e-07 | 1839.3751 | 1.839375099666299e+003 | 2.7477e-06 |  | 1.839375099666299e+003 | 5.4895e-06 |  | 1.839375099666299e+003 | 4.7546e-06 |  | 1840.6505 | 4.002e-06 | 26.825 | 4.002e-06
1.840650499299390e+003 | 1.4918e-07 | 1840.6505 | 1.840650499299390e+003 | 2.7476e-06 |  | 1.840650499299390e+003 | 5.4893e-06 |  | 1.840650499299390e+003 | 4.7544e-06 |  | 1841.9268 | 4.002e-06 | 26.8258 | 4.002e-06
1.841926783278597e+003 | 1.4918e-07 | 1841.9268 | 1.841926783278597e+003 | 2.7475e-06 |  | 1.841926783278597e+003 | 5.4891e-06 |  | 1.841926783278597e+003 | 4.7542e-06 |  | 1843.204 | 4.002e-06 | 26.8266 | 4.002e-06
1.843203952217114e+003 | 1.4917e-07 | 1843.204 | 1.843203952217114e+003 | 2.7474e-06 |  | 1.843203952217114e+003 | 5.4888e-06 |  | 1.843203952217114e+003 | 4.754e-06 |  | 1844.482 | 4.0019e-06 | 26.8273 | 4.002e-06
1.844482006728561e+003 | 1.4917e-07 | 1844.482 | 1.844482006728561e+003 | 2.7472e-06 |  | 1.844482006728561e+003 | 5.4886e-06 |  | 1.844482006728561e+003 | 4.7538e-06 |  | 1845.7609 | 4.0019e-06 | 26.8281 | 4.0019e-06
1.845760947426982e+003 | 1.4917e-07 | 1845.7609 | 1.845760947426982e+003 | 2.7471e-06 |  | 1.845760947426982e+003 | 5.4884e-06 |  | 1.845760947426982e+003 | 4.7536e-06 |  | 1847.0408 | 4.0019e-06 | 26.8289 | 4.0019e-06
1.847040774926849e+003 | 1.4916e-07 | 1847.0408 | 1.847040774926849e+003 | 2.747e-06 |  | 1.847040774926849e+003 | 5.4882e-06 |  | 1.847040774926849e+003 | 4.7535e-06 |  | 1848.3215 | 4.0019e-06 | 26.8297 | 4.0019e-06
1.848321489843058e+003 | 1.4916e-07 | 1848.3215 | 1.848321489843058e+003 | 2.7469e-06 |  | 1.848321489843058e+003 | 5.4879e-06 |  | 1.848321489843058e+003 | 4.7533e-06 |  | 1849.6031 | 4.0019e-06 | 26.8305 | 4.0019e-06
1.849603092790934e+003 | 1.4915e-07 | 1849.6031 | 1.849603092790934e+003 | 2.7468e-06 |  | 1.849603092790934e+003 | 5.4877e-06 |  | 1.849603092790934e+003 | 4.7531e-06 |  | 1850.8856 | 4.0019e-06 | 26.8313 | 4.0019e-06
1.850885584386225e+003 | 1.4915e-07 | 1850.8856 | 1.850885584386225e+003 | 2.7467e-06 |  | 1.850885584386225e+003 | 5.4875e-06 |  | 1.850885584386225e+003 | 4.7529e-06 |  | 1852.169 | 4.0019e-06 | 26.8321 | 4.0019e-06
1.852168965245110e+003 | 1.4914e-07 | 1852.169 | 1.852168965245110e+003 | 2.7466e-06 |  | 1.852168965245110e+003 | 5.4873e-06 |  | 1.852168965245110e+003 | 4.7527e-06 |  | 1853.4532 | 4.0019e-06 | 26.8329 | 4.0019e-06
1.853453235984192e+003 | 1.4914e-07 | 1853.4532 | 1.853453235984192e+003 | 2.7465e-06 |  | 1.853453235984192e+003 | 5.487e-06 |  | 1.853453235984192e+003 | 4.7525e-06 |  | 1854.7384 | 4.0019e-06 | 26.8337 | 4.0019e-06
1.854738397220503e+003 | 1.4913e-07 | 1854.7384 | 1.854738397220503e+003 | 2.7463e-06 |  | 1.854738397220503e+003 | 5.4868e-06 |  | 1.854738397220503e+003 | 4.7523e-06 |  | 1856.0244 | 4.0019e-06 | 26.8345 | 4.0019e-06
1.856024449571502e+003 | 1.4913e-07 | 1856.0244 | 1.856024449571502e+003 | 2.7462e-06 |  | 1.856024449571502e+003 | 5.4866e-06 |  | 1.856024449571502e+003 | 4.7521e-06 |  | 1857.3114 | 4.0019e-06 | 26.8353 | 4.0019e-06
1.857311393655078e+003 | 1.4913e-07 | 1857.3114 | 1.857311393655078e+003 | 2.7461e-06 |  | 1.857311393655078e+003 | 5.4864e-06 |  | 1.857311393655078e+003 | 4.7519e-06 |  | 1858.5992 | 4.0019e-06 | 26.8361 | 4.0019e-06
1.858599230089547e+003 | 1.4912e-07 | 1858.5992 | 1.858599230089547e+003 | 2.746e-06 |  | 1.858599230089547e+003 | 5.4861e-06 |  | 1.858599230089547e+003 | 4.7517e-06 |  | 1859.888 | 4.0019e-06 | 26.8369 | 4.0019e-06
1.859887959493653e+003 | 1.4912e-07 | 1859.888 | 1.859887959493653e+003 | 2.7459e-06 |  | 1.859887959493653e+003 | 5.4859e-06 |  | 1.859887959493653e+003 | 4.7515e-06 |  | 1861.1776 | 4.0019e-06 | 26.8377 | 4.0019e-06
1.861177582486571e+003 | 1.4911e-07 | 1861.1776 | 1.861177582486571e+003 | 2.7458e-06 |  | 1.861177582486571e+003 | 5.4857e-06 |  | 1.861177582486571e+003 | 4.7513e-06 |  | 1862.4681 | 4.0019e-06 | 26.8385 | 4.0019e-06
1.862468099687903e+003 | 1.4911e-07 | 1862.4681 | 1.862468099687903e+003 | 2.7457e-06 |  | 1.862468099687903e+003 | 5.4855e-06 |  | 1.862468099687903e+003 | 4.7511e-06 |  | 1863.7595 | 4.0019e-06 | 26.8393 | 4.0019e-06
1.863759511717683e+003 | 1.491e-07 | 1863.7595 | 1.863759511717683e+003 | 2.7455e-06 |  | 1.863759511717683e+003 | 5.4852e-06 |  | 1.863759511717683e+003 | 4.7509e-06 |  | 1865.0518 | 4.0019e-06 | 26.8401 | 4.0019e-06
1.865051819196373e+003 | 1.491e-07 | 1865.0518 | 1.865051819196373e+003 | 2.7454e-06 |  | 1.865051819196373e+003 | 5.485e-06 |  | 1.865051819196373e+003 | 4.7507e-06 |  | 1866.345 | 4.0019e-06 | 26.8409 | 4.0019e-06
1.866345022744867e+003 | 1.4909e-07 | 1866.345 | 1.866345022744867e+003 | 2.7453e-06 |  | 1.866345022744867e+003 | 5.4848e-06 |  | 1.866345022744867e+003 | 4.7505e-06 |  | 1867.6391 | 4.0019e-06 | 26.8417 | 4.0019e-06
1.867639122984488e+003 | 1.4909e-07 | 1867.6391 | 1.867639122984488e+003 | 2.7452e-06 |  | 1.867639122984488e+003 | 5.4845e-06 |  | 1.867639122984488e+003 | 4.7503e-06 |  | 1868.9341 | 4.0019e-06 | 26.8425 | 4.0019e-06
1.868934120536991e+003 | 1.4908e-07 | 1868.9341 | 1.868934120536991e+003 | 2.7451e-06 |  | 1.868934120536991e+003 | 5.4843e-06 |  | 1.868934120536991e+003 | 4.7501e-06 |  | 1870.23 | 4.0019e-06 | 26.8433 | 4.0019e-06
1.870230016024560e+003 | 1.4908e-07 | 1870.23 | 1.870230016024560e+003 | 2.745e-06 |  | 1.870230016024560e+003 | 5.4841e-06 |  | 1.870230016024560e+003 | 4.7499e-06 |  | 1871.5268 | 4.0019e-06 | 26.8441 | 4.0019e-06
1.871526810069814e+003 | 1.4908e-07 | 1871.5268 | 1.871526810069814e+003 | 2.7449e-06 |  | 1.871526810069814e+003 | 5.4839e-06 |  | 1.871526810069814e+003 | 4.7497e-06 |  | 1872.8245 | 4.0019e-06 | 26.8449 | 4.0019e-06
1.872824503295800e+003 | 1.4907e-07 | 1872.8245 | 1.872824503295800e+003 | 2.7447e-06 |  | 1.872824503295800e+003 | 5.4836e-06 |  | 1.872824503295800e+003 | 4.7495e-06 |  | 1874.1231 | 4.0019e-06 | 26.8458 | 4.0019e-06
1.874123096325999e+003 | 1.4907e-07 | 1874.1231 | 1.874123096325999e+003 | 2.7446e-06 |  | 1.874123096325999e+003 | 5.4834e-06 |  | 1.874123096325999e+003 | 4.7493e-06 |  | 1875.4226 | 4.0019e-06 | 26.8466 | 4.0019e-06
1.875422589784324e+003 | 1.4906e-07 | 1875.4226 | 1.875422589784324e+003 | 2.7445e-06 |  | 1.875422589784324e+003 | 5.4832e-06 |  | 1.875422589784324e+003 | 4.7491e-06 |  | 1876.723 | 4.0019e-06 | 26.8474 | 4.0019e-06
1.876722984295121e+003 | 1.4906e-07 | 1876.723 | 1.876722984295121e+003 | 2.7444e-06 |  | 1.876722984295121e+003 | 5.4829e-06 |  | 1.876722984295121e+003 | 4.7489e-06 |  | 1878.0243 | 4.0019e-06 | 26.8482 | 4.0019e-06
1.878024280483168e+003 | 1.4905e-07 | 1878.0243 | 1.878024280483168e+003 | 2.7443e-06 |  | 1.878024280483168e+003 | 5.4827e-06 |  | 1.878024280483168e+003 | 4.7487e-06 |  | 1879.3265 | 4.0019e-06 | 26.849 | 4.0019e-06
1.879326478973677e+003 | 1.4905e-07 | 1879.3265 | 1.879326478973677e+003 | 2.7442e-06 |  | 1.879326478973677e+003 | 5.4825e-06 |  | 1.879326478973677e+003 | 4.7485e-06 |  | 1880.6296 | 4.0019e-06 | 26.8498 | 4.0019e-06
1.880629580392293e+003 | 1.4904e-07 | 1880.6296 | 1.880629580392293e+003 | 2.7441e-06 |  | 1.880629580392293e+003 | 5.4822e-06 |  | 1.880629580392293e+003 | 4.7483e-06 |  | 1881.9336 | 4.0019e-06 | 26.8506 | 4.0019e-06
1.881933585365096e+003 | 1.4904e-07 | 1881.9336 | 1.881933585365096e+003 | 2.7439e-06 |  | 1.881933585365096e+003 | 5.482e-06 |  | 1.881933585365096e+003 | 4.7481e-06 |  | 1883.2385 | 4.0019e-06 | 26.8515 | 4.0019e-06
1.883238494518597e+003 | 1.4903e-07 | 1883.2385 | 1.883238494518597e+003 | 2.7438e-06 |  | 1.883238494518597e+003 | 5.4818e-06 |  | 1.883238494518597e+003 | 4.7479e-06 |  | 1884.5443 | 4.0019e-06 | 26.8523 | 4.0019e-06
1.884544308479746e+003 | 1.4903e-07 | 1884.5443 | 1.884544308479746e+003 | 2.7437e-06 |  | 1.884544308479746e+003 | 5.4816e-06 |  | 1.884544308479746e+003 | 4.7477e-06 |  | 1885.851 | 4.0019e-06 | 26.8531 | 4.0019e-06
1.885851027875923e+003 | 1.4902e-07 | 1885.851 | 1.885851027875923e+003 | 2.7436e-06 |  | 1.885851027875923e+003 | 5.4813e-06 |  | 1.885851027875923e+003 | 4.7475e-06 |  | 1887.1587 | 4.0019e-06 | 26.8539 | 4.0019e-06
1.887158653334947e+003 | 1.4902e-07 | 1887.1587 | 1.887158653334947e+003 | 2.7435e-06 |  | 1.887158653334947e+003 | 5.4811e-06 |  | 1.887158653334947e+003 | 4.7473e-06 |  | 1888.4672 | 4.0019e-06 | 26.8547 | 4.0019e-06
1.888467185485070e+003 | 1.4902e-07 | 1888.4672 | 1.888467185485070e+003 | 2.7434e-06 |  | 1.888467185485070e+003 | 5.4809e-06 |  | 1.888467185485070e+003 | 4.7471e-06 |  | 1889.7766 | 4.0019e-06 | 26.8556 | 4.0019e-06
1.889776624954980e+003 | 1.4901e-07 | 1889.7766 | 1.889776624954980e+003 | 2.7432e-06 |  | 1.889776624954980e+003 | 5.4806e-06 |  | 1.889776624954980e+003 | 4.7469e-06 |  | 1891.087 | 4.0019e-06 | 26.8564 | 4.0019e-06
1.891086972373802e+003 | 1.4901e-07 | 1891.087 | 1.891086972373802e+003 | 2.7431e-06 |  | 1.891086972373802e+003 | 5.4804e-06 |  | 1.891086972373802e+003 | 4.7467e-06 |  | 1892.3982 | 4.0019e-06 | 26.8572 | 4.0019e-06
1.892398228371096e+003 | 1.49e-07 | 1892.3982 | 1.892398228371096e+003 | 2.743e-06 |  | 1.892398228371096e+003 | 5.4802e-06 |  | 1.892398228371096e+003 | 4.7465e-06 |  | 1893.7104 | 4.0019e-06 | 26.858 | 4.0019e-06
1.893710393576858e+003 | 1.49e-07 | 1893.7104 | 1.893710393576858e+003 | 2.7429e-06 |  | 1.893710393576858e+003 | 5.4799e-06 |  | 1.893710393576858e+003 | 4.7463e-06 |  | 1895.0235 | 4.0019e-06 | 26.8589 | 4.0019e-06
1.895023468621523e+003 | 1.4899e-07 | 1895.0235 | 1.895023468621523e+003 | 2.7428e-06 |  | 1.895023468621523e+003 | 5.4797e-06 |  | 1.895023468621523e+003 | 4.7461e-06 |  | 1896.3375 | 4.0019e-06 | 26.8597 | 4.0019e-06
1.896337454135961e+003 | 1.4899e-07 | 1896.3375 | 1.896337454135961e+003 | 2.7427e-06 |  | 1.896337454135961e+003 | 5.4794e-06 |  | 1.896337454135961e+003 | 4.7459e-06 |  | 1897.6524 | 4.0019e-06 | 26.8605 | 4.0019e-06
1.897652350751481e+003 | 1.4898e-07 | 1897.6524 | 1.897652350751481e+003 | 2.7425e-06 |  | 1.897652350751481e+003 | 5.4792e-06 |  | 1.897652350751481e+003 | 4.7457e-06 |  | 1898.9682 | 4.0019e-06 | 26.8613 | 4.0019e-06
1.898968159099829e+003 | 1.4898e-07 | 1898.9682 | 1.898968159099829e+003 | 2.7424e-06 |  | 1.898968159099829e+003 | 5.479e-06 |  | 1.898968159099829e+003 | 4.7455e-06 |  | 1900.2849 | 4.0019e-06 | 26.8622 | 4.0019e-06
1.900284879813188e+003 | 1.4897e-07 | 1900.2849 | 1.900284879813188e+003 | 2.7423e-06 |  | 1.900284879813188e+003 | 5.4787e-06 |  | 1.900284879813188e+003 | 4.7453e-06 |  | 1901.6025 | 4.0019e-06 | 26.863 | 4.0019e-06
1.901602513524182e+003 | 1.4897e-07 | 1901.6025 | 1.901602513524182e+003 | 2.7422e-06 |  | 1.901602513524182e+003 | 5.4785e-06 |  | 1.901602513524182e+003 | 4.7451e-06 |  | 1902.9211 | 4.0019e-06 | 26.8638 | 4.0019e-06
1.902921060865872e+003 | 1.4896e-07 | 1902.9211 | 1.902921060865872e+003 | 2.7421e-06 |  | 1.902921060865872e+003 | 5.4783e-06 |  | 1.902921060865872e+003 | 4.7449e-06 |  | 1904.2405 | 4.0019e-06 | 26.8647 | 4.0019e-06
1.904240522471757e+003 | 1.4896e-07 | 1904.2405 | 1.904240522471757e+003 | 2.742e-06 |  | 1.904240522471757e+003 | 5.478e-06 |  | 1.904240522471757e+003 | 4.7447e-06 |  | 1905.5609 | 4.0019e-06 | 26.8655 | 4.0019e-06
1.905560898975777e+003 | 1.4896e-07 | 1905.5609 | 1.905560898975777e+003 | 2.7418e-06 |  | 1.905560898975777e+003 | 5.4778e-06 |  | 1.905560898975777e+003 | 4.7445e-06 |  | 1906.8822 | 4.0019e-06 | 26.8663 | 4.0019e-06
1.906882191012310e+003 | 1.4895e-07 | 1906.8822 | 1.906882191012310e+003 | 2.7417e-06 |  | 1.906882191012310e+003 | 5.4776e-06 |  | 1.906882191012310e+003 | 4.7443e-06 |  | 1908.2044 | 4.0019e-06 | 26.8672 | 4.0019e-06
1.908204399216177e+003 | 1.4895e-07 | 1908.2044 | 1.908204399216177e+003 | 2.7416e-06 |  | 1.908204399216177e+003 | 5.4773e-06 |  | 1.908204399216177e+003 | 4.7441e-06 |  | 1909.5275 | 4.0019e-06 | 26.868 | 4.0019e-06
1.909527524222634e+003 | 1.4894e-07 | 1909.5275 | 1.909527524222634e+003 | 2.7415e-06 |  | 1.909527524222634e+003 | 5.4771e-06 |  | 1.909527524222634e+003 | 4.7439e-06 |  | 1910.8516 | 4.0019e-06 | 26.8688 | 4.0019e-06
1.910851566667383e+003 | 1.4894e-07 | 1910.8516 | 1.910851566667383e+003 | 2.7414e-06 |  | 1.910851566667383e+003 | 5.4768e-06 |  | 1.910851566667383e+003 | 4.7437e-06 |  | 1912.1765 | 4.0019e-06 | 26.8697 | 4.0019e-06
1.912176527186563e+003 | 1.4893e-07 | 1912.1765 | 1.912176527186563e+003 | 2.7412e-06 |  | 1.912176527186563e+003 | 5.4766e-06 |  | 1.912176527186563e+003 | 4.7434e-06 |  | 1913.5024 | 4.0019e-06 | 26.8705 | 4.0019e-06
1.913502406416755e+003 | 1.4893e-07 | 1913.5024 | 1.913502406416755e+003 | 2.7411e-06 |  | 1.913502406416755e+003 | 5.4764e-06 |  | 1.913502406416755e+003 | 4.7432e-06 |  | 1914.8292 | 4.0019e-06 | 26.8714 | 4.0019e-06
1.914829204994982e+003 | 1.4892e-07 | 1914.8292 | 1.914829204994982e+003 | 2.741e-06 |  | 1.914829204994982e+003 | 5.4761e-06 |  | 1.914829204994982e+003 | 4.743e-06 |  | 1916.1569 | 4.0019e-06 | 26.8722 | 4.0019e-06
1.916156923558709e+003 | 1.4892e-07 | 1916.1569 | 1.916156923558709e+003 | 2.7409e-06 |  | 1.916156923558709e+003 | 5.4759e-06 |  | 1.916156923558709e+003 | 4.7428e-06 |  | 1917.4856 | 4.0019e-06 | 26.8731 | 4.0019e-06
1.917485562745842e+003 | 1.4891e-07 | 1917.4856 | 1.917485562745842e+003 | 2.7408e-06 |  | 1.917485562745842e+003 | 5.4756e-06 |  | 1.917485562745842e+003 | 4.7426e-06 |  | 1918.8151 | 4.0019e-06 | 26.8739 | 4.0019e-06
1.918815123194729e+003 | 1.4891e-07 | 1918.8151 | 1.918815123194729e+003 | 2.7406e-06 |  | 1.918815123194729e+003 | 5.4754e-06 |  | 1.918815123194729e+003 | 4.7424e-06 |  | 1920.1456 | 4.0019e-06 | 26.8747 | 4.0019e-06
1.920145605544162e+003 | 1.489e-07 | 1920.1456 | 1.920145605544162e+003 | 2.7405e-06 |  | 1.920145605544162e+003 | 5.4752e-06 |  | 1.920145605544162e+003 | 4.7422e-06 |  | 1921.477 | 4.0019e-06 | 26.8756 | 4.0019e-06
1.921477010433376e+003 | 1.489e-07 | 1921.477 | 1.921477010433376e+003 | 2.7404e-06 |  | 1.921477010433376e+003 | 5.4749e-06 |  | 1.921477010433376e+003 | 4.742e-06 |  | 1922.8093 | 4.0019e-06 | 26.8764 | 4.0019e-06
1.922809338502047e+003 | 1.4889e-07 | 1922.8093 | 1.922809338502047e+003 | 2.7403e-06 |  | 1.922809338502047e+003 | 5.4747e-06 |  | 1.922809338502047e+003 | 4.7418e-06 |  | 1924.1426 | 4.0019e-06 | 26.8773 | 4.0019e-06
1.924142590390298e+003 | 1.4889e-07 | 1924.1426 | 1.924142590390298e+003 | 2.7402e-06 |  | 1.924142590390298e+003 | 5.4744e-06 |  | 1.924142590390298e+003 | 4.7416e-06 |  | 1925.4768 | 4.0019e-06 | 26.8781 | 4.0019e-06
1.925476766738692e+003 | 1.4888e-07 | 1925.4768 | 1.925476766738692e+003 | 2.74e-06 |  | 1.925476766738692e+003 | 5.4742e-06 |  | 1.925476766738692e+003 | 4.7414e-06 |  | 1926.8119 | 4.0019e-06 | 26.879 | 4.0019e-06
1.926811868188239e+003 | 1.4888e-07 | 1926.8119 | 1.926811868188239e+003 | 2.7399e-06 |  | 1.926811868188239e+003 | 5.474e-06 |  | 1.926811868188239e+003 | 4.7412e-06 |  | 1928.1479 | 4.0019e-06 | 26.8798 | 4.0019e-06
1.928147895380392e+003 | 1.4888e-07 | 1928.1479 | 1.928147895380392e+003 | 2.7398e-06 |  | 1.928147895380392e+003 | 5.4737e-06 |  | 1.928147895380392e+003 | 4.7409e-06 |  | 1929.4848 | 4.0019e-06 | 26.8807 | 4.0019e-06
1.929484848957050e+003 | 1.4887e-07 | 1929.4848 | 1.929484848957050e+003 | 2.7397e-06 |  | 1.929484848957050e+003 | 5.4735e-06 |  | 1.929484848957050e+003 | 4.7407e-06 |  | 1930.8227 | 4.0019e-06 | 26.8815 | 4.0019e-06
1.930822729560556e+003 | 1.4887e-07 | 1930.8227 | 1.930822729560556e+003 | 2.7395e-06 |  | 1.930822729560556e+003 | 5.4732e-06 |  | 1.930822729560556e+003 | 4.7405e-06 |  | 1932.1615 | 4.0019e-06 | 26.8824 | 4.0019e-06
1.932161537833699e+003 | 1.4886e-07 | 1932.1615 | 1.932161537833699e+003 | 2.7394e-06 |  | 1.932161537833699e+003 | 5.473e-06 |  | 1.932161537833699e+003 | 4.7403e-06 |  | 1933.5013 | 4.0019e-06 | 26.8832 | 4.0019e-06
1.933501274419713e+003 | 1.4886e-07 | 1933.5013 | 1.933501274419713e+003 | 2.7393e-06 |  | 1.933501274419713e+003 | 5.4727e-06 |  | 1.933501274419713e+003 | 4.7401e-06 |  | 1934.8419 | 4.0019e-06 | 26.8841 | 4.0019e-06
1.934841939962280e+003 | 1.4885e-07 | 1934.8419 | 1.934841939962280e+003 | 2.7392e-06 |  | 1.934841939962280e+003 | 5.4725e-06 |  | 1.934841939962280e+003 | 4.7399e-06 |  | 1936.1835 | 4.0019e-06 | 26.8849 | 4.0019e-06
1.936183535105525e+003 | 1.4885e-07 | 1936.1835 | 1.936183535105525e+003 | 2.7391e-06 |  | 1.936183535105525e+003 | 5.4723e-06 |  | 1.936183535105525e+003 | 4.7397e-06 |  | 1937.5261 | 4.0019e-06 | 26.8858 | 4.0019e-06
1.937526060494022e+003 | 1.4884e-07 | 1937.5261 | 1.937526060494022e+003 | 2.7389e-06 |  | 1.937526060494022e+003 | 5.472e-06 |  | 1.937526060494022e+003 | 4.7395e-06 |  | 1938.8695 | 4.0019e-06 | 26.8867 | 4.0019e-06
1.938869516772792e+003 | 1.4884e-07 | 1938.8695 | 1.938869516772792e+003 | 2.7388e-06 |  | 1.938869516772792e+003 | 5.4718e-06 |  | 1.938869516772792e+003 | 4.7393e-06 |  | 1940.2139 | 4.0019e-06 | 26.8875 | 4.0019e-06
1.940213904587302e+003 | 1.4883e-07 | 1940.2139 | 1.940213904587302e+003 | 2.7387e-06 |  | 1.940213904587302e+003 | 5.4715e-06 |  | 1.940213904587302e+003 | 4.739e-06 |  | 1941.5592 | 4.0019e-06 | 26.8884 | 4.0019e-06
1.941559224583467e+003 | 1.4883e-07 | 1941.5592 | 1.941559224583467e+003 | 2.7386e-06 |  | 1.941559224583467e+003 | 5.4713e-06 |  | 1.941559224583467e+003 | 4.7388e-06 |  | 1942.9055 | 4.0019e-06 | 26.8892 | 4.0019e-06
1.942905477407651e+003 | 1.4882e-07 | 1942.9055 | 1.942905477407651e+003 | 2.7384e-06 |  | 1.942905477407651e+003 | 5.471e-06 |  | 1.942905477407651e+003 | 4.7386e-06 |  | 1944.2527 | 4.0018e-06 | 26.8901 | 4.0019e-06
1.944252663706665e+003 | 1.4882e-07 | 1944.2527 | 1.944252663706665e+003 | 2.7383e-06 |  | 1.944252663706665e+003 | 5.4708e-06 |  | 1.944252663706665e+003 | 4.7384e-06 |  | 1945.6008 | 4.0018e-06 | 26.891 | 4.0018e-06
1.945600784127768e+003 | 1.4881e-07 | 1945.6008 | 1.945600784127768e+003 | 2.7382e-06 |  | 1.945600784127768e+003 | 5.4705e-06 |  | 1.945600784127768e+003 | 4.7382e-06 |  | 1946.9498 | 4.0018e-06 | 26.8918 | 4.0018e-06
1.946949839318669e+003 | 1.4881e-07 | 1946.9498 | 1.946949839318669e+003 | 2.7381e-06 |  | 1.946949839318669e+003 | 5.4703e-06 |  | 1.946949839318669e+003 | 4.738e-06 |  | 1948.2998 | 4.0018e-06 | 26.8927 | 4.0018e-06
1.948299829927526e+003 | 1.488e-07 | 1948.2998 | 1.948299829927526e+003 | 2.738e-06 |  | 1.948299829927526e+003 | 5.47e-06 |  | 1.948299829927526e+003 | 4.7378e-06 |  | 1949.6508 | 4.0018e-06 | 26.8936 | 4.0018e-06
1.949650756602946e+003 | 1.488e-07 | 1949.6508 | 1.949650756602946e+003 | 2.7378e-06 |  | 1.949650756602946e+003 | 5.4698e-06 |  | 1.949650756602946e+003 | 4.7376e-06 |  | 1951.0026 | 4.0018e-06 | 26.8944 | 4.0018e-06
1.951002619993985e+003 | 1.4879e-07 | 1951.0026 | 1.951002619993985e+003 | 2.7377e-06 |  | 1.951002619993985e+003 | 5.4696e-06 |  | 1.951002619993985e+003 | 4.7373e-06 |  | 1952.3554 | 4.0018e-06 | 26.8953 | 4.0018e-06
1.952355420750151e+003 | 1.4879e-07 | 1952.3554 | 1.952355420750151e+003 | 2.7376e-06 |  | 1.952355420750151e+003 | 5.4693e-06 |  | 1.952355420750151e+003 | 4.7371e-06 |  | 1953.7092 | 4.0018e-06 | 26.8962 | 4.0018e-06
1.953709159521401e+003 | 1.4878e-07 | 1953.7092 | 1.953709159521401e+003 | 2.7375e-06 |  | 1.953709159521401e+003 | 5.4691e-06 |  | 1.953709159521401e+003 | 4.7369e-06 |  | 1955.0638 | 4.0018e-06 | 26.897 | 4.0018e-06
1.955063836958142e+003 | 1.4878e-07 | 1955.0638 | 1.955063836958142e+003 | 2.7373e-06 |  | 1.955063836958142e+003 | 5.4688e-06 |  | 1.955063836958142e+003 | 4.7367e-06 |  | 1956.4195 | 4.0018e-06 | 26.8979 | 4.0018e-06
1.956419453711233e+003 | 1.4877e-07 | 1956.4195 | 1.956419453711233e+003 | 2.7372e-06 |  | 1.956419453711233e+003 | 5.4686e-06 |  | 1.956419453711233e+003 | 4.7365e-06 |  | 1957.776 | 4.0018e-06 | 26.8988 | 4.0018e-06
1.957776010431986e+003 | 1.4877e-07 | 1957.776 | 1.957776010431986e+003 | 2.7371e-06 |  | 1.957776010431986e+003 | 5.4683e-06 |  | 1.957776010431986e+003 | 4.7363e-06 |  | 1959.1335 | 4.0018e-06 | 26.8996 | 4.0018e-06
1.959133507772160e+003 | 1.4876e-07 | 1959.1335 | 1.959133507772160e+003 | 2.737e-06 |  | 1.959133507772160e+003 | 5.4681e-06 |  | 1.959133507772160e+003 | 4.736e-06 |  | 1960.4919 | 4.0018e-06 | 26.9005 | 4.0018e-06
1.960491946383971e+003 | 1.4876e-07 | 1960.4919 | 1.960491946383971e+003 | 2.7368e-06 |  | 1.960491946383971e+003 | 5.4678e-06 |  | 1.960491946383971e+003 | 4.7358e-06 |  | 1961.8513 | 4.0018e-06 | 26.9014 | 4.0018e-06
1.961851326920084e+003 | 1.4875e-07 | 1961.8513 | 1.961851326920084e+003 | 2.7367e-06 |  | 1.961851326920084e+003 | 5.4676e-06 |  | 1.961851326920084e+003 | 4.7356e-06 |  | 1963.2117 | 4.0018e-06 | 26.9023 | 4.0018e-06
1.963211650033617e+003 | 1.4875e-07 | 1963.2117 | 1.963211650033617e+003 | 2.7366e-06 |  | 1.963211650033617e+003 | 5.4673e-06 |  | 1.963211650033617e+003 | 4.7354e-06 |  | 1964.5729 | 4.0018e-06 | 26.9031 | 4.0018e-06
1.964572916378143e+003 | 1.4874e-07 | 1964.5729 | 1.964572916378143e+003 | 2.7365e-06 |  | 1.964572916378143e+003 | 5.4671e-06 |  | 1.964572916378143e+003 | 4.7352e-06 |  | 1965.9351 | 4.0018e-06 | 26.904 | 4.0018e-06
1.965935126607685e+003 | 1.4874e-07 | 1965.9351 | 1.965935126607685e+003 | 2.7363e-06 |  | 1.965935126607685e+003 | 5.4668e-06 |  | 1.965935126607685e+003 | 4.735e-06 |  | 1967.2983 | 4.0018e-06 | 26.9049 | 4.0018e-06
1.967298281376722e+003 | 1.4873e-07 | 1967.2983 | 1.967298281376722e+003 | 2.7362e-06 |  | 1.967298281376722e+003 | 5.4666e-06 |  | 1.967298281376722e+003 | 4.7347e-06 |  | 1968.6624 | 4.0018e-06 | 26.9058 | 4.0018e-06
1.968662381340185e+003 | 1.4873e-07 | 1968.6624 | 1.968662381340185e+003 | 2.7361e-06 |  | 1.968662381340185e+003 | 5.4663e-06 |  | 1.968662381340185e+003 | 4.7345e-06 |  | 1970.0274 | 4.0018e-06 | 26.9067 | 4.0018e-06
1.970027427153460e+003 | 1.4873e-07 | 1970.0274 | 1.970027427153460e+003 | 2.736e-06 |  | 1.970027427153460e+003 | 5.4661e-06 |  | 1.970027427153460e+003 | 4.7343e-06 |  | 1971.3934 | 4.0018e-06 | 26.9075 | 4.0018e-06
1.971393419472388e+003 | 1.4872e-07 | 1971.3934 | 1.971393419472388e+003 | 2.7358e-06 |  | 1.971393419472388e+003 | 5.4658e-06 |  | 1.971393419472388e+003 | 4.7341e-06 |  | 1972.7604 | 4.0018e-06 | 26.9084 | 4.0018e-06
1.972760358953264e+003 | 1.4872e-07 | 1972.7604 | 1.972760358953264e+003 | 2.7357e-06 |  | 1.972760358953264e+003 | 5.4655e-06 |  | 1.972760358953264e+003 | 4.7339e-06 |  | 1974.1282 | 4.0018e-06 | 26.9093 | 4.0018e-06
1.974128246252839e+003 | 1.4871e-07 | 1974.1282 | 1.974128246252839e+003 | 2.7356e-06 |  | 1.974128246252839e+003 | 5.4653e-06 |  | 1.974128246252839e+003 | 4.7336e-06 |  | 1975.4971 | 4.0018e-06 | 26.9102 | 4.0018e-06
1.975497082028317e+003 | 1.4871e-07 | 1975.4971 | 1.975497082028317e+003 | 2.7355e-06 |  | 1.975497082028317e+003 | 5.465e-06 |  | 1.975497082028317e+003 | 4.7334e-06 |  | 1976.8669 | 4.0018e-06 | 26.9111 | 4.0018e-06
1.976866866937360e+003 | 1.487e-07 | 1976.8669 | 1.976866866937360e+003 | 2.7353e-06 |  | 1.976866866937360e+003 | 5.4648e-06 |  | 1.976866866937360e+003 | 4.7332e-06 |  | 1978.2376 | 4.0018e-06 | 26.912 | 4.0018e-06
1.978237601638085e+003 | 1.487e-07 | 1978.2376 | 1.978237601638085e+003 | 2.7352e-06 |  | 1.978237601638085e+003 | 5.4645e-06 |  | 1.978237601638085e+003 | 4.733e-06 |  | 1979.6093 | 4.0018e-06 | 26.9129 | 4.0018e-06
1.979609286789067e+003 | 1.4869e-07 | 1979.6093 | 1.979609286789067e+003 | 2.7351e-06 |  | 1.979609286789067e+003 | 5.4643e-06 |  | 1.979609286789067e+003 | 4.7328e-06 |  | 1980.9819 | 4.0018e-06 | 26.9137 | 4.0018e-06
1.980981923049334e+003 | 1.4869e-07 | 1980.9819 | 1.980981923049334e+003 | 2.7349e-06 |  | 1.980981923049334e+003 | 5.464e-06 |  | 1.980981923049334e+003 | 4.7325e-06 |  | 1982.3555 | 4.0018e-06 | 26.9146 | 4.0018e-06
1.982355511078376e+003 | 1.4868e-07 | 1982.3555 | 1.982355511078376e+003 | 2.7348e-06 |  | 1.982355511078376e+003 | 5.4638e-06 |  | 1.982355511078376e+003 | 4.7323e-06 |  | 1983.7301 | 4.0018e-06 | 26.9155 | 4.0018e-06
1.983730051536135e+003 | 1.4868e-07 | 1983.7301 | 1.983730051536135e+003 | 2.7347e-06 |  | 1.983730051536135e+003 | 5.4635e-06 |  | 1.983730051536135e+003 | 4.7321e-06 |  | 1985.1055 | 4.0018e-06 | 26.9164 | 4.0018e-06
1.985105545083015e+003 | 1.4867e-07 | 1985.1055 | 1.985105545083015e+003 | 2.7346e-06 |  | 1.985105545083015e+003 | 5.4633e-06 |  | 1.985105545083015e+003 | 4.7319e-06 |  | 1986.482 | 4.0018e-06 | 26.9173 | 4.0018e-06
1.986481992379874e+003 | 1.4867e-07 | 1986.482 | 1.986481992379874e+003 | 2.7344e-06 |  | 1.986481992379874e+003 | 5.463e-06 |  | 1.986481992379874e+003 | 4.7317e-06 |  | 1987.8594 | 4.0018e-06 | 26.9182 | 4.0018e-06
1.987859394088033e+003 | 1.4866e-07 | 1987.8594 | 1.987859394088033e+003 | 2.7343e-06 |  | 1.987859394088033e+003 | 5.4627e-06 |  | 1.987859394088033e+003 | 4.7314e-06 |  | 1989.2378 | 4.0018e-06 | 26.9191 | 4.0018e-06
1.989237750869267e+003 | 1.4866e-07 | 1989.2378 | 1.989237750869267e+003 | 2.7342e-06 |  | 1.989237750869267e+003 | 5.4625e-06 |  | 1.989237750869267e+003 | 4.7312e-06 |  | 1990.6171 | 4.0018e-06 | 26.92 | 4.0018e-06
1.990617063385811e+003 | 1.4865e-07 | 1990.6171 | 1.990617063385811e+003 | 2.734e-06 |  | 1.990617063385811e+003 | 5.4622e-06 |  | 1.990617063385811e+003 | 4.731e-06 |  | 1991.9973 | 4.0018e-06 | 26.9209 | 4.0018e-06
1.991997332300362e+003 | 1.4865e-07 | 1991.9973 | 1.991997332300362e+003 | 2.7339e-06 |  | 1.991997332300362e+003 | 5.462e-06 |  | 1.991997332300362e+003 | 4.7308e-06 |  | 1993.3786 | 4.0018e-06 | 26.9218 | 4.0018e-06
1.993378558276073e+003 | 1.4864e-07 | 1993.3786 | 1.993378558276073e+003 | 2.7338e-06 |  | 1.993378558276073e+003 | 5.4617e-06 |  | 1.993378558276073e+003 | 4.7305e-06 |  | 1994.7607 | 4.0018e-06 | 26.9227 | 4.0018e-06
1.994760741976559e+003 | 1.4864e-07 | 1994.7607 | 1.994760741976559e+003 | 2.7337e-06 |  | 1.994760741976559e+003 | 5.4615e-06 |  | 1.994760741976559e+003 | 4.7303e-06 |  | 1996.1439 | 4.0018e-06 | 26.9236 | 4.0018e-06
1.996143884065894e+003 | 1.4863e-07 | 1996.1439 | 1.996143884065894e+003 | 2.7335e-06 |  | 1.996143884065894e+003 | 5.4612e-06 |  | 1.996143884065894e+003 | 4.7301e-06 |  | 1997.528 | 4.0018e-06 | 26.9245 | 4.0018e-06
1.997527985208612e+003 | 1.4863e-07 | 1997.528 | 1.997527985208612e+003 | 2.7334e-06 |  | 1.997527985208612e+003 | 5.4609e-06 |  | 1.997527985208612e+003 | 4.7299e-06 |  | 1998.913 | 4.0018e-06 | 26.9254 | 4.0018e-06
1.998913046069710e+003 | 1.4862e-07 | 1998.913 | 1.998913046069710e+003 | 2.7333e-06 |  | 1.998913046069710e+003 | 5.4607e-06 |  | 1.998913046069710e+003 | 4.7297e-06 |  | 2000.2991 | 4.0018e-06 | 26.9263 | 4.0018e-06
2.000299067314643e+003 | 1.4862e-07 | 2000.2991 | 2.000299067314643e+003 | 2.7331e-06 |  | 2.000299067314643e+003 | 5.4604e-06 |  | 2.000299067314643e+003 | 4.7294e-06 |  | 2001.686 | 4.0018e-06 | 26.9272 | 4.0018e-06
2.001686049609331e+003 | 1.4861e-07 | 2001.686 | 2.001686049609331e+003 | 2.733e-06 |  | 2.001686049609331e+003 | 5.4602e-06 |  | 2.001686049609331e+003 | 4.7292e-06 |  | 2003.074 | 4.0018e-06 | 26.9281 | 4.0018e-06
2.003073993620153e+003 | 1.4861e-07 | 2003.074 | 2.003073993620153e+003 | 2.7329e-06 |  | 2.003073993620153e+003 | 5.4599e-06 |  | 2.003073993620153e+003 | 4.729e-06 |  | 2004.4629 | 4.0018e-06 | 26.929 | 4.0018e-06
2.004462900013950e+003 | 1.486e-07 | 2004.4629 | 2.004462900013950e+003 | 2.7327e-06 |  | 2.004462900013950e+003 | 5.4596e-06 |  | 2.004462900013950e+003 | 4.7288e-06 |  | 2005.8528 | 4.0018e-06 | 26.93 | 4.0018e-06
2.005852769458028e+003 | 1.4859e-07 | 2005.8528 | 2.005852769458028e+003 | 2.7326e-06 |  | 2.005852769458028e+003 | 5.4594e-06 |  | 2.005852769458028e+003 | 4.7285e-06 |  | 2007.2436 | 4.0018e-06 | 26.9309 | 4.0018e-06
2.007243602620153e+003 | 1.4859e-07 | 2007.2436 | 2.007243602620153e+003 | 2.7325e-06 |  | 2.007243602620153e+003 | 5.4591e-06 |  | 2.007243602620153e+003 | 4.7283e-06 |  | 2008.6354 | 4.0018e-06 | 26.9318 | 4.0018e-06
2.008635400168555e+003 | 1.4858e-07 | 2008.6354 | 2.008635400168555e+003 | 2.7324e-06 |  | 2.008635400168555e+003 | 5.4589e-06 |  | 2.008635400168555e+003 | 4.7281e-06 |  | 2010.0282 | 4.0018e-06 | 26.9327 | 4.0018e-06
2.010028162771927e+003 | 1.4858e-07 | 2010.0282 | 2.010028162771927e+003 | 2.7322e-06 |  | 2.010028162771927e+003 | 5.4586e-06 |  | 2.010028162771927e+003 | 4.7278e-06 |  | 2011.4219 | 4.0018e-06 | 26.9336 | 4.0018e-06
2.011421891099427e+003 | 1.4857e-07 | 2011.4219 | 2.011421891099427e+003 | 2.7321e-06 |  | 2.011421891099427e+003 | 5.4583e-06 |  | 2.011421891099427e+003 | 4.7276e-06 |  | 2012.8166 | 4.0018e-06 | 26.9345 | 4.0018e-06
2.012816585820676e+003 | 1.4857e-07 | 2012.8166 | 2.012816585820676e+003 | 2.732e-06 |  | 2.012816585820676e+003 | 5.4581e-06 |  | 2.012816585820676e+003 | 4.7274e-06 |  | 2014.2122 | 4.0018e-06 | 26.9354 | 4.0018e-06
2.014212247605758e+003 | 1.4856e-07 | 2014.2122 | 2.014212247605758e+003 | 2.7318e-06 |  | 2.014212247605758e+003 | 5.4578e-06 |  | 2.014212247605758e+003 | 4.7272e-06 |  | 2015.6089 | 4.0018e-06 | 26.9363 | 4.0018e-06
2.015608877125224e+003 | 1.4856e-07 | 2015.6089 | 2.015608877125224e+003 | 2.7317e-06 |  | 2.015608877125224e+003 | 5.4575e-06 |  | 2.015608877125224e+003 | 4.7269e-06 |  | 2017.0065 | 4.0018e-06 | 26.9373 | 4.0018e-06
2.017006475050089e+003 | 1.4855e-07 | 2017.0065 | 2.017006475050089e+003 | 2.7316e-06 |  | 2.017006475050089e+003 | 5.4573e-06 |  | 2.017006475050089e+003 | 4.7267e-06 |  | 2018.405 | 4.0018e-06 | 26.9382 | 4.0018e-06
2.018405042051833e+003 | 1.4855e-07 | 2018.405 | 2.018405042051833e+003 | 2.7314e-06 |  | 2.018405042051833e+003 | 5.457e-06 |  | 2.018405042051833e+003 | 4.7265e-06 |  | 2019.8046 | 4.0018e-06 | 26.9391 | 4.0018e-06
2.019804578802401e+003 | 1.4854e-07 | 2019.8046 | 2.019804578802401e+003 | 2.7313e-06 |  | 2.019804578802401e+003 | 5.4568e-06 |  | 2.019804578802401e+003 | 4.7263e-06 |  | 2021.2051 | 4.0018e-06 | 26.94 | 4.0018e-06
2.021205085974206e+003 | 1.4854e-07 | 2021.2051 | 2.021205085974206e+003 | 2.7312e-06 |  | 2.021205085974206e+003 | 5.4565e-06 |  | 2.021205085974206e+003 | 4.726e-06 |  | 2022.6066 | 4.0018e-06 | 26.9409 | 4.0018e-06
2.022606564240124e+003 | 1.4853e-07 | 2022.6066 | 2.022606564240124e+003 | 2.731e-06 |  | 2.022606564240124e+003 | 5.4562e-06 |  | 2.022606564240124e+003 | 4.7258e-06 |  | 2024.009 | 4.0018e-06 | 26.9419 | 4.0018e-06
2.024009014273502e+003 | 1.4853e-07 | 2024.009 | 2.024009014273502e+003 | 2.7309e-06 |  | 2.024009014273502e+003 | 5.456e-06 |  | 2.024009014273502e+003 | 4.7256e-06 |  | 2025.4124 | 4.0018e-06 | 26.9428 | 4.0018e-06
2.025412436748149e+003 | 1.4852e-07 | 2025.4124 | 2.025412436748149e+003 | 2.7308e-06 |  | 2.025412436748149e+003 | 5.4557e-06 |  | 2.025412436748149e+003 | 4.7253e-06 |  | 2026.8168 | 4.0018e-06 | 26.9437 | 4.0018e-06
2.026816832338345e+003 | 1.4852e-07 | 2026.8168 | 2.026816832338345e+003 | 2.7306e-06 |  | 2.026816832338345e+003 | 5.4554e-06 |  | 2.026816832338345e+003 | 4.7251e-06 |  | 2028.2222 | 4.0018e-06 | 26.9447 | 4.0018e-06
2.028222201718836e+003 | 1.4851e-07 | 2028.2222 | 2.028222201718836e+003 | 2.7305e-06 |  | 2.028222201718836e+003 | 5.4552e-06 |  | 2.028222201718836e+003 | 4.7249e-06 |  | 2029.6285 | 4.0018e-06 | 26.9456 | 4.0018e-06
2.029628545564836e+003 | 1.4851e-07 | 2029.6285 | 2.029628545564836e+003 | 2.7304e-06 |  | 2.029628545564836e+003 | 5.4549e-06 |  | 2.029628545564836e+003 | 4.7246e-06 |  | 2031.0359 | 4.0018e-06 | 26.9465 | 4.0018e-06
2.031035864552026e+003 | 1.485e-07 | 2031.0359 | 2.031035864552026e+003 | 2.7302e-06 |  | 2.031035864552026e+003 | 5.4546e-06 |  | 2.031035864552026e+003 | 4.7244e-06 |  | 2032.4442 | 4.0018e-06 | 26.9474 | 4.0018e-06
2.032444159356558e+003 | 1.485e-07 | 2032.4442 | 2.032444159356558e+003 | 2.7301e-06 |  | 2.032444159356558e+003 | 5.4544e-06 |  | 2.032444159356558e+003 | 4.7242e-06 |  | 2033.8534 | 4.0018e-06 | 26.9484 | 4.0018e-06
2.033853430655051e+003 | 1.4849e-07 | 2033.8534 | 2.033853430655051e+003 | 2.73e-06 |  | 2.033853430655051e+003 | 5.4541e-06 |  | 2.033853430655051e+003 | 4.7239e-06 |  | 2035.2637 | 4.0018e-06 | 26.9493 | 4.0018e-06
2.035263679124594e+003 | 1.4849e-07 | 2035.2637 | 2.035263679124594e+003 | 2.7298e-06 |  | 2.035263679124594e+003 | 5.4538e-06 |  | 2.035263679124594e+003 | 4.7237e-06 |  | 2036.6749 | 4.0018e-06 | 26.9502 | 4.0018e-06
2.036674905442745e+003 | 1.4848e-07 | 2036.6749 | 2.036674905442745e+003 | 2.7297e-06 |  | 2.036674905442745e+003 | 5.4536e-06 |  | 2.036674905442745e+003 | 4.7235e-06 |  | 2038.0871 | 4.0018e-06 | 26.9512 | 4.0018e-06
2.038087110287531e+003 | 1.4848e-07 | 2038.0871 | 2.038087110287531e+003 | 2.7296e-06 |  | 2.038087110287531e+003 | 5.4533e-06 |  | 2.038087110287531e+003 | 4.7232e-06 |  | 2039.5003 | 4.0018e-06 | 26.9521 | 4.0018e-06
2.039500294337452e+003 | 1.4847e-07 | 2039.5003 | 2.039500294337452e+003 | 2.7294e-06 |  | 2.039500294337452e+003 | 5.453e-06 |  | 2.039500294337452e+003 | 4.723e-06 |  | 2040.9145 | 4.0018e-06 | 26.953 | 4.0018e-06
2.040914458271475e+003 | 1.4847e-07 | 2040.9145 | 2.040914458271475e+003 | 2.7293e-06 |  | 2.040914458271475e+003 | 5.4527e-06 |  | 2.040914458271475e+003 | 4.7228e-06 |  | 2042.3296 | 4.0018e-06 | 26.954 | 4.0018e-06
2.042329602769040e+003 | 1.4846e-07 | 2042.3296 | 2.042329602769040e+003 | 2.7292e-06 |  | 2.042329602769040e+003 | 5.4525e-06 |  | 2.042329602769040e+003 | 4.7225e-06 |  | 2043.7457 | 4.0018e-06 | 26.9549 | 4.0018e-06
2.043745728510057e+003 | 1.4846e-07 | 2043.7457 | 2.043745728510057e+003 | 2.729e-06 |  | 2.043745728510057e+003 | 5.4522e-06 |  | 2.043745728510057e+003 | 4.7223e-06 |  | 2045.1628 | 4.0018e-06 | 26.9558 | 4.0018e-06
2.045162836174909e+003 | 1.4845e-07 | 2045.1628 | 2.045162836174909e+003 | 2.7289e-06 |  | 2.045162836174909e+003 | 5.4519e-06 |  | 2.045162836174909e+003 | 4.7221e-06 |  | 2046.5809 | 4.0018e-06 | 26.9568 | 4.0018e-06
2.046580926444448e+003 | 1.4845e-07 | 2046.5809 | 2.046580926444448e+003 | 2.7288e-06 |  | 2.046580926444448e+003 | 5.4517e-06 |  | 2.046580926444448e+003 | 4.7218e-06 |  | 2048 | 4.0018e-06 | 26.9577 | 4.0018e-06
2.048000000000001e+003 | 1.4844e-07 | 2048 | 2.048000000000001e+003 | 2.7286e-06 |  | 2.048000000000001e+003 | 5.4514e-06 |  | 2.048000000000001e+003 | 4.7216e-06 |  | 2049.4201 | 4.0018e-06 | 26.9587 | 4.0018e-06
2.049420057523367e+003 | 1.4844e-07 | 2049.4201 | 2.049420057523367e+003 | 2.7285e-06 |  | 2.049420057523367e+003 | 5.4511e-06 |  | 2.049420057523367e+003 | 4.7214e-06 |  | 2050.8411 | 4.0018e-06 | 26.9596 | 4.0018e-06
2.050841099696815e+003 | 1.4843e-07 | 2050.8411 | 2.050841099696815e+003 | 2.7284e-06 |  | 2.050841099696815e+003 | 5.4509e-06 |  | 2.050841099696815e+003 | 4.7211e-06 |  | 2052.2631 | 4.0018e-06 | 26.9606 | 4.0018e-06
2.052263127203089e+003 | 1.4842e-07 | 2052.2631 | 2.052263127203089e+003 | 2.7282e-06 |  | 2.052263127203089e+003 | 5.4506e-06 |  | 2.052263127203089e+003 | 4.7209e-06 |  | 2053.6861 | 4.0018e-06 | 26.9615 | 4.0018e-06
2.053686140725409e+003 | 1.4842e-07 | 2053.6861 | 2.053686140725409e+003 | 2.7281e-06 |  | 2.053686140725409e+003 | 5.4503e-06 |  | 2.053686140725409e+003 | 4.7207e-06 |  | 2055.1101 | 4.0018e-06 | 26.9624 | 4.0018e-06
2.055110140947463e+003 | 1.4841e-07 | 2055.1101 | 2.055110140947463e+003 | 2.7279e-06 |  | 2.055110140947463e+003 | 5.45e-06 |  | 2.055110140947463e+003 | 4.7204e-06 |  | 2056.5351 | 4.0017e-06 | 26.9634 | 4.0017e-06
2.056535128553418e+003 | 1.4841e-07 | 2056.5351 | 2.056535128553418e+003 | 2.7278e-06 |  | 2.056535128553418e+003 | 5.4498e-06 |  | 2.056535128553418e+003 | 4.7202e-06 |  | 2057.9611 | 4.0017e-06 | 26.9644 | 4.0017e-06
2.057961104227914e+003 | 1.484e-07 | 2057.9611 | 2.057961104227914e+003 | 2.7277e-06 |  | 2.057961104227914e+003 | 5.4495e-06 |  | 2.057961104227914e+003 | 4.72e-06 |  | 2059.3881 | 4.0017e-06 | 26.9653 | 4.0017e-06
2.059388068656064e+003 | 1.484e-07 | 2059.3881 | 2.059388068656064e+003 | 2.7275e-06 |  | 2.059388068656064e+003 | 5.4492e-06 |  | 2.059388068656064e+003 | 4.7197e-06 |  | 2060.816 | 4.0017e-06 | 26.9663 | 4.0017e-06
2.060816022523459e+003 | 1.4839e-07 | 2060.816 | 2.060816022523459e+003 | 2.7274e-06 |  | 2.060816022523459e+003 | 5.4489e-06 |  | 2.060816022523459e+003 | 4.7195e-06 |  | 2062.245 | 4.0017e-06 | 26.9672 | 4.0017e-06
2.062244966516162e+003 | 1.4839e-07 | 2062.245 | 2.062244966516162e+003 | 2.7273e-06 |  | 2.062244966516162e+003 | 5.4487e-06 |  | 2.062244966516162e+003 | 4.7192e-06 |  | 2063.6749 | 4.0017e-06 | 26.9682 | 4.0017e-06
2.063674901320714e+003 | 1.4838e-07 | 2063.6749 | 2.063674901320714e+003 | 2.7271e-06 |  | 2.063674901320714e+003 | 5.4484e-06 |  | 2.063674901320714e+003 | 4.719e-06 |  | 2065.1058 | 4.0017e-06 | 26.9691 | 4.0017e-06
2.065105827624132e+003 | 1.4838e-07 | 2065.1058 | 2.065105827624132e+003 | 2.727e-06 |  | 2.065105827624132e+003 | 5.4481e-06 |  | 2.065105827624132e+003 | 4.7188e-06 |  | 2066.5377 | 4.0017e-06 | 26.9701 | 4.0017e-06
2.066537746113909e+003 | 1.4837e-07 | 2066.5377 | 2.066537746113909e+003 | 2.7268e-06 |  | 2.066537746113909e+003 | 5.4478e-06 |  | 2.066537746113909e+003 | 4.7185e-06 |  | 2067.9707 | 4.0017e-06 | 26.971 | 4.0017e-06
2.067970657478014e+003 | 1.4837e-07 | 2067.9707 | 2.067970657478014e+003 | 2.7267e-06 |  | 2.067970657478014e+003 | 5.4476e-06 |  | 2.067970657478014e+003 | 4.7183e-06 |  | 2069.4046 | 4.0017e-06 | 26.972 | 4.0017e-06
2.069404562404894e+003 | 1.4836e-07 | 2069.4046 | 2.069404562404894e+003 | 2.7266e-06 |  | 2.069404562404894e+003 | 5.4473e-06 |  | 2.069404562404894e+003 | 4.7181e-06 |  | 2070.8395 | 4.0017e-06 | 26.973 | 4.0017e-06
2.070839461583473e+003 | 1.4836e-07 | 2070.8395 | 2.070839461583473e+003 | 2.7264e-06 |  | 2.070839461583473e+003 | 5.447e-06 |  | 2.070839461583473e+003 | 4.7178e-06 |  | 2072.2754 | 4.0017e-06 | 26.9739 | 4.0017e-06
2.072275355703152e+003 | 1.4835e-07 | 2072.2754 | 2.072275355703152e+003 | 2.7263e-06 |  | 2.072275355703152e+003 | 5.4467e-06 |  | 2.072275355703152e+003 | 4.7176e-06 |  | 2073.7122 | 4.0017e-06 | 26.9749 | 4.0017e-06
2.073712245453811e+003 | 1.4835e-07 | 2073.7122 | 2.073712245453811e+003 | 2.7262e-06 |  | 2.073712245453811e+003 | 5.4465e-06 |  | 2.073712245453811e+003 | 4.7173e-06 |  | 2075.1501 | 4.0017e-06 | 26.9758 | 4.0017e-06
2.075150131525809e+003 | 1.4834e-07 | 2075.1501 | 2.075150131525809e+003 | 2.726e-06 |  | 2.075150131525809e+003 | 5.4462e-06 |  | 2.075150131525809e+003 | 4.7171e-06 |  | 2076.589 | 4.0017e-06 | 26.9768 | 4.0017e-06
2.076589014609981e+003 | 1.4833e-07 | 2076.589 | 2.076589014609981e+003 | 2.7259e-06 |  | 2.076589014609981e+003 | 5.4459e-06 |  | 2.076589014609981e+003 | 4.7169e-06 |  | 2078.0289 | 4.0017e-06 | 26.9778 | 4.0017e-06
2.078028895397645e+003 | 1.4833e-07 | 2078.0289 | 2.078028895397645e+003 | 2.7257e-06 |  | 2.078028895397645e+003 | 5.4456e-06 |  | 2.078028895397645e+003 | 4.7166e-06 |  | 2079.4698 | 4.0017e-06 | 26.9787 | 4.0017e-06
2.079469774580593e+003 | 1.4832e-07 | 2079.4698 | 2.079469774580593e+003 | 2.7256e-06 |  | 2.079469774580593e+003 | 5.4453e-06 |  | 2.079469774580593e+003 | 4.7164e-06 |  | 2080.9117 | 4.0017e-06 | 26.9797 | 4.0017e-06
2.080911652851103e+003 | 1.4832e-07 | 2080.9117 | 2.080911652851103e+003 | 2.7255e-06 |  | 2.080911652851103e+003 | 5.4451e-06 |  | 2.080911652851103e+003 | 4.7161e-06 |  | 2082.3545 | 4.0017e-06 | 26.9807 | 4.0017e-06
2.082354530901928e+003 | 1.4831e-07 | 2082.3545 | 2.082354530901928e+003 | 2.7253e-06 |  | 2.082354530901928e+003 | 5.4448e-06 |  | 2.082354530901928e+003 | 4.7159e-06 |  | 2083.7984 | 4.0017e-06 | 26.9816 | 4.0017e-06
2.083798409426303e+003 | 1.4831e-07 | 2083.7984 | 2.083798409426303e+003 | 2.7252e-06 |  | 2.083798409426303e+003 | 5.4445e-06 |  | 2.083798409426303e+003 | 4.7156e-06 |  | 2085.2433 | 4.0017e-06 | 26.9826 | 4.0017e-06
2.085243289117945e+003 | 1.483e-07 | 2085.2433 | 2.085243289117945e+003 | 2.725e-06 |  | 2.085243289117945e+003 | 5.4442e-06 |  | 2.085243289117945e+003 | 4.7154e-06 |  | 2086.6892 | 4.0017e-06 | 26.9836 | 4.0017e-06
2.086689170671050e+003 | 1.483e-07 | 2086.6892 | 2.086689170671050e+003 | 2.7249e-06 |  | 2.086689170671050e+003 | 5.4439e-06 |  | 2.086689170671050e+003 | 4.7152e-06 |  | 2088.1361 | 4.0017e-06 | 26.9846 | 4.0017e-06
2.088136054780296e+003 | 1.4829e-07 | 2088.1361 | 2.088136054780296e+003 | 2.7248e-06 |  | 2.088136054780296e+003 | 5.4437e-06 |  | 2.088136054780296e+003 | 4.7149e-06 |  | 2089.5839 | 4.0017e-06 | 26.9855 | 4.0017e-06
2.089583942140843e+003 | 1.4829e-07 | 2089.5839 | 2.089583942140843e+003 | 2.7246e-06 |  | 2.089583942140843e+003 | 5.4434e-06 |  | 2.089583942140843e+003 | 4.7147e-06 |  | 2091.0328 | 4.0017e-06 | 26.9865 | 4.0017e-06
2.091032833448333e+003 | 1.4828e-07 | 2091.0328 | 2.091032833448333e+003 | 2.7245e-06 |  | 2.091032833448333e+003 | 5.4431e-06 |  | 2.091032833448333e+003 | 4.7144e-06 |  | 2092.4827 | 4.0017e-06 | 26.9875 | 4.0017e-06
2.092482729398891e+003 | 1.4827e-07 | 2092.4827 | 2.092482729398891e+003 | 2.7243e-06 |  | 2.092482729398891e+003 | 5.4428e-06 |  | 2.092482729398891e+003 | 4.7142e-06 |  | 2093.9336 | 4.0017e-06 | 26.9885 | 4.0017e-06
2.093933630689123e+003 | 1.4827e-07 | 2093.9336 | 2.093933630689123e+003 | 2.7242e-06 |  | 2.093933630689123e+003 | 5.4425e-06 |  | 2.093933630689123e+003 | 4.7139e-06 |  | 2095.3855 | 4.0017e-06 | 26.9895 | 4.0017e-06
2.095385538016119e+003 | 1.4826e-07 | 2095.3855 | 2.095385538016119e+003 | 2.7241e-06 |  | 2.095385538016119e+003 | 5.4423e-06 |  | 2.095385538016119e+003 | 4.7137e-06 |  | 2096.8385 | 4.0017e-06 | 26.9904 | 4.0017e-06
2.096838452077452e+003 | 1.4826e-07 | 2096.8385 | 2.096838452077452e+003 | 2.7239e-06 |  | 2.096838452077452e+003 | 5.442e-06 |  | 2.096838452077452e+003 | 4.7134e-06 |  | 2098.2924 | 4.0017e-06 | 26.9914 | 4.0017e-06
2.098292373571179e+003 | 1.4825e-07 | 2098.2924 | 2.098292373571179e+003 | 2.7238e-06 |  | 2.098292373571179e+003 | 5.4417e-06 |  | 2.098292373571179e+003 | 4.7132e-06 |  | 2099.7473 | 4.0017e-06 | 26.9924 | 4.0017e-06
2.099747303195842e+003 | 1.4825e-07 | 2099.7473 | 2.099747303195842e+003 | 2.7236e-06 |  | 2.099747303195842e+003 | 5.4414e-06 |  | 2.099747303195842e+003 | 4.713e-06 |  | 2101.2032 | 4.0017e-06 | 26.9934 | 4.0017e-06
2.101203241650465e+003 | 1.4824e-07 | 2101.2032 | 2.101203241650465e+003 | 2.7235e-06 |  | 2.101203241650465e+003 | 5.4411e-06 |  | 2.101203241650465e+003 | 4.7127e-06 |  | 2102.6602 | 4.0017e-06 | 26.9944 | 4.0017e-06
2.102660189634560e+003 | 1.4824e-07 | 2102.6602 | 2.102660189634560e+003 | 2.7233e-06 |  | 2.102660189634560e+003 | 5.4408e-06 |  | 2.102660189634560e+003 | 4.7125e-06 |  | 2104.1181 | 4.0017e-06 | 26.9954 | 4.0017e-06
2.104118147848119e+003 | 1.4823e-07 | 2104.1181 | 2.104118147848119e+003 | 2.7232e-06 |  | 2.104118147848119e+003 | 5.4405e-06 |  | 2.104118147848119e+003 | 4.7122e-06 |  | 2105.5771 | 4.0017e-06 | 26.9964 | 4.0017e-06
2.105577116991626e+003 | 1.4823e-07 | 2105.5771 | 2.105577116991626e+003 | 2.7231e-06 |  | 2.105577116991626e+003 | 5.4403e-06 |  | 2.105577116991626e+003 | 4.712e-06 |  | 2107.0371 | 4.0017e-06 | 26.9974 | 4.0017e-06
2.107037097766045e+003 | 1.4822e-07 | 2107.0371 | 2.107037097766045e+003 | 2.7229e-06 |  | 2.107037097766045e+003 | 5.44e-06 |  | 2.107037097766045e+003 | 4.7117e-06 |  | 2108.4981 | 4.0017e-06 | 26.9983 | 4.0017e-06
2.108498090872828e+003 | 1.4822e-07 | 2108.4981 | 2.108498090872828e+003 | 2.7228e-06 |  | 2.108498090872828e+003 | 5.4397e-06 |  | 2.108498090872828e+003 | 4.7115e-06 |  | 2109.9601 | 4.0017e-06 | 26.9993 | 4.0017e-06
2.109960097013914e+003 | 1.4821e-07 | 2109.9601 | 2.109960097013914e+003 | 2.7226e-06 |  | 2.109960097013914e+003 | 5.4394e-06 |  | 2.109960097013914e+003 | 4.7112e-06 |  | 2111.4231 | 4.0017e-06 | 27.0003 | 4.0017e-06
2.111423116891729e+003 | 1.482e-07 | 2111.4231 | 2.111423116891729e+003 | 2.7225e-06 |  | 2.111423116891729e+003 | 5.4391e-06 |  | 2.111423116891729e+003 | 4.711e-06 |  | 2112.8872 | 4.0017e-06 | 27.0013 | 4.0017e-06
2.112887151209185e+003 | 1.482e-07 | 2112.8872 | 2.112887151209185e+003 | 2.7223e-06 |  | 2.112887151209185e+003 | 5.4388e-06 |  | 2.112887151209185e+003 | 4.7107e-06 |  | 2114.3522 | 4.0017e-06 | 27.0023 | 4.0017e-06
2.114352200669681e+003 | 1.4819e-07 | 2114.3522 | 2.114352200669681e+003 | 2.7222e-06 |  | 2.114352200669681e+003 | 5.4385e-06 |  | 2.114352200669681e+003 | 4.7105e-06 |  | 2115.8183 | 4.0017e-06 | 27.0033 | 4.0017e-06
2.115818265977105e+003 | 1.4819e-07 | 2115.8183 | 2.115818265977105e+003 | 2.7221e-06 |  | 2.115818265977105e+003 | 5.4383e-06 |  | 2.115818265977105e+003 | 4.7102e-06 |  | 2117.2853 | 4.0017e-06 | 27.0043 | 4.0017e-06
2.117285347835833e+003 | 1.4818e-07 | 2117.2853 | 2.117285347835833e+003 | 2.7219e-06 |  | 2.117285347835833e+003 | 5.438e-06 |  | 2.117285347835833e+003 | 4.71e-06 |  | 2118.7534 | 4.0017e-06 | 27.0053 | 4.0017e-06
2.118753446950728e+003 | 1.4818e-07 | 2118.7534 | 2.118753446950728e+003 | 2.7218e-06 |  | 2.118753446950728e+003 | 5.4377e-06 |  | 2.118753446950728e+003 | 4.7097e-06 |  | 2120.2226 | 4.0017e-06 | 27.0063 | 4.0017e-06
2.120222564027143e+003 | 1.4817e-07 | 2120.2226 | 2.120222564027143e+003 | 2.7216e-06 |  | 2.120222564027143e+003 | 5.4374e-06 |  | 2.120222564027143e+003 | 4.7095e-06 |  | 2121.6927 | 4.0017e-06 | 27.0073 | 4.0017e-06
2.121692699770920e+003 | 1.4817e-07 | 2121.6927 | 2.121692699770920e+003 | 2.7215e-06 |  | 2.121692699770920e+003 | 5.4371e-06 |  | 2.121692699770920e+003 | 4.7092e-06 |  | 2123.1639 | 4.0017e-06 | 27.0083 | 4.0017e-06
2.123163854888390e+003 | 1.4816e-07 | 2123.1639 | 2.123163854888390e+003 | 2.7213e-06 |  | 2.123163854888390e+003 | 5.4368e-06 |  | 2.123163854888390e+003 | 4.709e-06 |  | 2124.636 | 4.0017e-06 | 27.0093 | 4.0017e-06
2.124636030086374e+003 | 1.4815e-07 | 2124.636 | 2.124636030086374e+003 | 2.7212e-06 |  | 2.124636030086374e+003 | 5.4365e-06 |  | 2.124636030086374e+003 | 4.7087e-06 |  | 2126.1092 | 4.0017e-06 | 27.0103 | 4.0017e-06
2.126109226072183e+003 | 1.4815e-07 | 2126.1092 | 2.126109226072183e+003 | 2.721e-06 |  | 2.126109226072183e+003 | 5.4362e-06 |  | 2.126109226072183e+003 | 4.7085e-06 |  | 2127.5834 | 4.0017e-06 | 27.0113 | 4.0017e-06
2.127583443553618e+003 | 1.4814e-07 | 2127.5834 | 2.127583443553618e+003 | 2.7209e-06 |  | 2.127583443553618e+003 | 5.4359e-06 |  | 2.127583443553618e+003 | 4.7082e-06 |  | 2129.0587 | 4.0017e-06 | 27.0123 | 4.0017e-06
2.129058683238972e+003 | 1.4814e-07 | 2129.0587 | 2.129058683238972e+003 | 2.7207e-06 |  | 2.129058683238972e+003 | 5.4356e-06 |  | 2.129058683238972e+003 | 4.708e-06 |  | 2130.5349 | 4.0017e-06 | 27.0134 | 4.0017e-06
2.130534945837029e+003 | 1.4813e-07 | 2130.5349 | 2.130534945837029e+003 | 2.7206e-06 |  | 2.130534945837029e+003 | 5.4354e-06 |  | 2.130534945837029e+003 | 4.7077e-06 |  | 2132.0122 | 4.0017e-06 | 27.0144 | 4.0017e-06
2.132012232057062e+003 | 1.4813e-07 | 2132.0122 | 2.132012232057062e+003 | 2.7205e-06 |  | 2.132012232057062e+003 | 5.4351e-06 |  | 2.132012232057062e+003 | 4.7075e-06 |  | 2133.4905 | 4.0017e-06 | 27.0154 | 4.0017e-06
2.133490542608839e+003 | 1.4812e-07 | 2133.4905 | 2.133490542608839e+003 | 2.7203e-06 |  | 2.133490542608839e+003 | 5.4348e-06 |  | 2.133490542608839e+003 | 4.7072e-06 |  | 2134.9699 | 4.0017e-06 | 27.0164 | 4.0017e-06
2.134969878202618e+003 | 1.4811e-07 | 2134.9699 | 2.134969878202618e+003 | 2.7202e-06 |  | 2.134969878202618e+003 | 5.4345e-06 |  | 2.134969878202618e+003 | 4.707e-06 |  | 2136.4502 | 4.0017e-06 | 27.0174 | 4.0017e-06
2.136450239549151e+003 | 1.4811e-07 | 2136.4502 | 2.136450239549151e+003 | 2.72e-06 |  | 2.136450239549151e+003 | 5.4342e-06 |  | 2.136450239549151e+003 | 4.7067e-06 |  | 2137.9316 | 4.0017e-06 | 27.0184 | 4.0017e-06
2.137931627359682e+003 | 1.481e-07 | 2137.9316 | 2.137931627359682e+003 | 2.7199e-06 |  | 2.137931627359682e+003 | 5.4339e-06 |  | 2.137931627359682e+003 | 4.7064e-06 |  | 2139.414 | 4.0017e-06 | 27.0194 | 4.0017e-06
2.139414042345948e+003 | 1.481e-07 | 2139.414 | 2.139414042345948e+003 | 2.7197e-06 |  | 2.139414042345948e+003 | 5.4336e-06 |  | 2.139414042345948e+003 | 4.7062e-06 |  | 2140.8975 | 4.0017e-06 | 27.0204 | 4.0017e-06
2.140897485220180e+003 | 1.4809e-07 | 2140.8975 | 2.140897485220180e+003 | 2.7196e-06 |  | 2.140897485220180e+003 | 5.4333e-06 |  | 2.140897485220180e+003 | 4.7059e-06 |  | 2142.382 | 4.0017e-06 | 27.0215 | 4.0017e-06
2.142381956695102e+003 | 1.4809e-07 | 2142.382 | 2.142381956695102e+003 | 2.7194e-06 |  | 2.142381956695102e+003 | 5.433e-06 |  | 2.142381956695102e+003 | 4.7057e-06 |  | 2143.8675 | 4.0017e-06 | 27.0225 | 4.0017e-06
2.143867457483933e+003 | 1.4808e-07 | 2143.8675 | 2.143867457483933e+003 | 2.7193e-06 |  | 2.143867457483933e+003 | 5.4327e-06 |  | 2.143867457483933e+003 | 4.7054e-06 |  | 2145.354 | 4.0017e-06 | 27.0235 | 4.0017e-06
2.145353988300387e+003 | 1.4808e-07 | 2145.354 | 2.145353988300387e+003 | 2.7191e-06 |  | 2.145353988300387e+003 | 5.4324e-06 |  | 2.145353988300387e+003 | 4.7052e-06 |  | 2146.8415 | 4.0017e-06 | 27.0245 | 4.0017e-06
2.146841549858672e+003 | 1.4807e-07 | 2146.8415 | 2.146841549858672e+003 | 2.719e-06 |  | 2.146841549858672e+003 | 5.4321e-06 |  | 2.146841549858672e+003 | 4.7049e-06 |  | 2148.3301 | 4.0017e-06 | 27.0256 | 4.0017e-06
2.148330142873491e+003 | 1.4806e-07 | 2148.3301 | 2.148330142873491e+003 | 2.7188e-06 |  | 2.148330142873491e+003 | 5.4318e-06 |  | 2.148330142873491e+003 | 4.7047e-06 |  | 2149.8198 | 4.0017e-06 | 27.0266 | 4.0017e-06
2.149819768060043e+003 | 1.4806e-07 | 2149.8198 | 2.149819768060043e+003 | 2.7187e-06 |  | 2.149819768060043e+003 | 5.4315e-06 |  | 2.149819768060043e+003 | 4.7044e-06 |  | 2151.3104 | 4.0017e-06 | 27.0276 | 4.0017e-06
2.151310426134024e+003 | 1.4805e-07 | 2151.3104 | 2.151310426134024e+003 | 2.7185e-06 |  | 2.151310426134024e+003 | 5.4312e-06 |  | 2.151310426134024e+003 | 4.7041e-06 |  | 2152.8021 | 4.0017e-06 | 27.0286 | 4.0017e-06
2.152802117811625e+003 | 1.4805e-07 | 2152.8021 | 2.152802117811625e+003 | 2.7184e-06 |  | 2.152802117811625e+003 | 5.4309e-06 |  | 2.152802117811625e+003 | 4.7039e-06 |  | 2154.2948 | 4.0017e-06 | 27.0297 | 4.0017e-06
2.154294843809532e+003 | 1.4804e-07 | 2154.2948 | 2.154294843809532e+003 | 2.7182e-06 |  | 2.154294843809532e+003 | 5.4306e-06 |  | 2.154294843809532e+003 | 4.7036e-06 |  | 2155.7886 | 4.0017e-06 | 27.0307 | 4.0017e-06
2.155788604844932e+003 | 1.4804e-07 | 2155.7886 | 2.155788604844932e+003 | 2.7181e-06 |  | 2.155788604844932e+003 | 5.4303e-06 |  | 2.155788604844932e+003 | 4.7034e-06 |  | 2157.2834 | 4.0017e-06 | 27.0317 | 4.0017e-06
2.157283401635506e+003 | 1.4803e-07 | 2157.2834 | 2.157283401635506e+003 | 2.7179e-06 |  | 2.157283401635506e+003 | 5.43e-06 |  | 2.157283401635506e+003 | 4.7031e-06 |  | 2158.7792 | 4.0017e-06 | 27.0328 | 4.0017e-06
2.158779234899433e+003 | 1.4802e-07 | 2158.7792 | 2.158779234899433e+003 | 2.7178e-06 |  | 2.158779234899433e+003 | 5.4297e-06 |  | 2.158779234899433e+003 | 4.7029e-06 |  | 2160.2761 | 4.0017e-06 | 27.0338 | 4.0017e-06
2.160276105355391e+003 | 1.4802e-07 | 2160.2761 | 2.160276105355391e+003 | 2.7176e-06 |  | 2.160276105355391e+003 | 5.4294e-06 |  | 2.160276105355391e+003 | 4.7026e-06 |  | 2161.774 | 4.0017e-06 | 27.0348 | 4.0017e-06
2.161774013722557e+003 | 1.4801e-07 | 2161.774 | 2.161774013722557e+003 | 2.7175e-06 |  | 2.161774013722557e+003 | 5.4291e-06 |  | 2.161774013722557e+003 | 4.7023e-06 |  | 2163.273 | 4.0017e-06 | 27.0359 | 4.0017e-06
2.163272960720605e+003 | 1.4801e-07 | 2163.273 | 2.163272960720605e+003 | 2.7173e-06 |  | 2.163272960720605e+003 | 5.4288e-06 |  | 2.163272960720605e+003 | 4.7021e-06 |  | 2164.7729 | 4.0017e-06 | 27.0369 | 4.0017e-06
2.164772947069709e+003 | 1.48e-07 | 2164.7729 | 2.164772947069709e+003 | 2.7172e-06 |  | 2.164772947069709e+003 | 5.4285e-06 |  | 2.164772947069709e+003 | 4.7018e-06 |  | 2166.274 | 4.0017e-06 | 27.038 | 4.0017e-06
2.166273973490540e+003 | 1.48e-07 | 2166.274 | 2.166273973490540e+003 | 2.717e-06 |  | 2.166273973490540e+003 | 5.4282e-06 |  | 2.166273973490540e+003 | 4.7016e-06 |  | 2167.776 | 4.0017e-06 | 27.039 | 4.0017e-06
2.167776040704274e+003 | 1.4799e-07 | 2167.776 | 2.167776040704274e+003 | 2.7169e-06 |  | 2.167776040704274e+003 | 5.4279e-06 |  | 2.167776040704274e+003 | 4.7013e-06 |  | 2169.2791 | 4.0017e-06 | 27.04 | 4.0017e-06
2.169279149432581e+003 | 1.4798e-07 | 2169.2791 | 2.169279149432581e+003 | 2.7167e-06 |  | 2.169279149432581e+003 | 5.4276e-06 |  | 2.169279149432581e+003 | 4.701e-06 |  | 2170.7833 | 4.0017e-06 | 27.0411 | 4.0017e-06
2.170783300397635e+003 | 1.4798e-07 | 2170.7833 | 2.170783300397635e+003 | 2.7166e-06 |  | 2.170783300397635e+003 | 5.4273e-06 |  | 2.170783300397635e+003 | 4.7008e-06 |  | 2172.2885 | 4.0017e-06 | 27.0421 | 4.0017e-06
2.172288494322110e+003 | 1.4797e-07 | 2172.2885 | 2.172288494322110e+003 | 2.7164e-06 |  | 2.172288494322110e+003 | 5.427e-06 |  | 2.172288494322110e+003 | 4.7005e-06 |  | 2173.7947 | 4.0017e-06 | 27.0432 | 4.0017e-06
2.173794731929181e+003 | 1.4797e-07 | 2173.7947 | 2.173794731929181e+003 | 2.7163e-06 |  | 2.173794731929181e+003 | 5.4267e-06 |  | 2.173794731929181e+003 | 4.7002e-06 |  | 2175.302 | 4.0017e-06 | 27.0442 | 4.0017e-06
2.175302013942524e+003 | 1.4796e-07 | 2175.302 | 2.175302013942524e+003 | 2.7161e-06 |  | 2.175302013942524e+003 | 5.4264e-06 |  | 2.175302013942524e+003 | 4.7e-06 |  | 2176.8103 | 4.0017e-06 | 27.0453 | 4.0017e-06
2.176810341086319e+003 | 1.4796e-07 | 2176.8103 | 2.176810341086319e+003 | 2.716e-06 |  | 2.176810341086319e+003 | 5.4261e-06 |  | 2.176810341086319e+003 | 4.6997e-06 |  | 2178.3197 | 4.0017e-06 | 27.0463 | 4.0017e-06
2.178319714085244e+003 | 1.4795e-07 | 2178.3197 | 2.178319714085244e+003 | 2.7158e-06 |  | 2.178319714085244e+003 | 5.4258e-06 |  | 2.178319714085244e+003 | 4.6995e-06 |  | 2179.8301 | 4.0017e-06 | 27.0474 | 4.0017e-06
2.179830133664483e+003 | 1.4794e-07 | 2179.8301 | 2.179830133664483e+003 | 2.7157e-06 |  | 2.179830133664483e+003 | 5.4255e-06 |  | 2.179830133664483e+003 | 4.6992e-06 |  | 2181.3416 | 4.0016e-06 | 27.0484 | 4.0016e-06
2.181341600549721e+003 | 1.4794e-07 | 2181.3416 | 2.181341600549721e+003 | 2.7155e-06 |  | 2.181341600549721e+003 | 5.4252e-06 |  | 2.181341600549721e+003 | 4.6989e-06 |  | 2182.8541 | 4.0016e-06 | 27.0495 | 4.0016e-06
2.182854115467148e+003 | 1.4793e-07 | 2182.8541 | 2.182854115467148e+003 | 2.7154e-06 |  | 2.182854115467148e+003 | 5.4249e-06 |  | 2.182854115467148e+003 | 4.6987e-06 |  | 2184.3677 | 4.0016e-06 | 27.0505 | 4.0016e-06
2.184367679143456e+003 | 1.4793e-07 | 2184.3677 | 2.184367679143456e+003 | 2.7152e-06 |  | 2.184367679143456e+003 | 5.4246e-06 |  | 2.184367679143456e+003 | 4.6984e-06 |  | 2185.8823 | 4.0016e-06 | 27.0516 | 4.0016e-06
2.185882292305840e+003 | 1.4792e-07 | 2185.8823 | 2.185882292305840e+003 | 2.7151e-06 |  | 2.185882292305840e+003 | 5.4243e-06 |  | 2.185882292305840e+003 | 4.6981e-06 |  | 2187.398 | 4.0016e-06 | 27.0526 | 4.0016e-06
2.187397955682002e+003 | 1.4791e-07 | 2187.398 | 2.187397955682002e+003 | 2.7149e-06 |  | 2.187397955682002e+003 | 5.424e-06 |  | 2.187397955682002e+003 | 4.6979e-06 |  | 2188.9147 | 4.0016e-06 | 27.0537 | 4.0016e-06
2.188914670000146e+003 | 1.4791e-07 | 2188.9147 | 2.188914670000146e+003 | 2.7148e-06 |  | 2.188914670000146e+003 | 5.4237e-06 |  | 2.188914670000146e+003 | 4.6976e-06 |  | 2190.4324 | 4.0016e-06 | 27.0548 | 4.0016e-06
2.190432435988983e+003 | 1.479e-07 | 2190.4324 | 2.190432435988983e+003 | 2.7146e-06 |  | 2.190432435988983e+003 | 5.4234e-06 |  | 2.190432435988983e+003 | 4.6973e-06 |  | 2191.9513 | 4.0016e-06 | 27.0558 | 4.0016e-06
2.191951254377728e+003 | 1.479e-07 | 2191.9513 | 2.191951254377728e+003 | 2.7145e-06 |  | 2.191951254377728e+003 | 5.4231e-06 |  | 2.191951254377728e+003 | 4.6971e-06 |  | 2193.4711 | 4.0016e-06 | 27.0569 | 4.0016e-06
2.193471125896101e+003 | 1.4789e-07 | 2193.4711 | 2.193471125896101e+003 | 2.7143e-06 |  | 2.193471125896101e+003 | 5.4228e-06 |  | 2.193471125896101e+003 | 4.6968e-06 |  | 2194.9921 | 4.0016e-06 | 27.0579 | 4.0016e-06
2.194992051274330e+003 | 1.4789e-07 | 2194.9921 | 2.194992051274330e+003 | 2.7141e-06 |  | 2.194992051274330e+003 | 5.4225e-06 |  | 2.194992051274330e+003 | 4.6965e-06 |  | 2196.514 | 4.0016e-06 | 27.059 | 4.0016e-06
2.196514031243148e+003 | 1.4788e-07 | 2196.514 | 2.196514031243148e+003 | 2.714e-06 |  | 2.196514031243148e+003 | 5.4221e-06 |  | 2.196514031243148e+003 | 4.6963e-06 |  | 2198.0371 | 4.0016e-06 | 27.0601 | 4.0016e-06
2.198037066533794e+003 | 1.4787e-07 | 2198.0371 | 2.198037066533794e+003 | 2.7138e-06 |  | 2.198037066533794e+003 | 5.4218e-06 |  | 2.198037066533794e+003 | 4.696e-06 |  | 2199.5612 | 4.0016e-06 | 27.0611 | 4.0016e-06
2.199561157878016e+003 | 1.4787e-07 | 2199.5612 | 2.199561157878016e+003 | 2.7137e-06 |  | 2.199561157878016e+003 | 5.4215e-06 |  | 2.199561157878016e+003 | 4.6957e-06 |  | 2201.0863 | 4.0016e-06 | 27.0622 | 4.0016e-06
2.201086306008068e+003 | 1.4786e-07 | 2201.0863 | 2.201086306008068e+003 | 2.7135e-06 |  | 2.201086306008068e+003 | 5.4212e-06 |  | 2.201086306008068e+003 | 4.6955e-06 |  | 2202.6125 | 4.0016e-06 | 27.0633 | 4.0016e-06
2.202612511656712e+003 | 1.4786e-07 | 2202.6125 | 2.202612511656712e+003 | 2.7134e-06 |  | 2.202612511656712e+003 | 5.4209e-06 |  | 2.202612511656712e+003 | 4.6952e-06 |  | 2204.1398 | 4.0016e-06 | 27.0644 | 4.0016e-06
2.204139775557218e+003 | 1.4785e-07 | 2204.1398 | 2.204139775557218e+003 | 2.7132e-06 |  | 2.204139775557218e+003 | 5.4206e-06 |  | 2.204139775557218e+003 | 4.6949e-06 |  | 2205.6681 | 4.0016e-06 | 27.0654 | 4.0016e-06
2.205668098443365e+003 | 1.4784e-07 | 2205.6681 | 2.205668098443365e+003 | 2.7131e-06 |  | 2.205668098443365e+003 | 5.4203e-06 |  | 2.205668098443365e+003 | 4.6947e-06 |  | 2207.1975 | 4.0016e-06 | 27.0665 | 4.0016e-06
2.207197481049439e+003 | 1.4784e-07 | 2207.1975 | 2.207197481049439e+003 | 2.7129e-06 |  | 2.207197481049439e+003 | 5.42e-06 |  | 2.207197481049439e+003 | 4.6944e-06 |  | 2208.7279 | 4.0016e-06 | 27.0676 | 4.0016e-06
2.208727924110239e+003 | 1.4783e-07 | 2208.7279 | 2.208727924110239e+003 | 2.7128e-06 |  | 2.208727924110239e+003 | 5.4197e-06 |  | 2.208727924110239e+003 | 4.6941e-06 |  | 2210.2594 | 4.0016e-06 | 27.0687 | 4.0016e-06
2.210259428361069e+003 | 1.4783e-07 | 2210.2594 | 2.210259428361069e+003 | 2.7126e-06 |  | 2.210259428361069e+003 | 5.4194e-06 |  | 2.210259428361069e+003 | 4.6939e-06 |  | 2211.792 | 4.0016e-06 | 27.0697 | 4.0016e-06
2.211791994537745e+003 | 1.4782e-07 | 2211.792 | 2.211791994537745e+003 | 2.7124e-06 |  | 2.211791994537745e+003 | 5.419e-06 |  | 2.211791994537745e+003 | 4.6936e-06 |  | 2213.3256 | 4.0016e-06 | 27.0708 | 4.0016e-06
2.213325623376593e+003 | 1.4781e-07 | 2213.3256 | 2.213325623376593e+003 | 2.7123e-06 |  | 2.213325623376593e+003 | 5.4187e-06 |  | 2.213325623376593e+003 | 4.6933e-06 |  | 2214.8603 | 4.0016e-06 | 27.0719 | 4.0016e-06
2.214860315614451e+003 | 1.4781e-07 | 2214.8603 | 2.214860315614451e+003 | 2.7121e-06 |  | 2.214860315614451e+003 | 5.4184e-06 |  | 2.214860315614451e+003 | 4.693e-06 |  | 2216.3961 | 4.0016e-06 | 27.073 | 4.0016e-06
2.216396071988666e+003 | 1.478e-07 | 2216.3961 | 2.216396071988666e+003 | 2.712e-06 |  | 2.216396071988666e+003 | 5.4181e-06 |  | 2.216396071988666e+003 | 4.6928e-06 |  | 2217.9329 | 4.0016e-06 | 27.0741 | 4.0016e-06
2.217932893237095e+003 | 1.478e-07 | 2217.9329 | 2.217932893237095e+003 | 2.7118e-06 |  | 2.217932893237095e+003 | 5.4178e-06 |  | 2.217932893237095e+003 | 4.6925e-06 |  | 2219.4708 | 4.0016e-06 | 27.0752 | 4.0016e-06
2.219470780098111e+003 | 1.4779e-07 | 2219.4708 | 2.219470780098111e+003 | 2.7117e-06 |  | 2.219470780098111e+003 | 5.4175e-06 |  | 2.219470780098111e+003 | 4.6922e-06 |  | 2221.0097 | 4.0016e-06 | 27.0762 | 4.0016e-06
2.221009733310596e+003 | 1.4778e-07 | 2221.0097 | 2.221009733310596e+003 | 2.7115e-06 |  | 2.221009733310596e+003 | 5.4172e-06 |  | 2.221009733310596e+003 | 4.692e-06 |  | 2222.5498 | 4.0016e-06 | 27.0773 | 4.0016e-06
2.222549753613943e+003 | 1.4778e-07 | 2222.5498 | 2.222549753613943e+003 | 2.7113e-06 |  | 2.222549753613943e+003 | 5.4168e-06 |  | 2.222549753613943e+003 | 4.6917e-06 |  | 2224.0908 | 4.0016e-06 | 27.0784 | 4.0016e-06
2.224090841748060e+003 | 1.4777e-07 | 2224.0908 | 2.224090841748060e+003 | 2.7112e-06 |  | 2.224090841748060e+003 | 5.4165e-06 |  | 2.224090841748060e+003 | 4.6914e-06 |  | 2225.633 | 4.0016e-06 | 27.0795 | 4.0016e-06
2.225632998453369e+003 | 1.4777e-07 | 2225.633 | 2.225632998453369e+003 | 2.711e-06 |  | 2.225632998453369e+003 | 5.4162e-06 |  | 2.225632998453369e+003 | 4.6911e-06 |  | 2227.1762 | 4.0016e-06 | 27.0806 | 4.0016e-06
2.227176224470802e+003 | 1.4776e-07 | 2227.1762 | 2.227176224470802e+003 | 2.7109e-06 |  | 2.227176224470802e+003 | 5.4159e-06 |  | 2.227176224470802e+003 | 4.6909e-06 |  | 2228.7205 | 4.0016e-06 | 27.0817 | 4.0016e-06
2.228720520541808e+003 | 1.4775e-07 | 2228.7205 | 2.228720520541808e+003 | 2.7107e-06 |  | 2.228720520541808e+003 | 5.4156e-06 |  | 2.228720520541808e+003 | 4.6906e-06 |  | 2230.2659 | 4.0016e-06 | 27.0828 | 4.0016e-06
2.230265887408348e+003 | 1.4775e-07 | 2230.2659 | 2.230265887408348e+003 | 2.7105e-06 |  | 2.230265887408348e+003 | 5.4153e-06 |  | 2.230265887408348e+003 | 4.6903e-06 |  | 2231.8123 | 4.0016e-06 | 27.0839 | 4.0016e-06
2.231812325812898e+003 | 1.4774e-07 | 2231.8123 | 2.231812325812898e+003 | 2.7104e-06 |  | 2.231812325812898e+003 | 5.4149e-06 |  | 2.231812325812898e+003 | 4.69e-06 |  | 2233.3598 | 4.0016e-06 | 27.085 | 4.0016e-06
2.233359836498450e+003 | 1.4774e-07 | 2233.3598 | 2.233359836498450e+003 | 2.7102e-06 |  | 2.233359836498450e+003 | 5.4146e-06 |  | 2.233359836498450e+003 | 4.6898e-06 |  | 2234.9084 | 4.0016e-06 | 27.0861 | 4.0016e-06
2.234908420208509e+003 | 1.4773e-07 | 2234.9084 | 2.234908420208509e+003 | 2.7101e-06 |  | 2.234908420208509e+003 | 5.4143e-06 |  | 2.234908420208509e+003 | 4.6895e-06 |  | 2236.4581 | 4.0016e-06 | 27.0872 | 4.0016e-06
2.236458077687097e+003 | 1.4772e-07 | 2236.4581 | 2.236458077687097e+003 | 2.7099e-06 |  | 2.236458077687097e+003 | 5.414e-06 |  | 2.236458077687097e+003 | 4.6892e-06 |  | 2238.0088 | 4.0016e-06 | 27.0883 | 4.0016e-06
2.238008809678753e+003 | 1.4772e-07 | 2238.0088 | 2.238008809678753e+003 | 2.7098e-06 |  | 2.238008809678753e+003 | 5.4137e-06 |  | 2.238008809678753e+003 | 4.6889e-06 |  | 2239.5606 | 4.0016e-06 | 27.0894 | 4.0016e-06
2.239560616928529e+003 | 1.4771e-07 | 2239.5606 | 2.239560616928529e+003 | 2.7096e-06 |  | 2.239560616928529e+003 | 5.4133e-06 |  | 2.239560616928529e+003 | 4.6887e-06 |  | 2241.1135 | 4.0016e-06 | 27.0905 | 4.0016e-06
2.241113500181996e+003 | 1.4771e-07 | 2241.1135 | 2.241113500181996e+003 | 2.7094e-06 |  | 2.241113500181996e+003 | 5.413e-06 |  | 2.241113500181996e+003 | 4.6884e-06 |  | 2242.6675 | 4.0016e-06 | 27.0916 | 4.0016e-06
2.242667460185243e+003 | 1.477e-07 | 2242.6675 | 2.242667460185243e+003 | 2.7093e-06 |  | 2.242667460185243e+003 | 5.4127e-06 |  | 2.242667460185243e+003 | 4.6881e-06 |  | 2244.2225 | 4.0016e-06 | 27.0927 | 4.0016e-06
2.244222497684873e+003 | 1.4769e-07 | 2244.2225 | 2.244222497684873e+003 | 2.7091e-06 |  | 2.244222497684873e+003 | 5.4124e-06 |  | 2.244222497684873e+003 | 4.6878e-06 |  | 2245.7786 | 4.0016e-06 | 27.0938 | 4.0016e-06
2.245778613428009e+003 | 1.4769e-07 | 2245.7786 | 2.245778613428009e+003 | 2.709e-06 |  | 2.245778613428009e+003 | 5.4121e-06 |  | 2.245778613428009e+003 | 4.6875e-06 |  | 2247.3358 | 4.0016e-06 | 27.0949 | 4.0016e-06
2.247335808162291e+003 | 1.4768e-07 | 2247.3358 | 2.247335808162291e+003 | 2.7088e-06 |  | 2.247335808162291e+003 | 5.4117e-06 |  | 2.247335808162291e+003 | 4.6873e-06 |  | 2248.8941 | 4.0016e-06 | 27.096 | 4.0016e-06
2.248894082635880e+003 | 1.4768e-07 | 2248.8941 | 2.248894082635880e+003 | 2.7086e-06 |  | 2.248894082635880e+003 | 5.4114e-06 |  | 2.248894082635880e+003 | 4.687e-06 |  | 2250.4534 | 4.0016e-06 | 27.0971 | 4.0016e-06
2.250453437597451e+003 | 1.4767e-07 | 2250.4534 | 2.250453437597451e+003 | 2.7085e-06 |  | 2.250453437597451e+003 | 5.4111e-06 |  | 2.250453437597451e+003 | 4.6867e-06 |  | 2252.0139 | 4.0016e-06 | 27.0982 | 4.0016e-06
2.252013873796203e+003 | 1.4766e-07 | 2252.0139 | 2.252013873796203e+003 | 2.7083e-06 |  | 2.252013873796203e+003 | 5.4108e-06 |  | 2.252013873796203e+003 | 4.6864e-06 |  | 2253.5754 | 4.0016e-06 | 27.0994 | 4.0016e-06
2.253575391981851e+003 | 1.4766e-07 | 2253.5754 | 2.253575391981851e+003 | 2.7081e-06 |  | 2.253575391981851e+003 | 5.4104e-06 |  | 2.253575391981851e+003 | 4.6861e-06 |  | 2255.138 | 4.0016e-06 | 27.1005 | 4.0016e-06
2.255137992904631e+003 | 1.4765e-07 | 2255.138 | 2.255137992904631e+003 | 2.708e-06 |  | 2.255137992904631e+003 | 5.4101e-06 |  | 2.255137992904631e+003 | 4.6859e-06 |  | 2256.7017 | 4.0016e-06 | 27.1016 | 4.0016e-06
2.256701677315301e+003 | 1.4765e-07 | 2256.7017 | 2.256701677315301e+003 | 2.7078e-06 |  | 2.256701677315301e+003 | 5.4098e-06 |  | 2.256701677315301e+003 | 4.6856e-06 |  | 2258.2664 | 4.0016e-06 | 27.1027 | 4.0016e-06
2.258266445965136e+003 | 1.4764e-07 | 2258.2664 | 2.258266445965136e+003 | 2.7077e-06 |  | 2.258266445965136e+003 | 5.4095e-06 |  | 2.258266445965136e+003 | 4.6853e-06 |  | 2259.8323 | 4.0016e-06 | 27.1038 | 4.0016e-06
2.259832299605934e+003 | 1.4763e-07 | 2259.8323 | 2.259832299605934e+003 | 2.7075e-06 |  | 2.259832299605934e+003 | 5.4092e-06 |  | 2.259832299605934e+003 | 4.685e-06 |  | 2261.3992 | 4.0016e-06 | 27.105 | 4.0016e-06
2.261399238990016e+003 | 1.4763e-07 | 2261.3992 | 2.261399238990016e+003 | 2.7073e-06 |  | 2.261399238990016e+003 | 5.4088e-06 |  | 2.261399238990016e+003 | 4.6847e-06 |  | 2262.9673 | 4.0016e-06 | 27.1061 | 4.0016e-06
2.262967264870221e+003 | 1.4762e-07 | 2262.9673 | 2.262967264870221e+003 | 2.7072e-06 |  | 2.262967264870221e+003 | 5.4085e-06 |  | 2.262967264870221e+003 | 4.6845e-06 |  | 2264.5364 | 4.0016e-06 | 27.1072 | 4.0016e-06
2.264536377999913e+003 | 1.4761e-07 | 2264.5364 | 2.264536377999913e+003 | 2.707e-06 |  | 2.264536377999913e+003 | 5.4082e-06 |  | 2.264536377999913e+003 | 4.6842e-06 |  | 2266.1066 | 4.0016e-06 | 27.1083 | 4.0016e-06
2.266106579132975e+003 | 1.4761e-07 | 2266.1066 | 2.266106579132975e+003 | 2.7068e-06 |  | 2.266106579132975e+003 | 5.4078e-06 |  | 2.266106579132975e+003 | 4.6839e-06 |  | 2267.6779 | 4.0016e-06 | 27.1095 | 4.0016e-06
2.267677869023818e+003 | 1.476e-07 | 2267.6779 | 2.267677869023818e+003 | 2.7067e-06 |  | 2.267677869023818e+003 | 5.4075e-06 |  | 2.267677869023818e+003 | 4.6836e-06 |  | 2269.2502 | 4.0016e-06 | 27.1106 | 4.0016e-06
2.269250248427370e+003 | 1.476e-07 | 2269.2502 | 2.269250248427370e+003 | 2.7065e-06 |  | 2.269250248427370e+003 | 5.4072e-06 |  | 2.269250248427370e+003 | 4.6833e-06 |  | 2270.8237 | 4.0016e-06 | 27.1117 | 4.0016e-06
2.270823718099088e+003 | 1.4759e-07 | 2270.8237 | 2.270823718099088e+003 | 2.7064e-06 |  | 2.270823718099088e+003 | 5.4069e-06 |  | 2.270823718099088e+003 | 4.683e-06 |  | 2272.3983 | 4.0016e-06 | 27.1129 | 4.0016e-06
2.272398278794949e+003 | 1.4758e-07 | 2272.3983 | 2.272398278794949e+003 | 2.7062e-06 |  | 2.272398278794949e+003 | 5.4065e-06 |  | 2.272398278794949e+003 | 4.6828e-06 |  | 2273.9739 | 4.0016e-06 | 27.114 | 4.0016e-06
2.273973931271455e+003 | 1.4758e-07 | 2273.9739 | 2.273973931271455e+003 | 2.706e-06 |  | 2.273973931271455e+003 | 5.4062e-06 |  | 2.273973931271455e+003 | 4.6825e-06 |  | 2275.5507 | 4.0016e-06 | 27.1151 | 4.0016e-06
2.275550676285634e+003 | 1.4757e-07 | 2275.5507 | 2.275550676285634e+003 | 2.7059e-06 |  | 2.275550676285634e+003 | 5.4059e-06 |  | 2.275550676285634e+003 | 4.6822e-06 |  | 2277.1285 | 4.0016e-06 | 27.1163 | 4.0016e-06
2.277128514595037e+003 | 1.4757e-07 | 2277.1285 | 2.277128514595037e+003 | 2.7057e-06 |  | 2.277128514595037e+003 | 5.4055e-06 |  | 2.277128514595037e+003 | 4.6819e-06 |  | 2278.7074 | 4.0016e-06 | 27.1174 | 4.0016e-06
2.278707446957742e+003 | 1.4756e-07 | 2278.7074 | 2.278707446957742e+003 | 2.7055e-06 |  | 2.278707446957742e+003 | 5.4052e-06 |  | 2.278707446957742e+003 | 4.6816e-06 |  | 2280.2875 | 4.0016e-06 | 27.1185 | 4.0016e-06
2.280287474132351e+003 | 1.4755e-07 | 2280.2875 | 2.280287474132351e+003 | 2.7054e-06 |  | 2.280287474132351e+003 | 5.4049e-06 |  | 2.280287474132351e+003 | 4.6813e-06 |  | 2281.8686 | 4.0016e-06 | 27.1197 | 4.0016e-06
2.281868596877995e+003 | 1.4755e-07 | 2281.8686 | 2.281868596877995e+003 | 2.7052e-06 |  | 2.281868596877995e+003 | 5.4046e-06 |  | 2.281868596877995e+003 | 4.681e-06 |  | 2283.4508 | 4.0016e-06 | 27.1208 | 4.0016e-06
2.283450815954326e+003 | 1.4754e-07 | 2283.4508 | 2.283450815954326e+003 | 2.705e-06 |  | 2.283450815954326e+003 | 5.4042e-06 |  | 2.283450815954326e+003 | 4.6808e-06 |  | 2285.0341 | 4.0016e-06 | 27.122 | 4.0016e-06
2.285034132121528e+003 | 1.4753e-07 | 2285.0341 | 2.285034132121528e+003 | 2.7049e-06 |  | 2.285034132121528e+003 | 5.4039e-06 |  | 2.285034132121528e+003 | 4.6805e-06 |  | 2286.6185 | 4.0016e-06 | 27.1231 | 4.0016e-06
2.286618546140310e+003 | 1.4753e-07 | 2286.6185 | 2.286618546140310e+003 | 2.7047e-06 |  | 2.286618546140310e+003 | 5.4036e-06 |  | 2.286618546140310e+003 | 4.6802e-06 |  | 2288.2041 | 4.0016e-06 | 27.1243 | 4.0016e-06
2.288204058771908e+003 | 1.4752e-07 | 2288.2041 | 2.288204058771908e+003 | 2.7045e-06 |  | 2.288204058771908e+003 | 5.4032e-06 |  | 2.288204058771908e+003 | 4.6799e-06 |  | 2289.7907 | 4.0016e-06 | 27.1254 | 4.0016e-06
2.289790670778087e+003 | 1.4751e-07 | 2289.7907 | 2.289790670778087e+003 | 2.7044e-06 |  | 2.289790670778087e+003 | 5.4029e-06 |  | 2.289790670778087e+003 | 4.6796e-06 |  | 2291.3784 | 4.0016e-06 | 27.1265 | 4.0016e-06
2.291378382921138e+003 | 1.4751e-07 | 2291.3784 | 2.291378382921138e+003 | 2.7042e-06 |  | 2.291378382921138e+003 | 5.4026e-06 |  | 2.291378382921138e+003 | 4.6793e-06 |  | 2292.9672 | 4.0016e-06 | 27.1277 | 4.0016e-06
2.292967195963884e+003 | 1.475e-07 | 2292.9672 | 2.292967195963884e+003 | 2.704e-06 |  | 2.292967195963884e+003 | 5.4022e-06 |  | 2.292967195963884e+003 | 4.679e-06 |  | 2294.5571 | 4.0016e-06 | 27.1289 | 4.0016e-06
2.294557110669674e+003 | 1.475e-07 | 2294.5571 | 2.294557110669674e+003 | 2.7039e-06 |  | 2.294557110669674e+003 | 5.4019e-06 |  | 2.294557110669674e+003 | 4.6787e-06 |  | 2296.1481 | 4.0016e-06 | 27.13 | 4.0016e-06
2.296148127802388e+003 | 1.4749e-07 | 2296.1481 | 2.296148127802388e+003 | 2.7037e-06 |  | 2.296148127802388e+003 | 5.4016e-06 |  | 2.296148127802388e+003 | 4.6785e-06 |  | 2297.7402 | 4.0016e-06 | 27.1312 | 4.0016e-06
2.297740248126434e+003 | 1.4748e-07 | 2297.7402 | 2.297740248126434e+003 | 2.7035e-06 |  | 2.297740248126434e+003 | 5.4012e-06 |  | 2.297740248126434e+003 | 4.6782e-06 |  | 2299.3335 | 4.0016e-06 | 27.1323 | 4.0016e-06
2.299333472406752e+003 | 1.4748e-07 | 2299.3335 | 2.299333472406752e+003 | 2.7034e-06 |  | 2.299333472406752e+003 | 5.4009e-06 |  | 2.299333472406752e+003 | 4.6779e-06 |  | 2300.9278 | 4.0016e-06 | 27.1335 | 4.0016e-06
2.300927801408810e+003 | 1.4747e-07 | 2300.9278 | 2.300927801408810e+003 | 2.7032e-06 |  | 2.300927801408810e+003 | 5.4006e-06 |  | 2.300927801408810e+003 | 4.6776e-06 |  | 2302.5232 | 4.0016e-06 | 27.1346 | 4.0016e-06
2.302523235898611e+003 | 1.4746e-07 | 2302.5232 | 2.302523235898611e+003 | 2.703e-06 |  | 2.302523235898611e+003 | 5.4002e-06 |  | 2.302523235898611e+003 | 4.6773e-06 |  | 2304.1198 | 4.0016e-06 | 27.1358 | 4.0016e-06
2.304119776642684e+003 | 1.4746e-07 | 2304.1198 | 2.304119776642684e+003 | 2.7029e-06 |  | 2.304119776642684e+003 | 5.3999e-06 |  | 2.304119776642684e+003 | 4.677e-06 |  | 2305.7174 | 4.0016e-06 | 27.137 | 4.0016e-06
2.305717424408092e+003 | 1.4745e-07 | 2305.7174 | 2.305717424408092e+003 | 2.7027e-06 |  | 2.305717424408092e+003 | 5.3995e-06 |  | 2.305717424408092e+003 | 4.6767e-06 |  | 2307.3162 | 4.0016e-06 | 27.1381 | 4.0016e-06
2.307316179962430e+003 | 1.4745e-07 | 2307.3162 | 2.307316179962430e+003 | 2.7025e-06 |  | 2.307316179962430e+003 | 5.3992e-06 |  | 2.307316179962430e+003 | 4.6764e-06 |  | 2308.916 | 4.0016e-06 | 27.1393 | 4.0016e-06
2.308916044073825e+003 | 1.4744e-07 | 2308.916 | 2.308916044073825e+003 | 2.7024e-06 |  | 2.308916044073825e+003 | 5.3989e-06 |  | 2.308916044073825e+003 | 4.6761e-06 |  | 2310.517 | 4.0016e-06 | 27.1405 | 4.0016e-06
2.310517017510937e+003 | 1.4743e-07 | 2310.517 | 2.310517017510937e+003 | 2.7022e-06 |  | 2.310517017510937e+003 | 5.3985e-06 |  | 2.310517017510937e+003 | 4.6758e-06 |  | 2312.1191 | 4.0016e-06 | 27.1416 | 4.0016e-06
2.312119101042958e+003 | 1.4743e-07 | 2312.1191 | 2.312119101042958e+003 | 2.702e-06 |  | 2.312119101042958e+003 | 5.3982e-06 |  | 2.312119101042958e+003 | 4.6755e-06 |  | 2313.7223 | 4.0016e-06 | 27.1428 | 4.0016e-06
2.313722295439615e+003 | 1.4742e-07 | 2313.7223 | 2.313722295439615e+003 | 2.7018e-06 |  | 2.313722295439615e+003 | 5.3979e-06 |  | 2.313722295439615e+003 | 4.6752e-06 |  | 2315.3266 | 4.0016e-06 | 27.144 | 4.0016e-06
2.315326601471166e+003 | 1.4741e-07 | 2315.3266 | 2.315326601471166e+003 | 2.7017e-06 |  | 2.315326601471166e+003 | 5.3975e-06 |  | 2.315326601471166e+003 | 4.6749e-06 |  | 2316.932 | 4.0016e-06 | 27.1451 | 4.0016e-06
2.316932019908405e+003 | 1.4741e-07 | 2316.932 | 2.316932019908405e+003 | 2.7015e-06 |  | 2.316932019908405e+003 | 5.3972e-06 |  | 2.316932019908405e+003 | 4.6747e-06 |  | 2318.5386 | 4.0016e-06 | 27.1463 | 4.0016e-06
2.318538551522662e+003 | 1.474e-07 | 2318.5386 | 2.318538551522662e+003 | 2.7013e-06 |  | 2.318538551522662e+003 | 5.3968e-06 |  | 2.318538551522662e+003 | 4.6744e-06 |  | 2320.1462 | 4.0015e-06 | 27.1475 | 4.0016e-06
2.320146197085797e+003 | 1.4739e-07 | 2320.1462 | 2.320146197085797e+003 | 2.7012e-06 |  | 2.320146197085797e+003 | 5.3965e-06 |  | 2.320146197085797e+003 | 4.6741e-06 |  | 2321.755 | 4.0015e-06 | 27.1487 | 4.0015e-06
2.321754957370211e+003 | 1.4739e-07 | 2321.755 | 2.321754957370211e+003 | 2.701e-06 |  | 2.321754957370211e+003 | 5.3961e-06 |  | 2.321754957370211e+003 | 4.6738e-06 |  | 2323.3648 | 4.0015e-06 | 27.1498 | 4.0015e-06
2.323364833148836e+003 | 1.4738e-07 | 2323.3648 | 2.323364833148836e+003 | 2.7008e-06 |  | 2.323364833148836e+003 | 5.3958e-06 |  | 2.323364833148836e+003 | 4.6735e-06 |  | 2324.9758 | 4.0015e-06 | 27.151 | 4.0015e-06
2.324975825195142e+003 | 1.4737e-07 | 2324.9758 | 2.324975825195142e+003 | 2.7006e-06 |  | 2.324975825195142e+003 | 5.3955e-06 |  | 2.324975825195142e+003 | 4.6732e-06 |  | 2326.5879 | 4.0015e-06 | 27.1522 | 4.0015e-06
2.326587934283135e+003 | 1.4737e-07 | 2326.5879 | 2.326587934283135e+003 | 2.7005e-06 |  | 2.326587934283135e+003 | 5.3951e-06 |  | 2.326587934283135e+003 | 4.6729e-06 |  | 2328.2012 | 4.0015e-06 | 27.1534 | 4.0015e-06
2.328201161187359e+003 | 1.4736e-07 | 2328.2012 | 2.328201161187359e+003 | 2.7003e-06 |  | 2.328201161187359e+003 | 5.3948e-06 |  | 2.328201161187359e+003 | 4.6726e-06 |  | 2329.8155 | 4.0015e-06 | 27.1546 | 4.0015e-06
2.329815506682891e+003 | 1.4736e-07 | 2329.8155 | 2.329815506682891e+003 | 2.7001e-06 |  | 2.329815506682891e+003 | 5.3944e-06 |  | 2.329815506682891e+003 | 4.6723e-06 |  | 2331.431 | 4.0015e-06 | 27.1557 | 4.0015e-06
2.331430971545351e+003 | 1.4735e-07 | 2331.431 | 2.331430971545351e+003 | 2.7e-06 |  | 2.331430971545351e+003 | 5.3941e-06 |  | 2.331430971545351e+003 | 4.672e-06 |  | 2333.0476 | 4.0015e-06 | 27.1569 | 4.0015e-06
2.333047556550893e+003 | 1.4734e-07 | 2333.0476 | 2.333047556550893e+003 | 2.6998e-06 |  | 2.333047556550893e+003 | 5.3937e-06 |  | 2.333047556550893e+003 | 4.6717e-06 |  | 2334.6653 | 4.0015e-06 | 27.1581 | 4.0015e-06
2.334665262476210e+003 | 1.4734e-07 | 2334.6653 | 2.334665262476210e+003 | 2.6996e-06 |  | 2.334665262476210e+003 | 5.3934e-06 |  | 2.334665262476210e+003 | 4.6714e-06 |  | 2336.2841 | 4.0015e-06 | 27.1593 | 4.0015e-06
2.336284090098533e+003 | 1.4733e-07 | 2336.2841 | 2.336284090098533e+003 | 2.6994e-06 |  | 2.336284090098533e+003 | 5.3931e-06 |  | 2.336284090098533e+003 | 4.6711e-06 |  | 2337.904 | 4.0015e-06 | 27.1605 | 4.0015e-06
2.337904040195635e+003 | 1.4732e-07 | 2337.904 | 2.337904040195635e+003 | 2.6993e-06 |  | 2.337904040195635e+003 | 5.3927e-06 |  | 2.337904040195635e+003 | 4.6708e-06 |  | 2339.5251 | 4.0015e-06 | 27.1617 | 4.0015e-06
2.339525113545823e+003 | 1.4732e-07 | 2339.5251 | 2.339525113545823e+003 | 2.6991e-06 |  | 2.339525113545823e+003 | 5.3924e-06 |  | 2.339525113545823e+003 | 4.6705e-06 |  | 2341.1473 | 4.0015e-06 | 27.1629 | 4.0015e-06
2.341147310927948e+003 | 1.4731e-07 | 2341.1473 | 2.341147310927948e+003 | 2.6989e-06 |  | 2.341147310927948e+003 | 5.392e-06 |  | 2.341147310927948e+003 | 4.6702e-06 |  | 2342.7706 | 4.0015e-06 | 27.1641 | 4.0015e-06
2.342770633121399e+003 | 1.473e-07 | 2342.7706 | 2.342770633121399e+003 | 2.6988e-06 |  | 2.342770633121399e+003 | 5.3917e-06 |  | 2.342770633121399e+003 | 4.6699e-06 |  | 2344.3951 | 4.0015e-06 | 27.1653 | 4.0015e-06
2.344395080906108e+003 | 1.473e-07 | 2344.3951 | 2.344395080906108e+003 | 2.6986e-06 |  | 2.344395080906108e+003 | 5.3913e-06 |  | 2.344395080906108e+003 | 4.6696e-06 |  | 2346.0207 | 4.0015e-06 | 27.1665 | 4.0015e-06
2.346020655062544e+003 | 1.4729e-07 | 2346.0207 | 2.346020655062544e+003 | 2.6984e-06 |  | 2.346020655062544e+003 | 5.391e-06 |  | 2.346020655062544e+003 | 4.6693e-06 |  | 2347.6474 | 4.0015e-06 | 27.1677 | 4.0015e-06
2.347647356371720e+003 | 1.4728e-07 | 2347.6474 | 2.347647356371720e+003 | 2.6982e-06 |  | 2.347647356371720e+003 | 5.3906e-06 |  | 2.347647356371720e+003 | 4.669e-06 |  | 2349.2752 | 4.0015e-06 | 27.1689 | 4.0015e-06
2.349275185615189e+003 | 1.4728e-07 | 2349.2752 | 2.349275185615189e+003 | 2.6981e-06 |  | 2.349275185615189e+003 | 5.3903e-06 |  | 2.349275185615189e+003 | 4.6687e-06 |  | 2350.9041 | 4.0015e-06 | 27.1701 | 4.0015e-06
2.350904143575046e+003 | 1.4727e-07 | 2350.9041 | 2.350904143575046e+003 | 2.6979e-06 |  | 2.350904143575046e+003 | 5.3899e-06 |  | 2.350904143575046e+003 | 4.6684e-06 |  | 2352.5342 | 4.0015e-06 | 27.1713 | 4.0015e-06
2.352534231033930e+003 | 1.4726e-07 | 2352.5342 | 2.352534231033930e+003 | 2.6977e-06 |  | 2.352534231033930e+003 | 5.3896e-06 |  | 2.352534231033930e+003 | 4.6681e-06 |  | 2354.1654 | 4.0015e-06 | 27.1725 | 4.0015e-06
2.354165448775020e+003 | 1.4726e-07 | 2354.1654 | 2.354165448775020e+003 | 2.6975e-06 |  | 2.354165448775020e+003 | 5.3892e-06 |  | 2.354165448775020e+003 | 4.6678e-06 |  | 2355.7978 | 4.0015e-06 | 27.1737 | 4.0015e-06
2.355797797582041e+003 | 1.4725e-07 | 2355.7978 | 2.355797797582041e+003 | 2.6974e-06 |  | 2.355797797582041e+003 | 5.3889e-06 |  | 2.355797797582041e+003 | 4.6675e-06 |  | 2357.4313 | 4.0015e-06 | 27.1749 | 4.0015e-06
2.357431278239260e+003 | 1.4724e-07 | 2357.4313 | 2.357431278239260e+003 | 2.6972e-06 |  | 2.357431278239260e+003 | 5.3885e-06 |  | 2.357431278239260e+003 | 4.6672e-06 |  | 2359.0659 | 4.0015e-06 | 27.1761 | 4.0015e-06
2.359065891531486e+003 | 1.4724e-07 | 2359.0659 | 2.359065891531486e+003 | 2.697e-06 |  | 2.359065891531486e+003 | 5.3882e-06 |  | 2.359065891531486e+003 | 4.6669e-06 |  | 2360.7016 | 4.0015e-06 | 27.1773 | 4.0015e-06
2.360701638244076e+003 | 1.4723e-07 | 2360.7016 | 2.360701638244076e+003 | 2.6968e-06 |  | 2.360701638244076e+003 | 5.3878e-06 |  | 2.360701638244076e+003 | 4.6666e-06 |  | 2362.3385 | 4.0015e-06 | 27.1786 | 4.0015e-06
2.362338519162928e+003 | 1.4722e-07 | 2362.3385 | 2.362338519162928e+003 | 2.6967e-06 |  | 2.362338519162928e+003 | 5.3875e-06 |  | 2.362338519162928e+003 | 4.6662e-06 |  | 2363.9765 | 4.0015e-06 | 27.1798 | 4.0015e-06
2.363976535074487e+003 | 1.4722e-07 | 2363.9765 | 2.363976535074487e+003 | 2.6965e-06 |  | 2.363976535074487e+003 | 5.3871e-06 |  | 2.363976535074487e+003 | 4.6659e-06 |  | 2365.6157 | 4.0015e-06 | 27.181 | 4.0015e-06
2.365615686765742e+003 | 1.4721e-07 | 2365.6157 | 2.365615686765742e+003 | 2.6963e-06 |  | 2.365615686765742e+003 | 5.3868e-06 |  | 2.365615686765742e+003 | 4.6656e-06 |  | 2367.256 | 4.0015e-06 | 27.1822 | 4.0015e-06
2.367255975024229e+003 | 1.472e-07 | 2367.256 | 2.367255975024229e+003 | 2.6961e-06 |  | 2.367255975024229e+003 | 5.3864e-06 |  | 2.367255975024229e+003 | 4.6653e-06 |  | 2368.8974 | 4.0015e-06 | 27.1834 | 4.0015e-06
2.368897400638030e+003 | 1.472e-07 | 2368.8974 | 2.368897400638030e+003 | 2.6959e-06 |  | 2.368897400638030e+003 | 5.3861e-06 |  | 2.368897400638030e+003 | 4.665e-06 |  | 2370.54 | 4.0015e-06 | 27.1846 | 4.0015e-06
2.370539964395773e+003 | 1.4719e-07 | 2370.54 | 2.370539964395773e+003 | 2.6958e-06 |  | 2.370539964395773e+003 | 5.3857e-06 |  | 2.370539964395773e+003 | 4.6647e-06 |  | 2372.1837 | 4.0015e-06 | 27.1859 | 4.0015e-06
2.372183667086631e+003 | 1.4718e-07 | 2372.1837 | 2.372183667086631e+003 | 2.6956e-06 |  | 2.372183667086631e+003 | 5.3853e-06 |  | 2.372183667086631e+003 | 4.6644e-06 |  | 2373.8285 | 4.0015e-06 | 27.1871 | 4.0015e-06
2.373828509500328e+003 | 1.4718e-07 | 2373.8285 | 2.373828509500328e+003 | 2.6954e-06 |  | 2.373828509500328e+003 | 5.385e-06 |  | 2.373828509500328e+003 | 4.6641e-06 |  | 2375.4745 | 4.0015e-06 | 27.1883 | 4.0015e-06
2.375474492427132e+003 | 1.4717e-07 | 2375.4745 | 2.375474492427132e+003 | 2.6952e-06 |  | 2.375474492427132e+003 | 5.3846e-06 |  | 2.375474492427132e+003 | 4.6638e-06 |  | 2377.1216 | 4.0015e-06 | 27.1895 | 4.0015e-06
2.377121616657861e+003 | 1.4716e-07 | 2377.1216 | 2.377121616657861e+003 | 2.6951e-06 |  | 2.377121616657861e+003 | 5.3843e-06 |  | 2.377121616657861e+003 | 4.6635e-06 |  | 2378.7699 | 4.0015e-06 | 27.1908 | 4.0015e-06
2.378769882983881e+003 | 1.4716e-07 | 2378.7699 | 2.378769882983881e+003 | 2.6949e-06 |  | 2.378769882983881e+003 | 5.3839e-06 |  | 2.378769882983881e+003 | 4.6632e-06 |  | 2380.4193 | 4.0015e-06 | 27.192 | 4.0015e-06
2.380419292197106e+003 | 1.4715e-07 | 2380.4193 | 2.380419292197106e+003 | 2.6947e-06 |  | 2.380419292197106e+003 | 5.3836e-06 |  | 2.380419292197106e+003 | 4.6629e-06 |  | 2382.0698 | 4.0015e-06 | 27.1933 | 4.0015e-06
2.382069845090000e+003 | 1.4714e-07 | 2382.0698 | 2.382069845090000e+003 | 2.6945e-06 |  | 2.382069845090000e+003 | 5.3832e-06 |  | 2.382069845090000e+003 | 4.6626e-06 |  | 2383.7215 | 4.0015e-06 | 27.1945 | 4.0015e-06
2.383721542455578e+003 | 1.4714e-07 | 2383.7215 | 2.383721542455578e+003 | 2.6943e-06 |  | 2.383721542455578e+003 | 5.3829e-06 |  | 2.383721542455578e+003 | 4.6622e-06 |  | 2385.3744 | 4.0015e-06 | 27.1957 | 4.0015e-06
2.385374385087399e+003 | 1.4713e-07 | 2385.3744 | 2.385374385087399e+003 | 2.6942e-06 |  | 2.385374385087399e+003 | 5.3825e-06 |  | 2.385374385087399e+003 | 4.6619e-06 |  | 2387.0284 | 4.0015e-06 | 27.197 | 4.0015e-06
2.387028373779580e+003 | 1.4712e-07 | 2387.0284 | 2.387028373779580e+003 | 2.694e-06 |  | 2.387028373779580e+003 | 5.3821e-06 |  | 2.387028373779580e+003 | 4.6616e-06 |  | 2388.6835 | 4.0015e-06 | 27.1982 | 4.0015e-06
2.388683509326783e+003 | 1.4712e-07 | 2388.6835 | 2.388683509326783e+003 | 2.6938e-06 |  | 2.388683509326783e+003 | 5.3818e-06 |  | 2.388683509326783e+003 | 4.6613e-06 |  | 2390.3398 | 4.0015e-06 | 27.1994 | 4.0015e-06
2.390339792524223e+003 | 1.4711e-07 | 2390.3398 | 2.390339792524223e+003 | 2.6936e-06 |  | 2.390339792524223e+003 | 5.3814e-06 |  | 2.390339792524223e+003 | 4.661e-06 |  | 2391.9972 | 4.0015e-06 | 27.2007 | 4.0015e-06
2.391997224167667e+003 | 1.471e-07 | 2391.9972 | 2.391997224167667e+003 | 2.6934e-06 |  | 2.391997224167667e+003 | 5.3811e-06 |  | 2.391997224167667e+003 | 4.6607e-06 |  | 2393.6558 | 4.0015e-06 | 27.2019 | 4.0015e-06
2.393655805053433e+003 | 1.471e-07 | 2393.6558 | 2.393655805053433e+003 | 2.6933e-06 |  | 2.393655805053433e+003 | 5.3807e-06 |  | 2.393655805053433e+003 | 4.6604e-06 |  | 2395.3155 | 4.0015e-06 | 27.2032 | 4.0015e-06
2.395315535978390e+003 | 1.4709e-07 | 2395.3155 | 2.395315535978390e+003 | 2.6931e-06 |  | 2.395315535978390e+003 | 5.3803e-06 |  | 2.395315535978390e+003 | 4.6601e-06 |  | 2396.9764 | 4.0015e-06 | 27.2044 | 4.0015e-06
2.396976417739962e+003 | 1.4708e-07 | 2396.9764 | 2.396976417739962e+003 | 2.6929e-06 |  | 2.396976417739962e+003 | 5.38e-06 |  | 2.396976417739962e+003 | 4.6598e-06 |  | 2398.6385 | 4.0015e-06 | 27.2057 | 4.0015e-06
2.398638451136124e+003 | 1.4708e-07 | 2398.6385 | 2.398638451136124e+003 | 2.6927e-06 |  | 2.398638451136124e+003 | 5.3796e-06 |  | 2.398638451136124e+003 | 4.6594e-06 |  | 2400.3016 | 4.0015e-06 | 27.2069 | 4.0015e-06
2.400301636965406e+003 | 1.4707e-07 | 2400.3016 | 2.400301636965406e+003 | 2.6925e-06 |  | 2.400301636965406e+003 | 5.3792e-06 |  | 2.400301636965406e+003 | 4.6591e-06 |  | 2401.966 | 4.0015e-06 | 27.2082 | 4.0015e-06
2.401965976026890e+003 | 1.4706e-07 | 2401.966 | 2.401965976026890e+003 | 2.6924e-06 |  | 2.401965976026890e+003 | 5.3789e-06 |  | 2.401965976026890e+003 | 4.6588e-06 |  | 2403.6315 | 4.0015e-06 | 27.2094 | 4.0015e-06
2.403631469120212e+003 | 1.4706e-07 | 2403.6315 | 2.403631469120212e+003 | 2.6922e-06 |  | 2.403631469120212e+003 | 5.3785e-06 |  | 2.403631469120212e+003 | 4.6585e-06 |  | 2405.2981 | 4.0015e-06 | 27.2107 | 4.0015e-06
2.405298117045564e+003 | 1.4705e-07 | 2405.2981 | 2.405298117045564e+003 | 2.692e-06 |  | 2.405298117045564e+003 | 5.3782e-06 |  | 2.405298117045564e+003 | 4.6582e-06 |  | 2406.9659 | 4.0015e-06 | 27.2119 | 4.0015e-06
2.406965920603692e+003 | 1.4704e-07 | 2406.9659 | 2.406965920603692e+003 | 2.6918e-06 |  | 2.406965920603692e+003 | 5.3778e-06 |  | 2.406965920603692e+003 | 4.6579e-06 |  | 2408.6349 | 4.0015e-06 | 27.2132 | 4.0015e-06
2.408634880595898e+003 | 1.4704e-07 | 2408.6349 | 2.408634880595898e+003 | 2.6916e-06 |  | 2.408634880595898e+003 | 5.3774e-06 |  | 2.408634880595898e+003 | 4.6575e-06 |  | 2410.305 | 4.0015e-06 | 27.2144 | 4.0015e-06
2.410304997824037e+003 | 1.4703e-07 | 2410.305 | 2.410304997824037e+003 | 2.6914e-06 |  | 2.410304997824037e+003 | 5.3771e-06 |  | 2.410304997824037e+003 | 4.6572e-06 |  | 2411.9763 | 4.0015e-06 | 27.2157 | 4.0015e-06
2.411976273090524e+003 | 1.4702e-07 | 2411.9763 | 2.411976273090524e+003 | 2.6913e-06 |  | 2.411976273090524e+003 | 5.3767e-06 |  | 2.411976273090524e+003 | 4.6569e-06 |  | 2413.6487 | 4.0015e-06 | 27.217 | 4.0015e-06
2.413648707198327e+003 | 1.4701e-07 | 2413.6487 | 2.413648707198327e+003 | 2.6911e-06 |  | 2.413648707198327e+003 | 5.3763e-06 |  | 2.413648707198327e+003 | 4.6566e-06 |  | 2415.3223 | 4.0015e-06 | 27.2182 | 4.0015e-06
2.415322300950972e+003 | 1.4701e-07 | 2415.3223 | 2.415322300950972e+003 | 2.6909e-06 |  | 2.415322300950972e+003 | 5.376e-06 |  | 2.415322300950972e+003 | 4.6563e-06 |  | 2416.9971 | 4.0015e-06 | 27.2195 | 4.0015e-06
2.416997055152543e+003 | 1.47e-07 | 2416.9971 | 2.416997055152543e+003 | 2.6907e-06 |  | 2.416997055152543e+003 | 5.3756e-06 |  | 2.416997055152543e+003 | 4.656e-06 |  | 2418.673 | 4.0015e-06 | 27.2208 | 4.0015e-06
2.418672970607680e+003 | 1.4699e-07 | 2418.673 | 2.418672970607680e+003 | 2.6905e-06 |  | 2.418672970607680e+003 | 5.3752e-06 |  | 2.418672970607680e+003 | 4.6556e-06 |  | 2420.35 | 4.0015e-06 | 27.222 | 4.0015e-06
2.420350048121582e+003 | 1.4699e-07 | 2420.35 | 2.420350048121582e+003 | 2.6903e-06 |  | 2.420350048121582e+003 | 5.3749e-06 |  | 2.420350048121582e+003 | 4.6553e-06 |  | 2422.0283 | 4.0015e-06 | 27.2233 | 4.0015e-06
2.422028288500006e+003 | 1.4698e-07 | 2422.0283 | 2.422028288500006e+003 | 2.6902e-06 |  | 2.422028288500006e+003 | 5.3745e-06 |  | 2.422028288500006e+003 | 4.655e-06 |  | 2423.7077 | 4.0015e-06 | 27.2246 | 4.0015e-06
2.423707692549267e+003 | 1.4697e-07 | 2423.7077 | 2.423707692549267e+003 | 2.69e-06 |  | 2.423707692549267e+003 | 5.3741e-06 |  | 2.423707692549267e+003 | 4.6547e-06 |  | 2425.3883 | 4.0015e-06 | 27.2259 | 4.0015e-06
2.425388261076242e+003 | 1.4697e-07 | 2425.3883 | 2.425388261076242e+003 | 2.6898e-06 |  | 2.425388261076242e+003 | 5.3738e-06 |  | 2.425388261076242e+003 | 4.6544e-06 |  | 2427.07 | 4.0015e-06 | 27.2271 | 4.0015e-06
2.427069994888362e+003 | 1.4696e-07 | 2427.07 | 2.427069994888362e+003 | 2.6896e-06 |  | 2.427069994888362e+003 | 5.3734e-06 |  | 2.427069994888362e+003 | 4.654e-06 |  | 2428.7529 | 4.0015e-06 | 27.2284 | 4.0015e-06
2.428752894793624e+003 | 1.4695e-07 | 2428.7529 | 2.428752894793624e+003 | 2.6894e-06 |  | 2.428752894793624e+003 | 5.373e-06 |  | 2.428752894793624e+003 | 4.6537e-06 |  | 2430.437 | 4.0015e-06 | 27.2297 | 4.0015e-06
2.430436961600580e+003 | 1.4695e-07 | 2430.437 | 2.430436961600580e+003 | 2.6892e-06 |  | 2.430436961600580e+003 | 5.3726e-06 |  | 2.430436961600580e+003 | 4.6534e-06 |  | 2432.1222 | 4.0015e-06 | 27.231 | 4.0015e-06
2.432122196118346e+003 | 1.4694e-07 | 2432.1222 | 2.432122196118346e+003 | 2.689e-06 |  | 2.432122196118346e+003 | 5.3723e-06 |  | 2.432122196118346e+003 | 4.6531e-06 |  | 2433.8086 | 4.0015e-06 | 27.2323 | 4.0015e-06
2.433808599156599e+003 | 1.4693e-07 | 2433.8086 | 2.433808599156599e+003 | 2.6889e-06 |  | 2.433808599156599e+003 | 5.3719e-06 |  | 2.433808599156599e+003 | 4.6528e-06 |  | 2435.4962 | 4.0015e-06 | 27.2335 | 4.0015e-06
2.435496171525575e+003 | 1.4693e-07 | 2435.4962 | 2.435496171525575e+003 | 2.6887e-06 |  | 2.435496171525575e+003 | 5.3715e-06 |  | 2.435496171525575e+003 | 4.6524e-06 |  | 2437.1849 | 4.0015e-06 | 27.2348 | 4.0015e-06
2.437184914036074e+003 | 1.4692e-07 | 2437.1849 | 2.437184914036074e+003 | 2.6885e-06 |  | 2.437184914036074e+003 | 5.3712e-06 |  | 2.437184914036074e+003 | 4.6521e-06 |  | 2438.8748 | 4.0015e-06 | 27.2361 | 4.0015e-06
2.438874827499457e+003 | 1.4691e-07 | 2438.8748 | 2.438874827499457e+003 | 2.6883e-06 |  | 2.438874827499457e+003 | 5.3708e-06 |  | 2.438874827499457e+003 | 4.6518e-06 |  | 2440.5659 | 4.0015e-06 | 27.2374 | 4.0015e-06
2.440565912727649e+003 | 1.469e-07 | 2440.5659 | 2.440565912727649e+003 | 2.6881e-06 |  | 2.440565912727649e+003 | 5.3704e-06 |  | 2.440565912727649e+003 | 4.6515e-06 |  | 2442.2582 | 4.0015e-06 | 27.2387 | 4.0015e-06
2.442258170533135e+003 | 1.469e-07 | 2442.2582 | 2.442258170533135e+003 | 2.6879e-06 |  | 2.442258170533135e+003 | 5.37e-06 |  | 2.442258170533135e+003 | 4.6511e-06 |  | 2443.9516 | 4.0015e-06 | 27.24 | 4.0015e-06
2.443951601728968e+003 | 1.4689e-07 | 2443.9516 | 2.443951601728968e+003 | 2.6877e-06 |  | 2.443951601728968e+003 | 5.3697e-06 |  | 2.443951601728968e+003 | 4.6508e-06 |  | 2445.6462 | 4.0015e-06 | 27.2413 | 4.0015e-06
2.445646207128761e+003 | 1.4688e-07 | 2445.6462 | 2.445646207128761e+003 | 2.6876e-06 |  | 2.445646207128761e+003 | 5.3693e-06 |  | 2.445646207128761e+003 | 4.6505e-06 |  | 2447.342 | 4.0015e-06 | 27.2426 | 4.0015e-06
2.447341987546692e+003 | 1.4688e-07 | 2447.342 | 2.447341987546692e+003 | 2.6874e-06 |  | 2.447341987546692e+003 | 5.3689e-06 |  | 2.447341987546692e+003 | 4.6502e-06 |  | 2449.0389 | 4.0015e-06 | 27.2439 | 4.0015e-06
2.449038943797504e+003 | 1.4687e-07 | 2449.0389 | 2.449038943797504e+003 | 2.6872e-06 |  | 2.449038943797504e+003 | 5.3685e-06 |  | 2.449038943797504e+003 | 4.6498e-06 |  | 2450.7371 | 4.0015e-06 | 27.2452 | 4.0015e-06
2.450737076696505e+003 | 1.4686e-07 | 2450.7371 | 2.450737076696505e+003 | 2.687e-06 |  | 2.450737076696505e+003 | 5.3682e-06 |  | 2.450737076696505e+003 | 4.6495e-06 |  | 2452.4364 | 4.0015e-06 | 27.2465 | 4.0015e-06
2.452436387059568e+003 | 1.4685e-07 | 2452.4364 | 2.452436387059568e+003 | 2.6868e-06 |  | 2.452436387059568e+003 | 5.3678e-06 |  | 2.452436387059568e+003 | 4.6492e-06 |  | 2454.1369 | 4.0015e-06 | 27.2478 | 4.0015e-06
2.454136875703131e+003 | 1.4685e-07 | 2454.1369 | 2.454136875703131e+003 | 2.6866e-06 |  | 2.454136875703131e+003 | 5.3674e-06 |  | 2.454136875703131e+003 | 4.6489e-06 |  | 2455.8385 | 4.0015e-06 | 27.2491 | 4.0015e-06
2.455838543444201e+003 | 1.4684e-07 | 2455.8385 | 2.455838543444201e+003 | 2.6864e-06 |  | 2.455838543444201e+003 | 5.367e-06 |  | 2.455838543444201e+003 | 4.6485e-06 |  | 2457.5414 | 4.0015e-06 | 27.2504 | 4.0015e-06
2.457541391100348e+003 | 1.4683e-07 | 2457.5414 | 2.457541391100348e+003 | 2.6862e-06 |  | 2.457541391100348e+003 | 5.3666e-06 |  | 2.457541391100348e+003 | 4.6482e-06 |  | 2459.2454 | 4.0015e-06 | 27.2517 | 4.0015e-06
2.459245419489709e+003 | 1.4683e-07 | 2459.2454 | 2.459245419489709e+003 | 2.686e-06 |  | 2.459245419489709e+003 | 5.3663e-06 |  | 2.459245419489709e+003 | 4.6479e-06 |  | 2460.9506 | 4.0015e-06 | 27.253 | 4.0015e-06
2.460950629430992e+003 | 1.4682e-07 | 2460.9506 | 2.460950629430992e+003 | 2.6859e-06 |  | 2.460950629430992e+003 | 5.3659e-06 |  | 2.460950629430992e+003 | 4.6476e-06 |  | 2462.657 | 4.0015e-06 | 27.2543 | 4.0015e-06
2.462657021743470e+003 | 1.4681e-07 | 2462.657 | 2.462657021743470e+003 | 2.6857e-06 |  | 2.462657021743470e+003 | 5.3655e-06 |  | 2.462657021743470e+003 | 4.6472e-06 |  | 2464.3646 | 4.0015e-06 | 27.2556 | 4.0015e-06
2.464364597246983e+003 | 1.4681e-07 | 2464.3646 | 2.464364597246983e+003 | 2.6855e-06 |  | 2.464364597246983e+003 | 5.3651e-06 |  | 2.464364597246983e+003 | 4.6469e-06 |  | 2466.0734 | 4.0015e-06 | 27.2569 | 4.0015e-06
2.466073356761941e+003 | 1.468e-07 | 2466.0734 | 2.466073356761941e+003 | 2.6853e-06 |  | 2.466073356761941e+003 | 5.3647e-06 |  | 2.466073356761941e+003 | 4.6466e-06 |  | 2467.7833 | 4.0015e-06 | 27.2582 | 4.0015e-06
2.467783301109324e+003 | 1.4679e-07 | 2467.7833 | 2.467783301109324e+003 | 2.6851e-06 |  | 2.467783301109324e+003 | 5.3644e-06 |  | 2.467783301109324e+003 | 4.6462e-06 |  | 2469.4944 | 4.0015e-06 | 27.2596 | 4.0015e-06
2.469494431110679e+003 | 1.4678e-07 | 2469.4944 | 2.469494431110679e+003 | 2.6849e-06 |  | 2.469494431110679e+003 | 5.364e-06 |  | 2.469494431110679e+003 | 4.6459e-06 |  | 2471.2067 | 4.0015e-06 | 27.2609 | 4.0015e-06
2.471206747588124e+003 | 1.4678e-07 | 2471.2067 | 2.471206747588124e+003 | 2.6847e-06 |  | 2.471206747588124e+003 | 5.3636e-06 |  | 2.471206747588124e+003 | 4.6456e-06 |  | 2472.9203 | 4.0015e-06 | 27.2622 | 4.0015e-06
2.472920251364346e+003 | 1.4677e-07 | 2472.9203 | 2.472920251364346e+003 | 2.6845e-06 |  | 2.472920251364346e+003 | 5.3632e-06 |  | 2.472920251364346e+003 | 4.6452e-06 |  | 2474.6349 | 4.0015e-06 | 27.2635 | 4.0015e-06
2.474634943262604e+003 | 1.4676e-07 | 2474.6349 | 2.474634943262604e+003 | 2.6843e-06 |  | 2.474634943262604e+003 | 5.3628e-06 |  | 2.474634943262604e+003 | 4.6449e-06 |  | 2476.3508 | 4.0015e-06 | 27.2648 | 4.0015e-06
2.476350824106726e+003 | 1.4676e-07 | 2476.3508 | 2.476350824106726e+003 | 2.6841e-06 |  | 2.476350824106726e+003 | 5.3624e-06 |  | 2.476350824106726e+003 | 4.6446e-06 |  | 2478.0679 | 4.0015e-06 | 27.2661 | 4.0015e-06
2.478067894721113e+003 | 1.4675e-07 | 2478.0679 | 2.478067894721113e+003 | 2.6839e-06 |  | 2.478067894721113e+003 | 5.3621e-06 |  | 2.478067894721113e+003 | 4.6442e-06 |  | 2479.7862 | 4.0015e-06 | 27.2675 | 4.0015e-06
2.479786155930736e+003 | 1.4674e-07 | 2479.7862 | 2.479786155930736e+003 | 2.6837e-06 |  | 2.479786155930736e+003 | 5.3617e-06 |  | 2.479786155930736e+003 | 4.6439e-06 |  | 2481.5056 | 4.0014e-06 | 27.2688 | 4.0014e-06
2.481505608561140e+003 | 1.4673e-07 | 2481.5056 | 2.481505608561140e+003 | 2.6836e-06 |  | 2.481505608561140e+003 | 5.3613e-06 |  | 2.481505608561140e+003 | 4.6436e-06 |  | 2483.2263 | 4.0014e-06 | 27.2701 | 4.0014e-06
2.483226253438440e+003 | 1.4673e-07 | 2483.2263 | 2.483226253438440e+003 | 2.6834e-06 |  | 2.483226253438440e+003 | 5.3609e-06 |  | 2.483226253438440e+003 | 4.6432e-06 |  | 2484.9481 | 4.0014e-06 | 27.2715 | 4.0014e-06
2.484948091389325e+003 | 1.4672e-07 | 2484.9481 | 2.484948091389325e+003 | 2.6832e-06 |  | 2.484948091389325e+003 | 5.3605e-06 |  | 2.484948091389325e+003 | 4.6429e-06 |  | 2486.6711 | 4.0014e-06 | 27.2728 | 4.0014e-06
2.486671123241058e+003 | 1.4671e-07 | 2486.6711 | 2.486671123241058e+003 | 2.683e-06 |  | 2.486671123241058e+003 | 5.3601e-06 |  | 2.486671123241058e+003 | 4.6426e-06 |  | 2488.3953 | 4.0014e-06 | 27.2741 | 4.0014e-06
2.488395349821475e+003 | 1.467e-07 | 2488.3953 | 2.488395349821475e+003 | 2.6828e-06 |  | 2.488395349821475e+003 | 5.3597e-06 |  | 2.488395349821475e+003 | 4.6422e-06 |  | 2490.1208 | 4.0014e-06 | 27.2755 | 4.0014e-06
2.490120771958985e+003 | 1.467e-07 | 2490.1208 | 2.490120771958985e+003 | 2.6826e-06 |  | 2.490120771958985e+003 | 5.3594e-06 |  | 2.490120771958985e+003 | 4.6419e-06 |  | 2491.8474 | 4.0014e-06 | 27.2768 | 4.0014e-06
2.491847390482573e+003 | 1.4669e-07 | 2491.8474 | 2.491847390482573e+003 | 2.6824e-06 |  | 2.491847390482573e+003 | 5.359e-06 |  | 2.491847390482573e+003 | 4.6416e-06 |  | 2493.5752 | 4.0014e-06 | 27.2781 | 4.0014e-06
2.493575206221798e+003 | 1.4668e-07 | 2493.5752 | 2.493575206221798e+003 | 2.6822e-06 |  | 2.493575206221798e+003 | 5.3586e-06 |  | 2.493575206221798e+003 | 4.6412e-06 |  | 2495.3042 | 4.0014e-06 | 27.2795 | 4.0014e-06
2.495304220006794e+003 | 1.4668e-07 | 2495.3042 | 2.495304220006794e+003 | 2.682e-06 |  | 2.495304220006794e+003 | 5.3582e-06 |  | 2.495304220006794e+003 | 4.6409e-06 |  | 2497.0344 | 4.0014e-06 | 27.2808 | 4.0014e-06
2.497034432668271e+003 | 1.4667e-07 | 2497.0344 | 2.497034432668271e+003 | 2.6818e-06 |  | 2.497034432668271e+003 | 5.3578e-06 |  | 2.497034432668271e+003 | 4.6406e-06 |  | 2498.7658 | 4.0014e-06 | 27.2822 | 4.0014e-06
2.498765845037515e+003 | 1.4666e-07 | 2498.7658 | 2.498765845037515e+003 | 2.6816e-06 |  | 2.498765845037515e+003 | 5.3574e-06 |  | 2.498765845037515e+003 | 4.6402e-06 |  | 2500.4985 | 4.0014e-06 | 27.2835 | 4.0014e-06
2.500498457946389e+003 | 1.4665e-07 | 2500.4985 | 2.500498457946389e+003 | 2.6814e-06 |  | 2.500498457946389e+003 | 5.357e-06 |  | 2.500498457946389e+003 | 4.6399e-06 |  | 2502.2323 | 4.0014e-06 | 27.2849 | 4.0014e-06
2.502232272227331e+003 | 1.4665e-07 | 2502.2323 | 2.502232272227331e+003 | 2.6812e-06 |  | 2.502232272227331e+003 | 5.3566e-06 |  | 2.502232272227331e+003 | 4.6395e-06 |  | 2503.9673 | 4.0014e-06 | 27.2862 | 4.0014e-06
2.503967288713358e+003 | 1.4664e-07 | 2503.9673 | 2.503967288713358e+003 | 2.681e-06 |  | 2.503967288713358e+003 | 5.3562e-06 |  | 2.503967288713358e+003 | 4.6392e-06 |  | 2505.7035 | 4.0014e-06 | 27.2876 | 4.0014e-06
2.505703508238064e+003 | 1.4663e-07 | 2505.7035 | 2.505703508238064e+003 | 2.6808e-06 |  | 2.505703508238064e+003 | 5.3559e-06 |  | 2.505703508238064e+003 | 4.6389e-06 |  | 2507.4409 | 4.0014e-06 | 27.2889 | 4.0014e-06
2.507440931635621e+003 | 1.4662e-07 | 2507.4409 | 2.507440931635621e+003 | 2.6806e-06 |  | 2.507440931635621e+003 | 5.3555e-06 |  | 2.507440931635621e+003 | 4.6385e-06 |  | 2509.1796 | 4.0014e-06 | 27.2903 | 4.0014e-06
2.509179559740778e+003 | 1.4662e-07 | 2509.1796 | 2.509179559740778e+003 | 2.6804e-06 |  | 2.509179559740778e+003 | 5.3551e-06 |  | 2.509179559740778e+003 | 4.6382e-06 |  | 2510.9194 | 4.0014e-06 | 27.2916 | 4.0014e-06
2.510919393388866e+003 | 1.4661e-07 | 2510.9194 | 2.510919393388866e+003 | 2.6802e-06 |  | 2.510919393388866e+003 | 5.3547e-06 |  | 2.510919393388866e+003 | 4.6378e-06 |  | 2512.6604 | 4.0014e-06 | 27.293 | 4.0014e-06
2.512660433415793e+003 | 1.466e-07 | 2512.6604 | 2.512660433415793e+003 | 2.68e-06 |  | 2.512660433415793e+003 | 5.3543e-06 |  | 2.512660433415793e+003 | 4.6375e-06 |  | 2514.4027 | 4.0014e-06 | 27.2944 | 4.0014e-06
2.514402680658046e+003 | 1.466e-07 | 2514.4027 | 2.514402680658046e+003 | 2.6799e-06 |  | 2.514402680658046e+003 | 5.3539e-06 |  | 2.514402680658046e+003 | 4.6372e-06 |  | 2516.1461 | 4.0014e-06 | 27.2957 | 4.0014e-06
2.516146135952693e+003 | 1.4659e-07 | 2516.1461 | 2.516146135952693e+003 | 2.6797e-06 |  | 2.516146135952693e+003 | 5.3535e-06 |  | 2.516146135952693e+003 | 4.6368e-06 |  | 2517.8908 | 4.0014e-06 | 27.2971 | 4.0014e-06
2.517890800137383e+003 | 1.4658e-07 | 2517.8908 | 2.517890800137383e+003 | 2.6795e-06 |  | 2.517890800137383e+003 | 5.3531e-06 |  | 2.517890800137383e+003 | 4.6365e-06 |  | 2519.6367 | 4.0014e-06 | 27.2985 | 4.0014e-06
2.519636674050346e+003 | 1.4657e-07 | 2519.6367 | 2.519636674050346e+003 | 2.6793e-06 |  | 2.519636674050346e+003 | 5.3527e-06 |  | 2.519636674050346e+003 | 4.6361e-06 |  | 2521.3838 | 4.0014e-06 | 27.2998 | 4.0014e-06
2.521383758530390e+003 | 1.4657e-07 | 2521.3838 | 2.521383758530390e+003 | 2.6791e-06 |  | 2.521383758530390e+003 | 5.3523e-06 |  | 2.521383758530390e+003 | 4.6358e-06 |  | 2523.1321 | 4.0014e-06 | 27.3012 | 4.0014e-06
2.523132054416910e+003 | 1.4656e-07 | 2523.1321 | 2.523132054416910e+003 | 2.6789e-06 |  | 2.523132054416910e+003 | 5.3519e-06 |  | 2.523132054416910e+003 | 4.6354e-06 |  | 2524.8816 | 4.0014e-06 | 27.3026 | 4.0014e-06
2.524881562549878e+003 | 1.4655e-07 | 2524.8816 | 2.524881562549878e+003 | 2.6787e-06 |  | 2.524881562549878e+003 | 5.3515e-06 |  | 2.524881562549878e+003 | 4.6351e-06 |  | 2526.6323 | 4.0014e-06 | 27.304 | 4.0014e-06
2.526632283769851e+003 | 1.4654e-07 | 2526.6323 | 2.526632283769851e+003 | 2.6785e-06 |  | 2.526632283769851e+003 | 5.3511e-06 |  | 2.526632283769851e+003 | 4.6348e-06 |  | 2528.3842 | 4.0014e-06 | 27.3053 | 4.0014e-06
2.528384218917969e+003 | 1.4654e-07 | 2528.3842 | 2.528384218917969e+003 | 2.6783e-06 |  | 2.528384218917969e+003 | 5.3507e-06 |  | 2.528384218917969e+003 | 4.6344e-06 |  | 2530.1374 | 4.0014e-06 | 27.3067 | 4.0014e-06
2.530137368835953e+003 | 1.4653e-07 | 2530.1374 | 2.530137368835953e+003 | 2.6781e-06 |  | 2.530137368835953e+003 | 5.3503e-06 |  | 2.530137368835953e+003 | 4.6341e-06 |  | 2531.8917 | 4.0014e-06 | 27.3081 | 4.0014e-06
2.531891734366111e+003 | 1.4652e-07 | 2531.8917 | 2.531891734366111e+003 | 2.6779e-06 |  | 2.531891734366111e+003 | 5.3499e-06 |  | 2.531891734366111e+003 | 4.6337e-06 |  | 2533.6473 | 4.0014e-06 | 27.3095 | 4.0014e-06
2.533647316351332e+003 | 1.4651e-07 | 2533.6473 | 2.533647316351332e+003 | 2.6777e-06 |  | 2.533647316351332e+003 | 5.3495e-06 |  | 2.533647316351332e+003 | 4.6334e-06 |  | 2535.4041 | 4.0014e-06 | 27.3108 | 4.0014e-06
2.535404115635090e+003 | 1.4651e-07 | 2535.4041 | 2.535404115635090e+003 | 2.6775e-06 |  | 2.535404115635090e+003 | 5.3491e-06 |  | 2.535404115635090e+003 | 4.633e-06 |  | 2537.1621 | 4.0014e-06 | 27.3122 | 4.0014e-06
2.537162133061447e+003 | 1.465e-07 | 2537.1621 | 2.537162133061447e+003 | 2.6773e-06 |  | 2.537162133061447e+003 | 5.3487e-06 |  | 2.537162133061447e+003 | 4.6327e-06 |  | 2538.9214 | 4.0014e-06 | 27.3136 | 4.0014e-06
2.538921369475047e+003 | 1.4649e-07 | 2538.9214 | 2.538921369475047e+003 | 2.6771e-06 |  | 2.538921369475047e+003 | 5.3483e-06 |  | 2.538921369475047e+003 | 4.6323e-06 |  | 2540.6818 | 4.0014e-06 | 27.315 | 4.0014e-06
2.540681825721119e+003 | 1.4648e-07 | 2540.6818 | 2.540681825721119e+003 | 2.6769e-06 |  | 2.540681825721119e+003 | 5.3479e-06 |  | 2.540681825721119e+003 | 4.632e-06 |  | 2542.4435 | 4.0014e-06 | 27.3164 | 4.0014e-06
2.542443502645480e+003 | 1.4648e-07 | 2542.4435 | 2.542443502645480e+003 | 2.6767e-06 |  | 2.542443502645480e+003 | 5.3475e-06 |  | 2.542443502645480e+003 | 4.6316e-06 |  | 2544.2064 | 4.0014e-06 | 27.3178 | 4.0014e-06
2.544206401094534e+003 | 1.4647e-07 | 2544.2064 | 2.544206401094534e+003 | 2.6765e-06 |  | 2.544206401094534e+003 | 5.3471e-06 |  | 2.544206401094534e+003 | 4.6313e-06 |  | 2545.9705 | 4.0014e-06 | 27.3192 | 4.0014e-06
2.545970521915270e+003 | 1.4646e-07 | 2545.9705 | 2.545970521915270e+003 | 2.6763e-06 |  | 2.545970521915270e+003 | 5.3467e-06 |  | 2.545970521915270e+003 | 4.6309e-06 |  | 2547.7359 | 4.0014e-06 | 27.3206 | 4.0014e-06
2.547735865955266e+003 | 1.4645e-07 | 2547.7359 | 2.547735865955266e+003 | 2.6761e-06 |  | 2.547735865955266e+003 | 5.3463e-06 |  | 2.547735865955266e+003 | 4.6306e-06 |  | 2549.5024 | 4.0014e-06 | 27.3219 | 4.0014e-06
2.549502434062687e+003 | 1.4645e-07 | 2549.5024 | 2.549502434062687e+003 | 2.6759e-06 |  | 2.549502434062687e+003 | 5.3459e-06 |  | 2.549502434062687e+003 | 4.6302e-06 |  | 2551.2702 | 4.0014e-06 | 27.3234 | 4.0014e-06
2.551270227086285e+003 | 1.4644e-07 | 2551.2702 | 2.551270227086285e+003 | 2.6757e-06 |  | 2.551270227086285e+003 | 5.3455e-06 |  | 2.551270227086285e+003 | 4.6299e-06 |  | 2553.0392 | 4.0014e-06 | 27.3247 | 4.0014e-06
2.553039245875401e+003 | 1.4643e-07 | 2553.0392 | 2.553039245875401e+003 | 2.6755e-06 |  | 2.553039245875401e+003 | 5.3451e-06 |  | 2.553039245875401e+003 | 4.6295e-06 |  | 2554.8095 | 4.0014e-06 | 27.3262 | 4.0014e-06
2.554809491279968e+003 | 1.4642e-07 | 2554.8095 | 2.554809491279968e+003 | 2.6752e-06 |  | 2.554809491279968e+003 | 5.3447e-06 |  | 2.554809491279968e+003 | 4.6292e-06 |  | 2556.581 | 4.0014e-06 | 27.3276 | 4.0014e-06
2.556580964150503e+003 | 1.4642e-07 | 2556.581 | 2.556580964150503e+003 | 2.675e-06 |  | 2.556580964150503e+003 | 5.3443e-06 |  | 2.556580964150503e+003 | 4.6288e-06 |  | 2558.3537 | 4.0014e-06 | 27.329 | 4.0014e-06
2.558353665338118e+003 | 1.4641e-07 | 2558.3537 | 2.558353665338118e+003 | 2.6748e-06 |  | 2.558353665338118e+003 | 5.3439e-06 |  | 2.558353665338118e+003 | 4.6285e-06 |  | 2560.1276 | 4.0014e-06 | 27.3304 | 4.0014e-06
2.560127595694510e+003 | 1.464e-07 | 2560.1276 | 2.560127595694510e+003 | 2.6746e-06 |  | 2.560127595694510e+003 | 5.3435e-06 |  | 2.560127595694510e+003 | 4.6281e-06 |  | 2561.9028 | 4.0014e-06 | 27.3318 | 4.0014e-06
2.561902756071972e+003 | 1.4639e-07 | 2561.9028 | 2.561902756071972e+003 | 2.6744e-06 |  | 2.561902756071972e+003 | 5.3431e-06 |  | 2.561902756071972e+003 | 4.6278e-06 |  | 2563.6791 | 4.0014e-06 | 27.3332 | 4.0014e-06
2.563679147323383e+003 | 1.4639e-07 | 2563.6791 | 2.563679147323383e+003 | 2.6742e-06 |  | 2.563679147323383e+003 | 5.3426e-06 |  | 2.563679147323383e+003 | 4.6274e-06 |  | 2565.4568 | 4.0014e-06 | 27.3346 | 4.0014e-06
2.565456770302216e+003 | 1.4638e-07 | 2565.4568 | 2.565456770302216e+003 | 2.674e-06 |  | 2.565456770302216e+003 | 5.3422e-06 |  | 2.565456770302216e+003 | 4.6271e-06 |  | 2567.2356 | 4.0014e-06 | 27.336 | 4.0014e-06
2.567235625862536e+003 | 1.4637e-07 | 2567.2356 | 2.567235625862536e+003 | 2.6738e-06 |  | 2.567235625862536e+003 | 5.3418e-06 |  | 2.567235625862536e+003 | 4.6267e-06 |  | 2569.0157 | 4.0014e-06 | 27.3374 | 4.0014e-06
2.569015714859000e+003 | 1.4636e-07 | 2569.0157 | 2.569015714859000e+003 | 2.6736e-06 |  | 2.569015714859000e+003 | 5.3414e-06 |  | 2.569015714859000e+003 | 4.6264e-06 |  | 2570.797 | 4.0014e-06 | 27.3389 | 4.0014e-06
2.570797038146855e+003 | 1.4636e-07 | 2570.797 | 2.570797038146855e+003 | 2.6734e-06 |  | 2.570797038146855e+003 | 5.341e-06 |  | 2.570797038146855e+003 | 4.626e-06 |  | 2572.5796 | 4.0014e-06 | 27.3403 | 4.0014e-06
2.572579596581946e+003 | 1.4635e-07 | 2572.5796 | 2.572579596581946e+003 | 2.6732e-06 |  | 2.572579596581946e+003 | 5.3406e-06 |  | 2.572579596581946e+003 | 4.6257e-06 |  | 2574.3634 | 4.0014e-06 | 27.3417 | 4.0014e-06
2.574363391020706e+003 | 1.4634e-07 | 2574.3634 | 2.574363391020706e+003 | 2.673e-06 |  | 2.574363391020706e+003 | 5.3402e-06 |  | 2.574363391020706e+003 | 4.6253e-06 |  | 2576.1484 | 4.0014e-06 | 27.3431 | 4.0014e-06
2.576148422320167e+003 | 1.4633e-07 | 2576.1484 | 2.576148422320167e+003 | 2.6728e-06 |  | 2.576148422320167e+003 | 5.3398e-06 |  | 2.576148422320167e+003 | 4.6249e-06 |  | 2577.9347 | 4.0014e-06 | 27.3445 | 4.0014e-06
2.577934691337950e+003 | 1.4632e-07 | 2577.9347 | 2.577934691337950e+003 | 2.6726e-06 |  | 2.577934691337950e+003 | 5.3394e-06 |  | 2.577934691337950e+003 | 4.6246e-06 |  | 2579.7222 | 4.0014e-06 | 27.346 | 4.0014e-06
2.579722198932276e+003 | 1.4632e-07 | 2579.7222 | 2.579722198932276e+003 | 2.6724e-06 |  | 2.579722198932276e+003 | 5.339e-06 |  | 2.579722198932276e+003 | 4.6242e-06 |  | 2581.5109 | 4.0014e-06 | 27.3474 | 4.0014e-06
2.581510945961957e+003 | 1.4631e-07 | 2581.5109 | 2.581510945961957e+003 | 2.6722e-06 |  | 2.581510945961957e+003 | 5.3385e-06 |  | 2.581510945961957e+003 | 4.6239e-06 |  | 2583.3009 | 4.0014e-06 | 27.3488 | 4.0014e-06
2.583300933286401e+003 | 1.463e-07 | 2583.3009 | 2.583300933286401e+003 | 2.672e-06 |  | 2.583300933286401e+003 | 5.3381e-06 |  | 2.583300933286401e+003 | 4.6235e-06 |  | 2585.0922 | 4.0014e-06 | 27.3503 | 4.0014e-06
2.585092161765615e+003 | 1.4629e-07 | 2585.0922 | 2.585092161765615e+003 | 2.6718e-06 |  | 2.585092161765615e+003 | 5.3377e-06 |  | 2.585092161765615e+003 | 4.6232e-06 |  | 2586.8846 | 4.0014e-06 | 27.3517 | 4.0014e-06
2.586884632260199e+003 | 1.4629e-07 | 2586.8846 | 2.586884632260199e+003 | 2.6716e-06 |  | 2.586884632260199e+003 | 5.3373e-06 |  | 2.586884632260199e+003 | 4.6228e-06 |  | 2588.6783 | 4.0014e-06 | 27.3531 | 4.0014e-06
2.588678345631350e+003 | 1.4628e-07 | 2588.6783 | 2.588678345631350e+003 | 2.6713e-06 |  | 2.588678345631350e+003 | 5.3369e-06 |  | 2.588678345631350e+003 | 4.6224e-06 |  | 2590.4733 | 4.0014e-06 | 27.3545 | 4.0014e-06
2.590473302740865e+003 | 1.4627e-07 | 2590.4733 | 2.590473302740865e+003 | 2.6711e-06 |  | 2.590473302740865e+003 | 5.3365e-06 |  | 2.590473302740865e+003 | 4.6221e-06 |  | 2592.2695 | 4.0014e-06 | 27.356 | 4.0014e-06
2.592269504451135e+003 | 1.4626e-07 | 2592.2695 | 2.592269504451135e+003 | 2.6709e-06 |  | 2.592269504451135e+003 | 5.336e-06 |  | 2.592269504451135e+003 | 4.6217e-06 |  | 2594.067 | 4.0014e-06 | 27.3574 | 4.0014e-06
2.594066951625152e+003 | 1.4626e-07 | 2594.067 | 2.594066951625152e+003 | 2.6707e-06 |  | 2.594066951625152e+003 | 5.3356e-06 |  | 2.594066951625152e+003 | 4.6214e-06 |  | 2595.8656 | 4.0014e-06 | 27.3589 | 4.0014e-06
2.595865645126504e+003 | 1.4625e-07 | 2595.8656 | 2.595865645126504e+003 | 2.6705e-06 |  | 2.595865645126504e+003 | 5.3352e-06 |  | 2.595865645126504e+003 | 4.621e-06 |  | 2597.6656 | 4.0014e-06 | 27.3603 | 4.0014e-06
2.597665585819378e+003 | 1.4624e-07 | 2597.6656 | 2.597665585819378e+003 | 2.6703e-06 |  | 2.597665585819378e+003 | 5.3348e-06 |  | 2.597665585819378e+003 | 4.6206e-06 |  | 2599.4668 | 4.0014e-06 | 27.3618 | 4.0014e-06
2.599466774568562e+003 | 1.4623e-07 | 2599.4668 | 2.599466774568562e+003 | 2.6701e-06 |  | 2.599466774568562e+003 | 5.3344e-06 |  | 2.599466774568562e+003 | 4.6203e-06 |  | 2601.2692 | 4.0014e-06 | 27.3632 | 4.0014e-06
2.601269212239443e+003 | 1.4622e-07 | 2601.2692 | 2.601269212239443e+003 | 2.6699e-06 |  | 2.601269212239443e+003 | 5.334e-06 |  | 2.601269212239443e+003 | 4.6199e-06 |  | 2603.0729 | 4.0014e-06 | 27.3647 | 4.0014e-06
2.603072899698007e+003 | 1.4622e-07 | 2603.0729 | 2.603072899698007e+003 | 2.6697e-06 |  | 2.603072899698007e+003 | 5.3335e-06 |  | 2.603072899698007e+003 | 4.6195e-06 |  | 2604.8778 | 4.0014e-06 | 27.3661 | 4.0014e-06
2.604877837810841e+003 | 1.4621e-07 | 2604.8778 | 2.604877837810841e+003 | 2.6695e-06 |  | 2.604877837810841e+003 | 5.3331e-06 |  | 2.604877837810841e+003 | 4.6192e-06 |  | 2606.684 | 4.0014e-06 | 27.3676 | 4.0014e-06
2.606684027445133e+003 | 1.462e-07 | 2606.684 | 2.606684027445133e+003 | 2.6693e-06 |  | 2.606684027445133e+003 | 5.3327e-06 |  | 2.606684027445133e+003 | 4.6188e-06 |  | 2608.4915 | 4.0014e-06 | 27.369 | 4.0014e-06
2.608491469468673e+003 | 1.4619e-07 | 2608.4915 | 2.608491469468673e+003 | 2.669e-06 |  | 2.608491469468673e+003 | 5.3323e-06 |  | 2.608491469468673e+003 | 4.6184e-06 |  | 2610.3002 | 4.0014e-06 | 27.3705 | 4.0014e-06
2.610300164749851e+003 | 1.4619e-07 | 2610.3002 | 2.610300164749851e+003 | 2.6688e-06 |  | 2.610300164749851e+003 | 5.3319e-06 |  | 2.610300164749851e+003 | 4.6181e-06 |  | 2612.1101 | 4.0014e-06 | 27.372 | 4.0014e-06
2.612110114157661e+003 | 1.4618e-07 | 2612.1101 | 2.612110114157661e+003 | 2.6686e-06 |  | 2.612110114157661e+003 | 5.3314e-06 |  | 2.612110114157661e+003 | 4.6177e-06 |  | 2613.9213 | 4.0014e-06 | 27.3734 | 4.0014e-06
2.613921318561698e+003 | 1.4617e-07 | 2613.9213 | 2.613921318561698e+003 | 2.6684e-06 |  | 2.613921318561698e+003 | 5.331e-06 |  | 2.613921318561698e+003 | 4.6174e-06 |  | 2615.7338 | 4.0014e-06 | 27.3749 | 4.0014e-06
2.615733778832161e+003 | 1.4616e-07 | 2615.7338 | 2.615733778832161e+003 | 2.6682e-06 |  | 2.615733778832161e+003 | 5.3306e-06 |  | 2.615733778832161e+003 | 4.617e-06 |  | 2617.5475 | 4.0014e-06 | 27.3763 | 4.0014e-06
2.617547495839851e+003 | 1.4615e-07 | 2617.5475 | 2.617547495839851e+003 | 2.668e-06 |  | 2.617547495839851e+003 | 5.3302e-06 |  | 2.617547495839851e+003 | 4.6166e-06 |  | 2619.3625 | 4.0014e-06 | 27.3778 | 4.0014e-06
2.619362470456176e+003 | 1.4615e-07 | 2619.3625 | 2.619362470456176e+003 | 2.6678e-06 |  | 2.619362470456176e+003 | 5.3297e-06 |  | 2.619362470456176e+003 | 4.6163e-06 |  | 2621.1787 | 4.0014e-06 | 27.3793 | 4.0014e-06
2.621178703553145e+003 | 1.4614e-07 | 2621.1787 | 2.621178703553145e+003 | 2.6676e-06 |  | 2.621178703553145e+003 | 5.3293e-06 |  | 2.621178703553145e+003 | 4.6159e-06 |  | 2622.9962 | 4.0014e-06 | 27.3808 | 4.0014e-06
2.622996196003372e+003 | 1.4613e-07 | 2622.9962 | 2.622996196003372e+003 | 2.6674e-06 |  | 2.622996196003372e+003 | 5.3289e-06 |  | 2.622996196003372e+003 | 4.6155e-06 |  | 2624.8149 | 4.0014e-06 | 27.3822 | 4.0014e-06
2.624814948680077e+003 | 1.4612e-07 | 2624.8149 | 2.624814948680077e+003 | 2.6671e-06 |  | 2.624814948680077e+003 | 5.3285e-06 |  | 2.624814948680077e+003 | 4.6151e-06 |  | 2626.635 | 4.0014e-06 | 27.3837 | 4.0014e-06
2.626634962457086e+003 | 1.4611e-07 | 2626.635 | 2.626634962457086e+003 | 2.6669e-06 |  | 2.626634962457086e+003 | 5.328e-06 |  | 2.626634962457086e+003 | 4.6148e-06 |  | 2628.4562 | 4.0014e-06 | 27.3852 | 4.0014e-06
2.628456238208830e+003 | 1.4611e-07 | 2628.4562 | 2.628456238208830e+003 | 2.6667e-06 |  | 2.628456238208830e+003 | 5.3276e-06 |  | 2.628456238208830e+003 | 4.6144e-06 |  | 2630.2788 | 4.0014e-06 | 27.3866 | 4.0014e-06
2.630278776810346e+003 | 1.461e-07 | 2630.2788 | 2.630278776810346e+003 | 2.6665e-06 |  | 2.630278776810346e+003 | 5.3272e-06 |  | 2.630278776810346e+003 | 4.614e-06 |  | 2632.1026 | 4.0014e-06 | 27.3881 | 4.0014e-06
2.632102579137278e+003 | 1.4609e-07 | 2632.1026 | 2.632102579137278e+003 | 2.6663e-06 |  | 2.632102579137278e+003 | 5.3268e-06 |  | 2.632102579137278e+003 | 4.6137e-06 |  | 2633.9276 | 4.0014e-06 | 27.3896 | 4.0014e-06
2.633927646065878e+003 | 1.4608e-07 | 2633.9276 | 2.633927646065878e+003 | 2.6661e-06 |  | 2.633927646065878e+003 | 5.3263e-06 |  | 2.633927646065878e+003 | 4.6133e-06 |  | 2635.754 | 4.0014e-06 | 27.3911 | 4.0014e-06
2.635753978473004e+003 | 1.4607e-07 | 2635.754 | 2.635753978473004e+003 | 2.6659e-06 |  | 2.635753978473004e+003 | 5.3259e-06 |  | 2.635753978473004e+003 | 4.6129e-06 |  | 2637.5816 | 4.0014e-06 | 27.3926 | 4.0014e-06
2.637581577236125e+003 | 1.4607e-07 | 2637.5816 | 2.637581577236125e+003 | 2.6656e-06 |  | 2.637581577236125e+003 | 5.3255e-06 |  | 2.637581577236125e+003 | 4.6126e-06 |  | 2639.4104 | 4.0014e-06 | 27.3941 | 4.0014e-06
2.639410443233314e+003 | 1.4606e-07 | 2639.4104 | 2.639410443233314e+003 | 2.6654e-06 |  | 2.639410443233314e+003 | 5.325e-06 |  | 2.639410443233314e+003 | 4.6122e-06 |  | 2641.2406 | 4.0014e-06 | 27.3956 | 4.0014e-06
2.641240577343256e+003 | 1.4605e-07 | 2641.2406 | 2.641240577343256e+003 | 2.6652e-06 |  | 2.641240577343256e+003 | 5.3246e-06 |  | 2.641240577343256e+003 | 4.6118e-06 |  | 2643.072 | 4.0014e-06 | 27.397 | 4.0014e-06
2.643071980445245e+003 | 1.4604e-07 | 2643.072 | 2.643071980445245e+003 | 2.665e-06 |  | 2.643071980445245e+003 | 5.3242e-06 |  | 2.643071980445245e+003 | 4.6114e-06 |  | 2644.9047 | 4.0014e-06 | 27.3985 | 4.0014e-06
2.644904653419184e+003 | 1.4603e-07 | 2644.9047 | 2.644904653419184e+003 | 2.6648e-06 |  | 2.644904653419184e+003 | 5.3238e-06 |  | 2.644904653419184e+003 | 4.6111e-06 |  | 2646.7386 | 4.0014e-06 | 27.4 | 4.0014e-06
2.646738597145586e+003 | 1.4603e-07 | 2646.7386 | 2.646738597145586e+003 | 2.6646e-06 |  | 2.646738597145586e+003 | 5.3233e-06 |  | 2.646738597145586e+003 | 4.6107e-06 |  | 2648.5738 | 4.0014e-06 | 27.4016 | 4.0014e-06
2.648573812505575e+003 | 1.4602e-07 | 2648.5738 | 2.648573812505575e+003 | 2.6643e-06 |  | 2.648573812505575e+003 | 5.3229e-06 |  | 2.648573812505575e+003 | 4.6103e-06 |  | 2650.4103 | 4.0014e-06 | 27.403 | 4.0014e-06
2.650410300380886e+003 | 1.4601e-07 | 2650.4103 | 2.650410300380886e+003 | 2.6641e-06 |  | 2.650410300380886e+003 | 5.3225e-06 |  | 2.650410300380886e+003 | 4.6099e-06 |  | 2652.2481 | 4.0014e-06 | 27.4045 | 4.0014e-06
2.652248061653865e+003 | 1.46e-07 | 2652.2481 | 2.652248061653865e+003 | 2.6639e-06 |  | 2.652248061653865e+003 | 5.322e-06 |  | 2.652248061653865e+003 | 4.6096e-06 |  | 2654.0871 | 4.0014e-06 | 27.4061 | 4.0014e-06
2.654087097207469e+003 | 1.4599e-07 | 2654.0871 | 2.654087097207469e+003 | 2.6637e-06 |  | 2.654087097207469e+003 | 5.3216e-06 |  | 2.654087097207469e+003 | 4.6092e-06 |  | 2655.9274 | 4.0014e-06 | 27.4075 | 4.0014e-06
2.655927407925270e+003 | 1.4599e-07 | 2655.9274 | 2.655927407925270e+003 | 2.6635e-06 |  | 2.655927407925270e+003 | 5.3212e-06 |  | 2.655927407925270e+003 | 4.6088e-06 |  | 2657.769 | 4.0014e-06 | 27.4091 | 4.0014e-06
2.657768994691450e+003 | 1.4598e-07 | 2657.769 | 2.657768994691450e+003 | 2.6633e-06 |  | 2.657768994691450e+003 | 5.3207e-06 |  | 2.657768994691450e+003 | 4.6084e-06 |  | 2659.6119 | 4.0014e-06 | 27.4106 | 4.0014e-06
2.659611858390804e+003 | 1.4597e-07 | 2659.6119 | 2.659611858390804e+003 | 2.663e-06 |  | 2.659611858390804e+003 | 5.3203e-06 |  | 2.659611858390804e+003 | 4.6081e-06 |  | 2661.456 | 4.0014e-06 | 27.4121 | 4.0014e-06
2.661455999908743e+003 | 1.4596e-07 | 2661.456 | 2.661455999908743e+003 | 2.6628e-06 |  | 2.661455999908743e+003 | 5.3198e-06 |  | 2.661455999908743e+003 | 4.6077e-06 |  | 2663.3014 | 4.0014e-06 | 27.4136 | 4.0014e-06
2.663301420131290e+003 | 1.4595e-07 | 2663.3014 | 2.663301420131290e+003 | 2.6626e-06 |  | 2.663301420131290e+003 | 5.3194e-06 |  | 2.663301420131290e+003 | 4.6073e-06 |  | 2665.1481 | 4.0014e-06 | 27.4151 | 4.0014e-06
2.665148119945082e+003 | 1.4595e-07 | 2665.1481 | 2.665148119945082e+003 | 2.6624e-06 |  | 2.665148119945082e+003 | 5.319e-06 |  | 2.665148119945082e+003 | 4.6069e-06 |  | 2666.9961 | 4.0013e-06 | 27.4166 | 4.0013e-06
2.666996100237373e+003 | 1.4594e-07 | 2666.9961 | 2.666996100237373e+003 | 2.6622e-06 |  | 2.666996100237373e+003 | 5.3185e-06 |  | 2.666996100237373e+003 | 4.6065e-06 |  | 2668.8454 | 4.0013e-06 | 27.4182 | 4.0013e-06
2.668845361896028e+003 | 1.4593e-07 | 2668.8454 | 2.668845361896028e+003 | 2.662e-06 |  | 2.668845361896028e+003 | 5.3181e-06 |  | 2.668845361896028e+003 | 4.6062e-06 |  | 2670.6959 | 4.0013e-06 | 27.4197 | 4.0013e-06
2.670695905809534e+003 | 1.4592e-07 | 2670.6959 | 2.670695905809534e+003 | 2.6617e-06 |  | 2.670695905809534e+003 | 5.3177e-06 |  | 2.670695905809534e+003 | 4.6058e-06 |  | 2672.5477 | 4.0013e-06 | 27.4212 | 4.0013e-06
2.672547732866987e+003 | 1.4591e-07 | 2672.5477 | 2.672547732866987e+003 | 2.6615e-06 |  | 2.672547732866987e+003 | 5.3172e-06 |  | 2.672547732866987e+003 | 4.6054e-06 |  | 2674.4008 | 4.0013e-06 | 27.4227 | 4.0013e-06
2.674400843958106e+003 | 1.4591e-07 | 2674.4008 | 2.674400843958106e+003 | 2.6613e-06 |  | 2.674400843958106e+003 | 5.3168e-06 |  | 2.674400843958106e+003 | 4.605e-06 |  | 2676.2552 | 4.0013e-06 | 27.4242 | 4.0013e-06
2.676255239973221e+003 | 1.459e-07 | 2676.2552 | 2.676255239973221e+003 | 2.6611e-06 |  | 2.676255239973221e+003 | 5.3163e-06 |  | 2.676255239973221e+003 | 4.6046e-06 |  | 2678.1109 | 4.0013e-06 | 27.4258 | 4.0013e-06
2.678110921803284e+003 | 1.4589e-07 | 2678.1109 | 2.678110921803284e+003 | 2.6609e-06 |  | 2.678110921803284e+003 | 5.3159e-06 |  | 2.678110921803284e+003 | 4.6043e-06 |  | 2679.9679 | 4.0013e-06 | 27.4273 | 4.0013e-06
2.679967890339863e+003 | 1.4588e-07 | 2679.9679 | 2.679967890339863e+003 | 2.6606e-06 |  | 2.679967890339863e+003 | 5.3155e-06 |  | 2.679967890339863e+003 | 4.6039e-06 |  | 2681.8261 | 4.0013e-06 | 27.4288 | 4.0013e-06
2.681826146475143e+003 | 1.4587e-07 | 2681.8261 | 2.681826146475143e+003 | 2.6604e-06 |  | 2.681826146475143e+003 | 5.315e-06 |  | 2.681826146475143e+003 | 4.6035e-06 |  | 2683.6857 | 4.0013e-06 | 27.4304 | 4.0013e-06
2.683685691101930e+003 | 1.4586e-07 | 2683.6857 | 2.683685691101930e+003 | 2.6602e-06 |  | 2.683685691101930e+003 | 5.3146e-06 |  | 2.683685691101930e+003 | 4.6031e-06 |  | 2685.5465 | 4.0013e-06 | 27.4319 | 4.0013e-06
2.685546525113647e+003 | 1.4586e-07 | 2685.5465 | 2.685546525113647e+003 | 2.66e-06 |  | 2.685546525113647e+003 | 5.3141e-06 |  | 2.685546525113647e+003 | 4.6027e-06 |  | 2687.4086 | 4.0013e-06 | 27.4334 | 4.0013e-06
2.687408649404338e+003 | 1.4585e-07 | 2687.4086 | 2.687408649404338e+003 | 2.6597e-06 |  | 2.687408649404338e+003 | 5.3137e-06 |  | 2.687408649404338e+003 | 4.6023e-06 |  | 2689.2721 | 4.0013e-06 | 27.435 | 4.0013e-06
2.689272064868666e+003 | 1.4584e-07 | 2689.2721 | 2.689272064868666e+003 | 2.6595e-06 |  | 2.689272064868666e+003 | 5.3132e-06 |  | 2.689272064868666e+003 | 4.602e-06 |  | 2691.1368 | 4.0013e-06 | 27.4365 | 4.0013e-06
2.691136772401914e+003 | 1.4583e-07 | 2691.1368 | 2.691136772401914e+003 | 2.6593e-06 |  | 2.691136772401914e+003 | 5.3128e-06 |  | 2.691136772401914e+003 | 4.6016e-06 |  | 2693.0028 | 4.0013e-06 | 27.4381 | 4.0013e-06
2.693002772899987e+003 | 1.4582e-07 | 2693.0028 | 2.693002772899987e+003 | 2.6591e-06 |  | 2.693002772899987e+003 | 5.3124e-06 |  | 2.693002772899987e+003 | 4.6012e-06 |  | 2694.8701 | 4.0013e-06 | 27.4396 | 4.0013e-06
2.694870067259411e+003 | 1.4582e-07 | 2694.8701 | 2.694870067259411e+003 | 2.6589e-06 |  | 2.694870067259411e+003 | 5.3119e-06 |  | 2.694870067259411e+003 | 4.6008e-06 |  | 2696.7387 | 4.0013e-06 | 27.4412 | 4.0013e-06
2.696738656377333e+003 | 1.4581e-07 | 2696.7387 | 2.696738656377333e+003 | 2.6586e-06 |  | 2.696738656377333e+003 | 5.3115e-06 |  | 2.696738656377333e+003 | 4.6004e-06 |  | 2698.6085 | 4.0013e-06 | 27.4427 | 4.0013e-06
2.698608541151521e+003 | 1.458e-07 | 2698.6085 | 2.698608541151521e+003 | 2.6584e-06 |  | 2.698608541151521e+003 | 5.311e-06 |  | 2.698608541151521e+003 | 4.6e-06 |  | 2700.4797 | 4.0013e-06 | 27.4443 | 4.0013e-06
2.700479722480368e+003 | 1.4579e-07 | 2700.4797 | 2.700479722480368e+003 | 2.6582e-06 |  | 2.700479722480368e+003 | 5.3106e-06 |  | 2.700479722480368e+003 | 4.5996e-06 |  | 2702.3522 | 4.0013e-06 | 27.4458 | 4.0013e-06
2.702352201262890e+003 | 1.4578e-07 | 2702.3522 | 2.702352201262890e+003 | 2.658e-06 |  | 2.702352201262890e+003 | 5.3101e-06 |  | 2.702352201262890e+003 | 4.5993e-06 |  | 2704.226 | 4.0013e-06 | 27.4474 | 4.0013e-06
2.704225978398722e+003 | 1.4577e-07 | 2704.226 | 2.704225978398722e+003 | 2.6577e-06 |  | 2.704225978398722e+003 | 5.3097e-06 |  | 2.704225978398722e+003 | 4.5989e-06 |  | 2706.1011 | 4.0013e-06 | 27.4489 | 4.0013e-06
2.706101054788129e+003 | 1.4577e-07 | 2706.1011 | 2.706101054788129e+003 | 2.6575e-06 |  | 2.706101054788129e+003 | 5.3092e-06 |  | 2.706101054788129e+003 | 4.5985e-06 |  | 2707.9774 | 4.0013e-06 | 27.4505 | 4.0013e-06
2.707977431331995e+003 | 1.4576e-07 | 2707.9774 | 2.707977431331995e+003 | 2.6573e-06 |  | 2.707977431331995e+003 | 5.3088e-06 |  | 2.707977431331995e+003 | 4.5981e-06 |  | 2709.8551 | 4.0013e-06 | 27.4521 | 4.0013e-06
2.709855108931832e+003 | 1.4575e-07 | 2709.8551 | 2.709855108931832e+003 | 2.6571e-06 |  | 2.709855108931832e+003 | 5.3083e-06 |  | 2.709855108931832e+003 | 4.5977e-06 |  | 2711.7341 | 4.0013e-06 | 27.4536 | 4.0013e-06
2.711734088489776e+003 | 1.4574e-07 | 2711.7341 | 2.711734088489776e+003 | 2.6568e-06 |  | 2.711734088489776e+003 | 5.3079e-06 |  | 2.711734088489776e+003 | 4.5973e-06 |  | 2713.6144 | 4.0013e-06 | 27.4552 | 4.0013e-06
2.713614370908587e+003 | 1.4573e-07 | 2713.6144 | 2.713614370908587e+003 | 2.6566e-06 |  | 2.713614370908587e+003 | 5.3074e-06 |  | 2.713614370908587e+003 | 4.5969e-06 |  | 2715.496 | 4.0013e-06 | 27.4568 | 4.0013e-06
2.715495957091654e+003 | 1.4572e-07 | 2715.496 | 2.715495957091654e+003 | 2.6564e-06 |  | 2.715495957091654e+003 | 5.307e-06 |  | 2.715495957091654e+003 | 4.5965e-06 |  | 2717.3788 | 4.0013e-06 | 27.4583 | 4.0013e-06
2.717378847942989e+003 | 1.4572e-07 | 2717.3788 | 2.717378847942989e+003 | 2.6562e-06 |  | 2.717378847942989e+003 | 5.3065e-06 |  | 2.717378847942989e+003 | 4.5961e-06 |  | 2719.263 | 4.0013e-06 | 27.4599 | 4.0013e-06
2.719263044367235e+003 | 1.4571e-07 | 2719.263 | 2.719263044367235e+003 | 2.6559e-06 |  | 2.719263044367235e+003 | 5.3061e-06 |  | 2.719263044367235e+003 | 4.5957e-06 |  | 2721.1485 | 4.0013e-06 | 27.4615 | 4.0013e-06
2.721148547269658e+003 | 1.457e-07 | 2721.1485 | 2.721148547269658e+003 | 2.6557e-06 |  | 2.721148547269658e+003 | 5.3056e-06 |  | 2.721148547269658e+003 | 4.5953e-06 |  | 2723.0354 | 4.0013e-06 | 27.4631 | 4.0013e-06
2.723035357556154e+003 | 1.4569e-07 | 2723.0354 | 2.723035357556154e+003 | 2.6555e-06 |  | 2.723035357556154e+003 | 5.3052e-06 |  | 2.723035357556154e+003 | 4.595e-06 |  | 2724.9235 | 4.0013e-06 | 27.4646 | 4.0013e-06
2.724923476133247e+003 | 1.4568e-07 | 2724.9235 | 2.724923476133247e+003 | 2.6552e-06 |  | 2.724923476133247e+003 | 5.3047e-06 |  | 2.724923476133247e+003 | 4.5946e-06 |  | 2726.8129 | 4.0013e-06 | 27.4662 | 4.0013e-06
2.726812903908090e+003 | 1.4567e-07 | 2726.8129 | 2.726812903908090e+003 | 2.655e-06 |  | 2.726812903908090e+003 | 5.3042e-06 |  | 2.726812903908090e+003 | 4.5942e-06 |  | 2728.7036 | 4.0013e-06 | 27.4678 | 4.0013e-06
2.728703641788463e+003 | 1.4566e-07 | 2728.7036 | 2.728703641788463e+003 | 2.6548e-06 |  | 2.728703641788463e+003 | 5.3038e-06 |  | 2.728703641788463e+003 | 4.5938e-06 |  | 2730.5957 | 4.0013e-06 | 27.4694 | 4.0013e-06
2.730595690682777e+003 | 1.4566e-07 | 2730.5957 | 2.730595690682777e+003 | 2.6546e-06 |  | 2.730595690682777e+003 | 5.3033e-06 |  | 2.730595690682777e+003 | 4.5934e-06 |  | 2732.4891 | 4.0013e-06 | 27.471 | 4.0013e-06
2.732489051500073e+003 | 1.4565e-07 | 2732.4891 | 2.732489051500073e+003 | 2.6543e-06 |  | 2.732489051500073e+003 | 5.3029e-06 |  | 2.732489051500073e+003 | 4.593e-06 |  | 2734.3837 | 4.0013e-06 | 27.4726 | 4.0013e-06
2.734383725150022e+003 | 1.4564e-07 | 2734.3837 | 2.734383725150022e+003 | 2.6541e-06 |  | 2.734383725150022e+003 | 5.3024e-06 |  | 2.734383725150022e+003 | 4.5926e-06 |  | 2736.2797 | 4.0013e-06 | 27.4741 | 4.0013e-06
2.736279712542926e+003 | 1.4563e-07 | 2736.2797 | 2.736279712542926e+003 | 2.6539e-06 |  | 2.736279712542926e+003 | 5.302e-06 |  | 2.736279712542926e+003 | 4.5922e-06 |  | 2738.177 | 4.0013e-06 | 27.4757 | 4.0013e-06
2.738177014589717e+003 | 1.4562e-07 | 2738.177 | 2.738177014589717e+003 | 2.6536e-06 |  | 2.738177014589717e+003 | 5.3015e-06 |  | 2.738177014589717e+003 | 4.5918e-06 |  | 2740.0756 | 4.0013e-06 | 27.4773 | 4.0013e-06
2.740075632201960e+003 | 1.4561e-07 | 2740.0756 | 2.740075632201960e+003 | 2.6534e-06 |  | 2.740075632201960e+003 | 5.301e-06 |  | 2.740075632201960e+003 | 4.5914e-06 |  | 2741.9756 | 4.0013e-06 | 27.4789 | 4.0013e-06
2.741975566291851e+003 | 1.4561e-07 | 2741.9756 | 2.741975566291851e+003 | 2.6532e-06 |  | 2.741975566291851e+003 | 5.3006e-06 |  | 2.741975566291851e+003 | 4.591e-06 |  | 2743.8768 | 4.0013e-06 | 27.4805 | 4.0013e-06
2.743876817772220e+003 | 1.456e-07 | 2743.8768 | 2.743876817772220e+003 | 2.653e-06 |  | 2.743876817772220e+003 | 5.3001e-06 |  | 2.743876817772220e+003 | 4.5906e-06 |  | 2745.7794 | 4.0013e-06 | 27.4821 | 4.0013e-06
2.745779387556529e+003 | 1.4559e-07 | 2745.7794 | 2.745779387556529e+003 | 2.6527e-06 |  | 2.745779387556529e+003 | 5.2997e-06 |  | 2.745779387556529e+003 | 4.5902e-06 |  | 2747.6833 | 4.0013e-06 | 27.4837 | 4.0013e-06
2.747683276558873e+003 | 1.4558e-07 | 2747.6833 | 2.747683276558873e+003 | 2.6525e-06 |  | 2.747683276558873e+003 | 5.2992e-06 |  | 2.747683276558873e+003 | 4.5898e-06 |  | 2749.5885 | 4.0013e-06 | 27.4853 | 4.0013e-06
2.749588485693982e+003 | 1.4557e-07 | 2749.5885 | 2.749588485693982e+003 | 2.6523e-06 |  | 2.749588485693982e+003 | 5.2987e-06 |  | 2.749588485693982e+003 | 4.5894e-06 |  | 2751.495 | 4.0013e-06 | 27.4869 | 4.0013e-06
2.751495015877218e+003 | 1.4556e-07 | 2751.495 | 2.751495015877218e+003 | 2.652e-06 |  | 2.751495015877218e+003 | 5.2983e-06 |  | 2.751495015877218e+003 | 4.589e-06 |  | 2753.4029 | 4.0013e-06 | 27.4886 | 4.0013e-06
2.753402868024580e+003 | 1.4555e-07 | 2753.4029 | 2.753402868024580e+003 | 2.6518e-06 |  | 2.753402868024580e+003 | 5.2978e-06 |  | 2.753402868024580e+003 | 4.5886e-06 |  | 2755.312 | 4.0013e-06 | 27.4902 | 4.0013e-06
2.755312043052702e+003 | 1.4555e-07 | 2755.312 | 2.755312043052702e+003 | 2.6516e-06 |  | 2.755312043052702e+003 | 5.2974e-06 |  | 2.755312043052702e+003 | 4.5882e-06 |  | 2757.2225 | 4.0013e-06 | 27.4918 | 4.0013e-06
2.757222541878852e+003 | 1.4554e-07 | 2757.2225 | 2.757222541878852e+003 | 2.6513e-06 |  | 2.757222541878852e+003 | 5.2969e-06 |  | 2.757222541878852e+003 | 4.5878e-06 |  | 2759.1344 | 4.0013e-06 | 27.4934 | 4.0013e-06
2.759134365420936e+003 | 1.4553e-07 | 2759.1344 | 2.759134365420936e+003 | 2.6511e-06 |  | 2.759134365420936e+003 | 5.2964e-06 |  | 2.759134365420936e+003 | 4.5874e-06 |  | 2761.0475 | 4.0013e-06 | 27.495 | 4.0013e-06
2.761047514597494e+003 | 1.4552e-07 | 2761.0475 | 2.761047514597494e+003 | 2.6509e-06 |  | 2.761047514597494e+003 | 5.296e-06 |  | 2.761047514597494e+003 | 4.587e-06 |  | 2762.962 | 4.0013e-06 | 27.4966 | 4.0013e-06
2.762961990327705e+003 | 1.4551e-07 | 2762.962 | 2.762961990327705e+003 | 2.6506e-06 |  | 2.762961990327705e+003 | 5.2955e-06 |  | 2.762961990327705e+003 | 4.5866e-06 |  | 2764.8778 | 4.0013e-06 | 27.4983 | 4.0013e-06
2.764877793531386e+003 | 1.455e-07 | 2764.8778 | 2.764877793531386e+003 | 2.6504e-06 |  | 2.764877793531386e+003 | 5.295e-06 |  | 2.764877793531386e+003 | 4.5862e-06 |  | 2766.7949 | 4.0013e-06 | 27.4999 | 4.0013e-06
2.766794925128988e+003 | 1.4549e-07 | 2766.7949 | 2.766794925128988e+003 | 2.6502e-06 |  | 2.766794925128988e+003 | 5.2946e-06 |  | 2.766794925128988e+003 | 4.5858e-06 |  | 2768.7134 | 4.0013e-06 | 27.5015 | 4.0013e-06
2.768713386041604e+003 | 1.4549e-07 | 2768.7134 | 2.768713386041604e+003 | 2.6499e-06 |  | 2.768713386041604e+003 | 5.2941e-06 |  | 2.768713386041604e+003 | 4.5854e-06 |  | 2770.6332 | 4.0013e-06 | 27.5031 | 4.0013e-06
2.770633177190964e+003 | 1.4548e-07 | 2770.6332 | 2.770633177190964e+003 | 2.6497e-06 |  | 2.770633177190964e+003 | 5.2936e-06 |  | 2.770633177190964e+003 | 4.585e-06 |  | 2772.5543 | 4.0013e-06 | 27.5048 | 4.0013e-06
2.772554299499439e+003 | 1.4547e-07 | 2772.5543 | 2.772554299499439e+003 | 2.6495e-06 |  | 2.772554299499439e+003 | 5.2932e-06 |  | 2.772554299499439e+003 | 4.5846e-06 |  | 2774.4768 | 4.0013e-06 | 27.5064 | 4.0013e-06
2.774476753890036e+003 | 1.4546e-07 | 2774.4768 | 2.774476753890036e+003 | 2.6492e-06 |  | 2.774476753890036e+003 | 5.2927e-06 |  | 2.774476753890036e+003 | 4.5842e-06 |  | 2776.4005 | 4.0013e-06 | 27.508 | 4.0013e-06
2.776400541286404e+003 | 1.4545e-07 | 2776.4005 | 2.776400541286404e+003 | 2.649e-06 |  | 2.776400541286404e+003 | 5.2922e-06 |  | 2.776400541286404e+003 | 4.5838e-06 |  | 2778.3257 | 4.0013e-06 | 27.5097 | 4.0013e-06
2.778325662612834e+003 | 1.4544e-07 | 2778.3257 | 2.778325662612834e+003 | 2.6488e-06 |  | 2.778325662612834e+003 | 5.2917e-06 |  | 2.778325662612834e+003 | 4.5833e-06 |  | 2780.2521 | 4.0013e-06 | 27.5113 | 4.0013e-06
2.780252118794256e+003 | 1.4543e-07 | 2780.2521 | 2.780252118794256e+003 | 2.6485e-06 |  | 2.780252118794256e+003 | 5.2913e-06 |  | 2.780252118794256e+003 | 4.5829e-06 |  | 2782.1799 | 4.0013e-06 | 27.5129 | 4.0013e-06
2.782179910756241e+003 | 1.4542e-07 | 2782.1799 | 2.782179910756241e+003 | 2.6483e-06 |  | 2.782179910756241e+003 | 5.2908e-06 |  | 2.782179910756241e+003 | 4.5825e-06 |  | 2784.109 | 4.0013e-06 | 27.5146 | 4.0013e-06
2.784109039425003e+003 | 1.4542e-07 | 2784.109 | 2.784109039425003e+003 | 2.6481e-06 |  | 2.784109039425003e+003 | 5.2903e-06 |  | 2.784109039425003e+003 | 4.5821e-06 |  | 2786.0395 | 4.0013e-06 | 27.5162 | 4.0013e-06
2.786039505727398e+003 | 1.4541e-07 | 2786.0395 | 2.786039505727398e+003 | 2.6478e-06 |  | 2.786039505727398e+003 | 5.2899e-06 |  | 2.786039505727398e+003 | 4.5817e-06 |  | 2787.9713 | 4.0013e-06 | 27.5179 | 4.0013e-06
2.787971310590924e+003 | 1.454e-07 | 2787.9713 | 2.787971310590924e+003 | 2.6476e-06 |  | 2.787971310590924e+003 | 5.2894e-06 |  | 2.787971310590924e+003 | 4.5813e-06 |  | 2789.9045 | 4.0013e-06 | 27.5195 | 4.0013e-06
2.789904454943722e+003 | 1.4539e-07 | 2789.9045 | 2.789904454943722e+003 | 2.6474e-06 |  | 2.789904454943722e+003 | 5.2889e-06 |  | 2.789904454943722e+003 | 4.5809e-06 |  | 2791.8389 | 4.0013e-06 | 27.5212 | 4.0013e-06
2.791838939714578e+003 | 1.4538e-07 | 2791.8389 | 2.791838939714578e+003 | 2.6471e-06 |  | 2.791838939714578e+003 | 5.2884e-06 |  | 2.791838939714578e+003 | 4.5805e-06 |  | 2793.7748 | 4.0013e-06 | 27.5228 | 4.0013e-06
2.793774765832920e+003 | 1.4537e-07 | 2793.7748 | 2.793774765832920e+003 | 2.6469e-06 |  | 2.793774765832920e+003 | 5.288e-06 |  | 2.793774765832920e+003 | 4.5801e-06 |  | 2795.7119 | 4.0013e-06 | 27.5245 | 4.0013e-06
2.795711934228823e+003 | 1.4536e-07 | 2795.7119 | 2.795711934228823e+003 | 2.6466e-06 |  | 2.795711934228823e+003 | 5.2875e-06 |  | 2.795711934228823e+003 | 4.5797e-06 |  | 2797.6504 | 4.0013e-06 | 27.5262 | 4.0013e-06
2.797650445833004e+003 | 1.4535e-07 | 2797.6504 | 2.797650445833004e+003 | 2.6464e-06 |  | 2.797650445833004e+003 | 5.287e-06 |  | 2.797650445833004e+003 | 4.5792e-06 |  | 2799.5903 | 4.0013e-06 | 27.5278 | 4.0013e-06
2.799590301576828e+003 | 1.4535e-07 | 2799.5903 | 2.799590301576828e+003 | 2.6462e-06 |  | 2.799590301576828e+003 | 5.2865e-06 |  | 2.799590301576828e+003 | 4.5788e-06 |  | 2801.5315 | 4.0013e-06 | 27.5295 | 4.0013e-06
2.801531502392304e+003 | 1.4534e-07 | 2801.5315 | 2.801531502392304e+003 | 2.6459e-06 |  | 2.801531502392304e+003 | 5.2861e-06 |  | 2.801531502392304e+003 | 4.5784e-06 |  | 2803.474 | 4.0013e-06 | 27.5311 | 4.0013e-06
2.803474049212087e+003 | 1.4533e-07 | 2803.474 | 2.803474049212087e+003 | 2.6457e-06 |  | 2.803474049212087e+003 | 5.2856e-06 |  | 2.803474049212087e+003 | 4.578e-06 |  | 2805.4179 | 4.0013e-06 | 27.5328 | 4.0013e-06
2.805417942969481e+003 | 1.4532e-07 | 2805.4179 | 2.805417942969481e+003 | 2.6454e-06 |  | 2.805417942969481e+003 | 5.2851e-06 |  | 2.805417942969481e+003 | 4.5776e-06 |  | 2807.3632 | 4.0013e-06 | 27.5345 | 4.0013e-06
2.807363184598435e+003 | 1.4531e-07 | 2807.3632 | 2.807363184598435e+003 | 2.6452e-06 |  | 2.807363184598435e+003 | 5.2846e-06 |  | 2.807363184598435e+003 | 4.5772e-06 |  | 2809.3098 | 4.0013e-06 | 27.5361 | 4.0013e-06
2.809309775033546e+003 | 1.453e-07 | 2809.3098 | 2.809309775033546e+003 | 2.645e-06 |  | 2.809309775033546e+003 | 5.2841e-06 |  | 2.809309775033546e+003 | 4.5768e-06 |  | 2811.2577 | 4.0013e-06 | 27.5378 | 4.0013e-06
2.811257715210059e+003 | 1.4529e-07 | 2811.2577 | 2.811257715210059e+003 | 2.6447e-06 |  | 2.811257715210059e+003 | 5.2837e-06 |  | 2.811257715210059e+003 | 4.5763e-06 |  | 2813.207 | 4.0013e-06 | 27.5395 | 4.0013e-06
2.813207006063869e+003 | 1.4528e-07 | 2813.207 | 2.813207006063869e+003 | 2.6445e-06 |  | 2.813207006063869e+003 | 5.2832e-06 |  | 2.813207006063869e+003 | 4.5759e-06 |  | 2815.1576 | 4.0013e-06 | 27.5412 | 4.0013e-06
2.815157648531518e+003 | 1.4527e-07 | 2815.1576 | 2.815157648531518e+003 | 2.6442e-06 |  | 2.815157648531518e+003 | 5.2827e-06 |  | 2.815157648531518e+003 | 4.5755e-06 |  | 2817.1096 | 4.0013e-06 | 27.5428 | 4.0013e-06
2.817109643550197e+003 | 1.4527e-07 | 2817.1096 | 2.817109643550197e+003 | 2.644e-06 |  | 2.817109643550197e+003 | 5.2822e-06 |  | 2.817109643550197e+003 | 4.5751e-06 |  | 2819.063 | 4.0013e-06 | 27.5445 | 4.0013e-06
2.819062992057750e+003 | 1.4526e-07 | 2819.063 | 2.819062992057750e+003 | 2.6438e-06 |  | 2.819062992057750e+003 | 5.2817e-06 |  | 2.819062992057750e+003 | 4.5747e-06 |  | 2821.0177 | 4.0013e-06 | 27.5462 | 4.0013e-06
2.821017694992668e+003 | 1.4525e-07 | 2821.0177 | 2.821017694992668e+003 | 2.6435e-06 |  | 2.821017694992668e+003 | 5.2813e-06 |  | 2.821017694992668e+003 | 4.5743e-06 |  | 2822.9738 | 4.0013e-06 | 27.5479 | 4.0013e-06
2.822973753294094e+003 | 1.4524e-07 | 2822.9738 | 2.822973753294094e+003 | 2.6433e-06 |  | 2.822973753294094e+003 | 5.2808e-06 |  | 2.822973753294094e+003 | 4.5738e-06 |  | 2824.9312 | 4.0013e-06 | 27.5496 | 4.0013e-06
2.824931167901822e+003 | 1.4523e-07 | 2824.9312 | 2.824931167901822e+003 | 2.643e-06 |  | 2.824931167901822e+003 | 5.2803e-06 |  | 2.824931167901822e+003 | 4.5734e-06 |  | 2826.8899 | 4.0013e-06 | 27.5513 | 4.0013e-06
2.826889939756299e+003 | 1.4522e-07 | 2826.8899 | 2.826889939756299e+003 | 2.6428e-06 |  | 2.826889939756299e+003 | 5.2798e-06 |  | 2.826889939756299e+003 | 4.573e-06 |  | 2828.8501 | 4.0013e-06 | 27.553 | 4.0013e-06
2.828850069798621e+003 | 1.4521e-07 | 2828.8501 | 2.828850069798621e+003 | 2.6426e-06 |  | 2.828850069798621e+003 | 5.2793e-06 |  | 2.828850069798621e+003 | 4.5726e-06 |  | 2830.8116 | 4.0013e-06 | 27.5547 | 4.0013e-06
2.830811558970540e+003 | 1.452e-07 | 2830.8116 | 2.830811558970540e+003 | 2.6423e-06 |  | 2.830811558970540e+003 | 5.2788e-06 |  | 2.830811558970540e+003 | 4.5722e-06 |  | 2832.7744 | 4.0013e-06 | 27.5564 | 4.0013e-06
2.832774408214458e+003 | 1.4519e-07 | 2832.7744 | 2.832774408214458e+003 | 2.6421e-06 |  | 2.832774408214458e+003 | 5.2783e-06 |  | 2.832774408214458e+003 | 4.5717e-06 |  | 2834.7386 | 4.0013e-06 | 27.5581 | 4.0013e-06
2.834738618473433e+003 | 1.4519e-07 | 2834.7386 | 2.834738618473433e+003 | 2.6418e-06 |  | 2.834738618473433e+003 | 5.2779e-06 |  | 2.834738618473433e+003 | 4.5713e-06 |  | 2836.7042 | 4.0013e-06 | 27.5598 | 4.0013e-06
2.836704190691176e+003 | 1.4518e-07 | 2836.7042 | 2.836704190691176e+003 | 2.6416e-06 |  | 2.836704190691176e+003 | 5.2774e-06 |  | 2.836704190691176e+003 | 4.5709e-06 |  | 2838.6711 | 4.0013e-06 | 27.5615 | 4.0013e-06
2.838671125812051e+003 | 1.4517e-07 | 2838.6711 | 2.838671125812051e+003 | 2.6413e-06 |  | 2.838671125812051e+003 | 5.2769e-06 |  | 2.838671125812051e+003 | 4.5705e-06 |  | 2840.6394 | 4.0013e-06 | 27.5632 | 4.0013e-06
2.840639424781079e+003 | 1.4516e-07 | 2840.6394 | 2.840639424781079e+003 | 2.6411e-06 |  | 2.840639424781079e+003 | 5.2764e-06 |  | 2.840639424781079e+003 | 4.57e-06 |  | 2842.6091 | 4.0013e-06 | 27.5649 | 4.0013e-06
2.842609088543934e+003 | 1.4515e-07 | 2842.6091 | 2.842609088543934e+003 | 2.6408e-06 |  | 2.842609088543934e+003 | 5.2759e-06 |  | 2.842609088543934e+003 | 4.5696e-06 |  | 2844.5801 | 4.0013e-06 | 27.5666 | 4.0013e-06
2.844580118046948e+003 | 1.4514e-07 | 2844.5801 | 2.844580118046948e+003 | 2.6406e-06 |  | 2.844580118046948e+003 | 5.2754e-06 |  | 2.844580118046948e+003 | 4.5692e-06 |  | 2846.5525 | 4.0013e-06 | 27.5683 | 4.0013e-06
2.846552514237108e+003 | 1.4513e-07 | 2846.5525 | 2.846552514237108e+003 | 2.6404e-06 |  | 2.846552514237108e+003 | 5.2749e-06 |  | 2.846552514237108e+003 | 4.5688e-06 |  | 2848.5263 | 4.0013e-06 | 27.57 | 4.0013e-06
2.848526278062058e+003 | 1.4512e-07 | 2848.5263 | 2.848526278062058e+003 | 2.6401e-06 |  | 2.848526278062058e+003 | 5.2744e-06 |  | 2.848526278062058e+003 | 4.5684e-06 |  | 2850.5014 | 4.0013e-06 | 27.5717 | 4.0013e-06
2.850501410470098e+003 | 1.4511e-07 | 2850.5014 | 2.850501410470098e+003 | 2.6399e-06 |  | 2.850501410470098e+003 | 5.2739e-06 |  | 2.850501410470098e+003 | 4.5679e-06 |  | 2852.4779 | 4.0013e-06 | 27.5735 | 4.0013e-06
2.852477912410186e+003 | 1.451e-07 | 2852.4779 | 2.852477912410186e+003 | 2.6396e-06 |  | 2.852477912410186e+003 | 5.2734e-06 |  | 2.852477912410186e+003 | 4.5675e-06 |  | 2854.4558 | 4.0013e-06 | 27.5752 | 4.0013e-06
2.854455784831939e+003 | 1.4509e-07 | 2854.4558 | 2.854455784831939e+003 | 2.6394e-06 |  | 2.854455784831939e+003 | 5.273e-06 |  | 2.854455784831939e+003 | 4.5671e-06 |  | 2856.435 | 4.0013e-06 | 27.5769 | 4.0013e-06
2.856435028685633e+003 | 1.4509e-07 | 2856.435 | 2.856435028685633e+003 | 2.6391e-06 |  | 2.856435028685633e+003 | 5.2725e-06 |  | 2.856435028685633e+003 | 4.5666e-06 |  | 2858.4156 | 4.0013e-06 | 27.5786 | 4.0013e-06
2.858415644922199e+003 | 1.4508e-07 | 2858.4156 | 2.858415644922199e+003 | 2.6389e-06 |  | 2.858415644922199e+003 | 5.272e-06 |  | 2.858415644922199e+003 | 4.5662e-06 |  | 2860.3976 | 4.0013e-06 | 27.5803 | 4.0013e-06
2.860397634493233e+003 | 1.4507e-07 | 2860.3976 | 2.860397634493233e+003 | 2.6386e-06 |  | 2.860397634493233e+003 | 5.2715e-06 |  | 2.860397634493233e+003 | 4.5658e-06 |  | 2862.381 | 4.0013e-06 | 27.5821 | 4.0013e-06
2.862380998350986e+003 | 1.4506e-07 | 2862.381 | 2.862380998350986e+003 | 2.6384e-06 |  | 2.862380998350986e+003 | 5.271e-06 |  | 2.862380998350986e+003 | 4.5654e-06 |  | 2864.3657 | 4.0013e-06 | 27.5838 | 4.0013e-06
2.864365737448371e+003 | 1.4505e-07 | 2864.3657 | 2.864365737448371e+003 | 2.6381e-06 |  | 2.864365737448371e+003 | 5.2705e-06 |  | 2.864365737448371e+003 | 4.5649e-06 |  | 2866.3519 | 4.0013e-06 | 27.5856 | 4.0013e-06
2.866351852738963e+003 | 1.4504e-07 | 2866.3519 | 2.866351852738963e+003 | 2.6379e-06 |  | 2.866351852738963e+003 | 5.27e-06 |  | 2.866351852738963e+003 | 4.5645e-06 |  | 2868.3393 | 4.0013e-06 | 27.5873 | 4.0013e-06
2.868339345176998e+003 | 1.4503e-07 | 2868.3393 | 2.868339345176998e+003 | 2.6376e-06 |  | 2.868339345176998e+003 | 5.2695e-06 |  | 2.868339345176998e+003 | 4.5641e-06 |  | 2870.3282 | 4.0013e-06 | 27.589 | 4.0013e-06
2.870328215717370e+003 | 1.4502e-07 | 2870.3282 | 2.870328215717370e+003 | 2.6374e-06 |  | 2.870328215717370e+003 | 5.269e-06 |  | 2.870328215717370e+003 | 4.5636e-06 |  | 2872.3185 | 4.0013e-06 | 27.5908 | 4.0013e-06
2.872318465315640e+003 | 1.4501e-07 | 2872.3185 | 2.872318465315640e+003 | 2.6371e-06 |  | 2.872318465315640e+003 | 5.2685e-06 |  | 2.872318465315640e+003 | 4.5632e-06 |  | 2874.3101 | 4.0013e-06 | 27.5925 | 4.0013e-06
2.874310094928028e+003 | 1.45e-07 | 2874.3101 | 2.874310094928028e+003 | 2.6369e-06 |  | 2.874310094928028e+003 | 5.268e-06 |  | 2.874310094928028e+003 | 4.5628e-06 |  | 2876.3031 | 4.0013e-06 | 27.5943 | 4.0013e-06
2.876303105511421e+003 | 1.4499e-07 | 2876.3031 | 2.876303105511421e+003 | 2.6366e-06 |  | 2.876303105511421e+003 | 5.2675e-06 |  | 2.876303105511421e+003 | 4.5623e-06 |  | 2878.2975 | 4.0013e-06 | 27.596 | 4.0013e-06
2.878297498023364e+003 | 1.4498e-07 | 2878.2975 | 2.878297498023364e+003 | 2.6364e-06 |  | 2.878297498023364e+003 | 5.267e-06 |  | 2.878297498023364e+003 | 4.5619e-06 |  | 2880.2933 | 4.0012e-06 | 27.5978 | 4.0012e-06
2.880293273422070e+003 | 1.4498e-07 | 2880.2933 | 2.880293273422070e+003 | 2.6361e-06 |  | 2.880293273422070e+003 | 5.2665e-06 |  | 2.880293273422070e+003 | 4.5615e-06 |  | 2882.2904 | 4.0012e-06 | 27.5995 | 4.0012e-06
2.882290432666417e+003 | 1.4497e-07 | 2882.2904 | 2.882290432666417e+003 | 2.6359e-06 |  | 2.882290432666417e+003 | 5.266e-06 |  | 2.882290432666417e+003 | 4.561e-06 |  | 2884.289 | 4.0012e-06 | 27.6013 | 4.0012e-06
2.884288976715944e+003 | 1.4496e-07 | 2884.289 | 2.884288976715944e+003 | 2.6356e-06 |  | 2.884288976715944e+003 | 5.2655e-06 |  | 2.884288976715944e+003 | 4.5606e-06 |  | 2886.2889 | 4.0012e-06 | 27.603 | 4.0012e-06
2.886288906530858e+003 | 1.4495e-07 | 2886.2889 | 2.886288906530858e+003 | 2.6354e-06 |  | 2.886288906530858e+003 | 5.265e-06 |  | 2.886288906530858e+003 | 4.5602e-06 |  | 2888.2902 | 4.0012e-06 | 27.6048 | 4.0012e-06
2.888290223072032e+003 | 1.4494e-07 | 2888.2902 | 2.888290223072032e+003 | 2.6351e-06 |  | 2.888290223072032e+003 | 5.2645e-06 |  | 2.888290223072032e+003 | 4.5597e-06 |  | 2890.2929 | 4.0012e-06 | 27.6065 | 4.0012e-06
2.890292927301005e+003 | 1.4493e-07 | 2890.2929 | 2.890292927301005e+003 | 2.6349e-06 |  | 2.890292927301005e+003 | 5.264e-06 |  | 2.890292927301005e+003 | 4.5593e-06 |  | 2892.297 | 4.0012e-06 | 27.6083 | 4.0012e-06
2.892297020179980e+003 | 1.4492e-07 | 2892.297 | 2.892297020179980e+003 | 2.6346e-06 |  | 2.892297020179980e+003 | 5.2635e-06 |  | 2.892297020179980e+003 | 4.5589e-06 |  | 2894.3025 | 4.0012e-06 | 27.6101 | 4.0012e-06
2.894302502671832e+003 | 1.4491e-07 | 2894.3025 | 2.894302502671832e+003 | 2.6344e-06 |  | 2.894302502671832e+003 | 5.263e-06 |  | 2.894302502671832e+003 | 4.5584e-06 |  | 2896.3094 | 4.0012e-06 | 27.6118 | 4.0012e-06
2.896309375740101e+003 | 1.449e-07 | 2896.3094 | 2.896309375740101e+003 | 2.6341e-06 |  | 2.896309375740101e+003 | 5.2625e-06 |  | 2.896309375740101e+003 | 4.558e-06 |  | 2898.3176 | 4.0012e-06 | 27.6136 | 4.0012e-06
2.898317640348994e+003 | 1.4489e-07 | 2898.3176 | 2.898317640348994e+003 | 2.6339e-06 |  | 2.898317640348994e+003 | 5.262e-06 |  | 2.898317640348994e+003 | 4.5576e-06 |  | 2900.3273 | 4.0012e-06 | 27.6154 | 4.0012e-06
2.900327297463388e+003 | 1.4488e-07 | 2900.3273 | 2.900327297463388e+003 | 2.6336e-06 |  | 2.900327297463388e+003 | 5.2615e-06 |  | 2.900327297463388e+003 | 4.5571e-06 |  | 2902.3383 | 4.0012e-06 | 27.6172 | 4.0012e-06
2.902338348048830e+003 | 1.4487e-07 | 2902.3383 | 2.902338348048830e+003 | 2.6334e-06 |  | 2.902338348048830e+003 | 5.2609e-06 |  | 2.902338348048830e+003 | 4.5567e-06 |  | 2904.3508 | 4.0012e-06 | 27.6189 | 4.0012e-06
2.904350793071534e+003 | 1.4486e-07 | 2904.3508 | 2.904350793071534e+003 | 2.6331e-06 |  | 2.904350793071534e+003 | 5.2604e-06 |  | 2.904350793071534e+003 | 4.5562e-06 |  | 2906.3646 | 4.0012e-06 | 27.6207 | 4.0012e-06
2.906364633498386e+003 | 1.4485e-07 | 2906.3646 | 2.906364633498386e+003 | 2.6329e-06 |  | 2.906364633498386e+003 | 5.2599e-06 |  | 2.906364633498386e+003 | 4.5558e-06 |  | 2908.3799 | 4.0012e-06 | 27.6225 | 4.0012e-06
2.908379870296941e+003 | 1.4484e-07 | 2908.3799 | 2.908379870296941e+003 | 2.6326e-06 |  | 2.908379870296941e+003 | 5.2594e-06 |  | 2.908379870296941e+003 | 4.5554e-06 |  | 2910.3965 | 4.0012e-06 | 27.6243 | 4.0012e-06
2.910396504435427e+003 | 1.4484e-07 | 2910.3965 | 2.910396504435427e+003 | 2.6323e-06 |  | 2.910396504435427e+003 | 5.2589e-06 |  | 2.910396504435427e+003 | 4.5549e-06 |  | 2912.4145 | 4.0012e-06 | 27.6261 | 4.0012e-06
2.912414536882741e+003 | 1.4483e-07 | 2912.4145 | 2.912414536882741e+003 | 2.6321e-06 |  | 2.912414536882741e+003 | 5.2584e-06 |  | 2.912414536882741e+003 | 4.5545e-06 |  | 2914.434 | 4.0012e-06 | 27.6279 | 4.0012e-06
2.914433968608453e+003 | 1.4482e-07 | 2914.434 | 2.914433968608453e+003 | 2.6318e-06 |  | 2.914433968608453e+003 | 5.2579e-06 |  | 2.914433968608453e+003 | 4.554e-06 |  | 2916.4548 | 4.0012e-06 | 27.6297 | 4.0012e-06
2.916454800582805e+003 | 1.4481e-07 | 2916.4548 | 2.916454800582805e+003 | 2.6316e-06 |  | 2.916454800582805e+003 | 5.2574e-06 |  | 2.916454800582805e+003 | 4.5536e-06 |  | 2918.477 | 4.0012e-06 | 27.6314 | 4.0012e-06
2.918477033776712e+003 | 1.448e-07 | 2918.477 | 2.918477033776712e+003 | 2.6313e-06 |  | 2.918477033776712e+003 | 5.2569e-06 |  | 2.918477033776712e+003 | 4.5531e-06 |  | 2920.5007 | 4.0012e-06 | 27.6332 | 4.0012e-06
2.920500669161763e+003 | 1.4479e-07 | 2920.5007 | 2.920500669161763e+003 | 2.6311e-06 |  | 2.920500669161763e+003 | 5.2564e-06 |  | 2.920500669161763e+003 | 4.5527e-06 |  | 2922.5257 | 4.0012e-06 | 27.635 | 4.0012e-06
2.922525707710218e+003 | 1.4478e-07 | 2922.5257 | 2.922525707710218e+003 | 2.6308e-06 |  | 2.922525707710218e+003 | 5.2558e-06 |  | 2.922525707710218e+003 | 4.5523e-06 |  | 2924.5522 | 4.0012e-06 | 27.6368 | 4.0012e-06
2.924552150395014e+003 | 1.4477e-07 | 2924.5522 | 2.924552150395014e+003 | 2.6306e-06 |  | 2.924552150395014e+003 | 5.2553e-06 |  | 2.924552150395014e+003 | 4.5518e-06 |  | 2926.58 | 4.0012e-06 | 27.6386 | 4.0012e-06
2.926579998189761e+003 | 1.4476e-07 | 2926.58 | 2.926579998189761e+003 | 2.6303e-06 |  | 2.926579998189761e+003 | 5.2548e-06 |  | 2.926579998189761e+003 | 4.5514e-06 |  | 2928.6093 | 4.0012e-06 | 27.6404 | 4.0012e-06
2.928609252068745e+003 | 1.4475e-07 | 2928.6093 | 2.928609252068745e+003 | 2.63e-06 |  | 2.928609252068745e+003 | 5.2543e-06 |  | 2.928609252068745e+003 | 4.5509e-06 |  | 2930.6399 | 4.0012e-06 | 27.6423 | 4.0012e-06
2.930639913006927e+003 | 1.4474e-07 | 2930.6399 | 2.930639913006927e+003 | 2.6298e-06 |  | 2.930639913006927e+003 | 5.2538e-06 |  | 2.930639913006927e+003 | 4.5505e-06 |  | 2932.672 | 4.0012e-06 | 27.6441 | 4.0012e-06
2.932671981979945e+003 | 1.4473e-07 | 2932.672 | 2.932671981979945e+003 | 2.6295e-06 |  | 2.932671981979945e+003 | 5.2533e-06 |  | 2.932671981979945e+003 | 4.55e-06 |  | 2934.7055 | 4.0012e-06 | 27.6459 | 4.0012e-06
2.934705459964111e+003 | 1.4472e-07 | 2934.7055 | 2.934705459964111e+003 | 2.6293e-06 |  | 2.934705459964111e+003 | 5.2528e-06 |  | 2.934705459964111e+003 | 4.5496e-06 |  | 2936.7403 | 4.0012e-06 | 27.6477 | 4.0012e-06
2.936740347936417e+003 | 1.4471e-07 | 2936.7403 | 2.936740347936417e+003 | 2.629e-06 |  | 2.936740347936417e+003 | 5.2522e-06 |  | 2.936740347936417e+003 | 4.5491e-06 |  | 2938.7766 | 4.0012e-06 | 27.6495 | 4.0012e-06
2.938776646874531e+003 | 1.447e-07 | 2938.7766 | 2.938776646874531e+003 | 2.6287e-06 |  | 2.938776646874531e+003 | 5.2517e-06 |  | 2.938776646874531e+003 | 4.5487e-06 |  | 2940.8144 | 4.0012e-06 | 27.6513 | 4.0012e-06
2.940814357756798e+003 | 1.4469e-07 | 2940.8144 | 2.940814357756798e+003 | 2.6285e-06 |  | 2.940814357756798e+003 | 5.2512e-06 |  | 2.940814357756798e+003 | 4.5482e-06 |  | 2942.8535 | 4.0012e-06 | 27.6531 | 4.0012e-06
2.942853481562244e+003 | 1.4468e-07 | 2942.8535 | 2.942853481562244e+003 | 2.6282e-06 |  | 2.942853481562244e+003 | 5.2507e-06 |  | 2.942853481562244e+003 | 4.5478e-06 |  | 2944.894 | 4.0012e-06 | 27.655 | 4.0012e-06
2.944894019270571e+003 | 1.4467e-07 | 2944.894 | 2.944894019270571e+003 | 2.628e-06 |  | 2.944894019270571e+003 | 5.2502e-06 |  | 2.944894019270571e+003 | 4.5473e-06 |  | 2946.936 | 4.0012e-06 | 27.6568 | 4.0012e-06
2.946935971862162e+003 | 1.4466e-07 | 2946.936 | 2.946935971862162e+003 | 2.6277e-06 |  | 2.946935971862162e+003 | 5.2496e-06 |  | 2.946935971862162e+003 | 4.5469e-06 |  | 2948.9793 | 4.0012e-06 | 27.6586 | 4.0012e-06
2.948979340318079e+003 | 1.4465e-07 | 2948.9793 | 2.948979340318079e+003 | 2.6274e-06 |  | 2.948979340318079e+003 | 5.2491e-06 |  | 2.948979340318079e+003 | 4.5464e-06 |  | 2951.0241 | 4.0012e-06 | 27.6605 | 4.0012e-06
2.951024125620065e+003 | 1.4465e-07 | 2951.0241 | 2.951024125620065e+003 | 2.6272e-06 |  | 2.951024125620065e+003 | 5.2486e-06 |  | 2.951024125620065e+003 | 4.546e-06 |  | 2953.0703 | 4.0012e-06 | 27.6623 | 4.0012e-06
2.953070328750543e+003 | 1.4464e-07 | 2953.0703 | 2.953070328750543e+003 | 2.6269e-06 |  | 2.953070328750543e+003 | 5.2481e-06 |  | 2.953070328750543e+003 | 4.5455e-06 |  | 2955.118 | 4.0012e-06 | 27.6641 | 4.0012e-06
2.955117950692617e+003 | 1.4463e-07 | 2955.118 | 2.955117950692617e+003 | 2.6267e-06 |  | 2.955117950692617e+003 | 5.2475e-06 |  | 2.955117950692617e+003 | 4.5451e-06 |  | 2957.167 | 4.0012e-06 | 27.666 | 4.0012e-06
2.957166992430075e+003 | 1.4462e-07 | 2957.167 | 2.957166992430075e+003 | 2.6264e-06 |  | 2.957166992430075e+003 | 5.247e-06 |  | 2.957166992430075e+003 | 4.5446e-06 |  | 2959.2175 | 4.0012e-06 | 27.6678 | 4.0012e-06
2.959217454947383e+003 | 1.4461e-07 | 2959.2175 | 2.959217454947383e+003 | 2.6261e-06 |  | 2.959217454947383e+003 | 5.2465e-06 |  | 2.959217454947383e+003 | 4.5442e-06 |  | 2961.2693 | 4.0012e-06 | 27.6697 | 4.0012e-06
2.961269339229693e+003 | 1.446e-07 | 2961.2693 | 2.961269339229693e+003 | 2.6259e-06 |  | 2.961269339229693e+003 | 5.246e-06 |  | 2.961269339229693e+003 | 4.5437e-06 |  | 2963.3226 | 4.0012e-06 | 27.6715 | 4.0012e-06
2.963322646262839e+003 | 1.4459e-07 | 2963.3226 | 2.963322646262839e+003 | 2.6256e-06 |  | 2.963322646262839e+003 | 5.2454e-06 |  | 2.963322646262839e+003 | 4.5432e-06 |  | 2965.3774 | 4.0012e-06 | 27.6734 | 4.0012e-06
2.965377377033339e+003 | 1.4458e-07 | 2965.3774 | 2.965377377033339e+003 | 2.6254e-06 |  | 2.965377377033339e+003 | 5.2449e-06 |  | 2.965377377033339e+003 | 4.5428e-06 |  | 2967.4335 | 4.0012e-06 | 27.6752 | 4.0012e-06
2.967433532528394e+003 | 1.4457e-07 | 2967.4335 | 2.967433532528394e+003 | 2.6251e-06 |  | 2.967433532528394e+003 | 5.2444e-06 |  | 2.967433532528394e+003 | 4.5423e-06 |  | 2969.4911 | 4.0012e-06 | 27.6771 | 4.0012e-06
2.969491113735891e+003 | 1.4456e-07 | 2969.4911 | 2.969491113735891e+003 | 2.6248e-06 |  | 2.969491113735891e+003 | 5.2439e-06 |  | 2.969491113735891e+003 | 4.5419e-06 |  | 2971.5501 | 4.0012e-06 | 27.6789 | 4.0012e-06
2.971550121644400e+003 | 1.4455e-07 | 2971.5501 | 2.971550121644400e+003 | 2.6246e-06 |  | 2.971550121644400e+003 | 5.2433e-06 |  | 2.971550121644400e+003 | 4.5414e-06 |  | 2973.6106 | 4.0012e-06 | 27.6808 | 4.0012e-06
2.973610557243178e+003 | 1.4454e-07 | 2973.6106 | 2.973610557243178e+003 | 2.6243e-06 |  | 2.973610557243178e+003 | 5.2428e-06 |  | 2.973610557243178e+003 | 4.541e-06 |  | 2975.6724 | 4.0012e-06 | 27.6826 | 4.0012e-06
2.975672421522168e+003 | 1.4453e-07 | 2975.6724 | 2.975672421522168e+003 | 2.624e-06 |  | 2.975672421522168e+003 | 5.2423e-06 |  | 2.975672421522168e+003 | 4.5405e-06 |  | 2977.7357 | 4.0012e-06 | 27.6845 | 4.0012e-06
2.977735715471998e+003 | 1.4452e-07 | 2977.7357 | 2.977735715471998e+003 | 2.6238e-06 |  | 2.977735715471998e+003 | 5.2418e-06 |  | 2.977735715471998e+003 | 4.54e-06 |  | 2979.8004 | 4.0012e-06 | 27.6864 | 4.0012e-06
2.979800440083985e+003 | 1.4451e-07 | 2979.8004 | 2.979800440083985e+003 | 2.6235e-06 |  | 2.979800440083985e+003 | 5.2412e-06 |  | 2.979800440083985e+003 | 4.5396e-06 |  | 2981.8666 | 4.0012e-06 | 27.6882 | 4.0012e-06
2.981866596350132e+003 | 1.445e-07 | 2981.8666 | 2.981866596350132e+003 | 2.6232e-06 |  | 2.981866596350132e+003 | 5.2407e-06 |  | 2.981866596350132e+003 | 4.5391e-06 |  | 2983.9342 | 4.0012e-06 | 27.6901 | 4.0012e-06
2.983934185263129e+003 | 1.4449e-07 | 2983.9342 | 2.983934185263129e+003 | 2.623e-06 |  | 2.983934185263129e+003 | 5.2402e-06 |  | 2.983934185263129e+003 | 4.5387e-06 |  | 2986.0032 | 4.0012e-06 | 27.692 | 4.0012e-06
2.986003207816356e+003 | 1.4448e-07 | 2986.0032 | 2.986003207816356e+003 | 2.6227e-06 |  | 2.986003207816356e+003 | 5.2396e-06 |  | 2.986003207816356e+003 | 4.5382e-06 |  | 2988.0737 | 4.0012e-06 | 27.6938 | 4.0012e-06
2.988073665003882e+003 | 1.4447e-07 | 2988.0737 | 2.988073665003882e+003 | 2.6224e-06 |  | 2.988073665003882e+003 | 5.2391e-06 |  | 2.988073665003882e+003 | 4.5377e-06 |  | 2990.1456 | 4.0012e-06 | 27.6957 | 4.0012e-06
2.990145557820463e+003 | 1.4446e-07 | 2990.1456 | 2.990145557820463e+003 | 2.6222e-06 |  | 2.990145557820463e+003 | 5.2386e-06 |  | 2.990145557820463e+003 | 4.5373e-06 |  | 2992.2189 | 4.0012e-06 | 27.6976 | 4.0012e-06
2.992218887261547e+003 | 1.4445e-07 | 2992.2189 | 2.992218887261547e+003 | 2.6219e-06 |  | 2.992218887261547e+003 | 5.238e-06 |  | 2.992218887261547e+003 | 4.5368e-06 |  | 2994.2937 | 4.0012e-06 | 27.6995 | 4.0012e-06
2.994293654323270e+003 | 1.4444e-07 | 2994.2937 | 2.994293654323270e+003 | 2.6216e-06 |  | 2.994293654323270e+003 | 5.2375e-06 |  | 2.994293654323270e+003 | 4.5364e-06 |  | 2996.3699 | 4.0012e-06 | 27.7014 | 4.0012e-06
2.996369860002463e+003 | 1.4443e-07 | 2996.3699 | 2.996369860002463e+003 | 2.6214e-06 |  | 2.996369860002463e+003 | 5.237e-06 |  | 2.996369860002463e+003 | 4.5359e-06 |  | 2998.4475 | 4.0012e-06 | 27.7032 | 4.0012e-06
2.998447505296643e+003 | 1.4442e-07 | 2998.4475 | 2.998447505296643e+003 | 2.6211e-06 |  | 2.998447505296643e+003 | 5.2364e-06 |  | 2.998447505296643e+003 | 4.5354e-06 |  | 3000.5266 | 4.0012e-06 | 27.7051 | 4.0012e-06
3.000526591204022e+003 | 1.4441e-07 | 3000.5266 | 3.000526591204022e+003 | 2.6208e-06 |  | 3.000526591204022e+003 | 5.2359e-06 |  | 3.000526591204022e+003 | 4.535e-06 |  | 3002.6071 | 4.0012e-06 | 27.707 | 4.0012e-06
3.002607118723503e+003 | 1.444e-07 | 3002.6071 | 3.002607118723503e+003 | 2.6206e-06 |  | 3.002607118723503e+003 | 5.2353e-06 |  | 3.002607118723503e+003 | 4.5345e-06 |  | 3004.6891 | 4.0012e-06 | 27.7089 | 4.0012e-06
3.004689088854681e+003 | 1.4439e-07 | 3004.6891 | 3.004689088854681e+003 | 2.6203e-06 |  | 3.004689088854681e+003 | 5.2348e-06 |  | 3.004689088854681e+003 | 4.534e-06 |  | 3006.7725 | 4.0012e-06 | 27.7108 | 4.0012e-06
3.006772502597846e+003 | 1.4438e-07 | 3006.7725 | 3.006772502597846e+003 | 2.62e-06 |  | 3.006772502597846e+003 | 5.2343e-06 |  | 3.006772502597846e+003 | 4.5336e-06 |  | 3008.8574 | 4.0012e-06 | 27.7127 | 4.0012e-06
3.008857360953979e+003 | 1.4437e-07 | 3008.8574 | 3.008857360953979e+003 | 2.6198e-06 |  | 3.008857360953979e+003 | 5.2337e-06 |  | 3.008857360953979e+003 | 4.5331e-06 |  | 3010.9437 | 4.0012e-06 | 27.7146 | 4.0012e-06
3.010943664924758e+003 | 1.4436e-07 | 3010.9437 | 3.010943664924758e+003 | 2.6195e-06 |  | 3.010943664924758e+003 | 5.2332e-06 |  | 3.010943664924758e+003 | 4.5326e-06 |  | 3013.0314 | 4.0012e-06 | 27.7165 | 4.0012e-06
3.013031415512553e+003 | 1.4435e-07 | 3013.0314 | 3.013031415512553e+003 | 2.6192e-06 |  | 3.013031415512553e+003 | 5.2326e-06 |  | 3.013031415512553e+003 | 4.5322e-06 |  | 3015.1206 | 4.0012e-06 | 27.7184 | 4.0012e-06
3.015120613720432e+003 | 1.4434e-07 | 3015.1206 | 3.015120613720432e+003 | 2.6189e-06 |  | 3.015120613720432e+003 | 5.2321e-06 |  | 3.015120613720432e+003 | 4.5317e-06 |  | 3017.2113 | 4.0012e-06 | 27.7203 | 4.0012e-06
3.017211260552154e+003 | 1.4433e-07 | 3017.2113 | 3.017211260552154e+003 | 2.6187e-06 |  | 3.017211260552154e+003 | 5.2316e-06 |  | 3.017211260552154e+003 | 4.5312e-06 |  | 3019.3034 | 4.0012e-06 | 27.7222 | 4.0012e-06
3.019303357012178e+003 | 1.4432e-07 | 3019.3034 | 3.019303357012178e+003 | 2.6184e-06 |  | 3.019303357012178e+003 | 5.231e-06 |  | 3.019303357012178e+003 | 4.5308e-06 |  | 3021.3969 | 4.0012e-06 | 27.7242 | 4.0012e-06
3.021396904105658e+003 | 1.4431e-07 | 3021.3969 | 3.021396904105658e+003 | 2.6181e-06 |  | 3.021396904105658e+003 | 5.2305e-06 |  | 3.021396904105658e+003 | 4.5303e-06 |  | 3023.4919 | 4.0012e-06 | 27.7261 | 4.0012e-06
3.023491902838444e+003 | 1.443e-07 | 3023.4919 | 3.023491902838444e+003 | 2.6179e-06 |  | 3.023491902838444e+003 | 5.2299e-06 |  | 3.023491902838444e+003 | 4.5298e-06 |  | 3025.5884 | 4.0012e-06 | 27.728 | 4.0012e-06
3.025588354217086e+003 | 1.4429e-07 | 3025.5884 | 3.025588354217086e+003 | 2.6176e-06 |  | 3.025588354217086e+003 | 5.2294e-06 |  | 3.025588354217086e+003 | 4.5293e-06 |  | 3027.6863 | 4.0012e-06 | 27.7299 | 4.0012e-06
3.027686259248831e+003 | 1.4428e-07 | 3027.6863 | 3.027686259248831e+003 | 2.6173e-06 |  | 3.027686259248831e+003 | 5.2288e-06 |  | 3.027686259248831e+003 | 4.5289e-06 |  | 3029.7856 | 4.0012e-06 | 27.7318 | 4.0012e-06
3.029785618941622e+003 | 1.4427e-07 | 3029.7856 | 3.029785618941622e+003 | 2.617e-06 |  | 3.029785618941622e+003 | 5.2283e-06 |  | 3.029785618941622e+003 | 4.5284e-06 |  | 3031.8864 | 4.0012e-06 | 27.7338 | 4.0012e-06
3.031886434304103e+003 | 1.4426e-07 | 3031.8864 | 3.031886434304103e+003 | 2.6168e-06 |  | 3.031886434304103e+003 | 5.2277e-06 |  | 3.031886434304103e+003 | 4.5279e-06 |  | 3033.9887 | 4.0012e-06 | 27.7357 | 4.0012e-06
3.033988706345618e+003 | 1.4425e-07 | 3033.9887 | 3.033988706345618e+003 | 2.6165e-06 |  | 3.033988706345618e+003 | 5.2272e-06 |  | 3.033988706345618e+003 | 4.5274e-06 |  | 3036.0924 | 4.0012e-06 | 27.7376 | 4.0012e-06
3.036092436076209e+003 | 1.4424e-07 | 3036.0924 | 3.036092436076209e+003 | 2.6162e-06 |  | 3.036092436076209e+003 | 5.2267e-06 |  | 3.036092436076209e+003 | 4.527e-06 |  | 3038.1976 | 4.0012e-06 | 27.7396 | 4.0012e-06
3.038197624506620e+003 | 1.4423e-07 | 3038.1976 | 3.038197624506620e+003 | 2.6159e-06 |  | 3.038197624506620e+003 | 5.2261e-06 |  | 3.038197624506620e+003 | 4.5265e-06 |  | 3040.3043 | 4.0012e-06 | 27.7415 | 4.0012e-06
3.040304272648295e+003 | 1.4422e-07 | 3040.3043 | 3.040304272648295e+003 | 2.6157e-06 |  | 3.040304272648295e+003 | 5.2256e-06 |  | 3.040304272648295e+003 | 4.526e-06 |  | 3042.4124 | 4.0012e-06 | 27.7434 | 4.0012e-06
3.042412381513380e+003 | 1.4421e-07 | 3042.4124 | 3.042412381513380e+003 | 2.6154e-06 |  | 3.042412381513380e+003 | 5.225e-06 |  | 3.042412381513380e+003 | 4.5255e-06 |  | 3044.522 | 4.0012e-06 | 27.7454 | 4.0012e-06
3.044521952114721e+003 | 1.442e-07 | 3044.522 | 3.044521952114721e+003 | 2.6151e-06 |  | 3.044521952114721e+003 | 5.2245e-06 |  | 3.044521952114721e+003 | 4.5251e-06 |  | 3046.633 | 4.0012e-06 | 27.7473 | 4.0012e-06
3.046632985465869e+003 | 1.4419e-07 | 3046.633 | 3.046632985465869e+003 | 2.6148e-06 |  | 3.046632985465869e+003 | 5.2239e-06 |  | 3.046632985465869e+003 | 4.5246e-06 |  | 3048.7455 | 4.0012e-06 | 27.7493 | 4.0012e-06
3.048745482581076e+003 | 1.4418e-07 | 3048.7455 | 3.048745482581076e+003 | 2.6146e-06 |  | 3.048745482581076e+003 | 5.2234e-06 |  | 3.048745482581076e+003 | 4.5241e-06 |  | 3050.8594 | 4.0012e-06 | 27.7512 | 4.0012e-06
3.050859444475297e+003 | 1.4417e-07 | 3050.8594 | 3.050859444475297e+003 | 2.6143e-06 |  | 3.050859444475297e+003 | 5.2228e-06 |  | 3.050859444475297e+003 | 4.5236e-06 |  | 3052.9749 | 4.0012e-06 | 27.7532 | 4.0012e-06
3.052974872164192e+003 | 1.4416e-07 | 3052.9749 | 3.052974872164192e+003 | 2.614e-06 |  | 3.052974872164192e+003 | 5.2222e-06 |  | 3.052974872164192e+003 | 4.5232e-06 |  | 3055.0918 | 4.0012e-06 | 27.7551 | 4.0012e-06
3.055091766664124e+003 | 1.4415e-07 | 3055.0918 | 3.055091766664124e+003 | 2.6137e-06 |  | 3.055091766664124e+003 | 5.2217e-06 |  | 3.055091766664124e+003 | 4.5227e-06 |  | 3057.2101 | 4.0012e-06 | 27.7571 | 4.0012e-06
3.057210128992162e+003 | 1.4414e-07 | 3057.2101 | 3.057210128992162e+003 | 2.6135e-06 |  | 3.057210128992162e+003 | 5.2211e-06 |  | 3.057210128992162e+003 | 4.5222e-06 |  | 3059.33 | 4.0012e-06 | 27.759 | 4.0012e-06
3.059329960166080e+003 | 1.4413e-07 | 3059.33 | 3.059329960166080e+003 | 2.6132e-06 |  | 3.059329960166080e+003 | 5.2206e-06 |  | 3.059329960166080e+003 | 4.5217e-06 |  | 3061.4513 | 4.0012e-06 | 27.761 | 4.0012e-06
3.061451261204356e+003 | 1.4412e-07 | 3061.4513 | 3.061451261204356e+003 | 2.6129e-06 |  | 3.061451261204356e+003 | 5.22e-06 |  | 3.061451261204356e+003 | 4.5212e-06 |  | 3063.574 | 4.0012e-06 | 27.763 | 4.0012e-06
3.063574033126177e+003 | 1.4411e-07 | 3063.574 | 3.063574033126177e+003 | 2.6126e-06 |  | 3.063574033126177e+003 | 5.2195e-06 |  | 3.063574033126177e+003 | 4.5208e-06 |  | 3065.6983 | 4.0012e-06 | 27.7649 | 4.0012e-06
3.065698276951434e+003 | 1.441e-07 | 3065.6983 | 3.065698276951434e+003 | 2.6123e-06 |  | 3.065698276951434e+003 | 5.2189e-06 |  | 3.065698276951434e+003 | 4.5203e-06 |  | 3067.824 | 4.0012e-06 | 27.7669 | 4.0012e-06
3.067823993700727e+003 | 1.4409e-07 | 3067.824 | 3.067823993700727e+003 | 2.6121e-06 |  | 3.067823993700727e+003 | 5.2184e-06 |  | 3.067823993700727e+003 | 4.5198e-06 |  | 3069.9512 | 4.0012e-06 | 27.7689 | 4.0012e-06
3.069951184395364e+003 | 1.4408e-07 | 3069.9512 | 3.069951184395364e+003 | 2.6118e-06 |  | 3.069951184395364e+003 | 5.2178e-06 |  | 3.069951184395364e+003 | 4.5193e-06 |  | 3072.0799 | 4.0012e-06 | 27.7708 | 4.0012e-06
3.072079850057358e+003 | 1.4407e-07 | 3072.0799 | 3.072079850057358e+003 | 2.6115e-06 |  | 3.072079850057358e+003 | 5.2172e-06 |  | 3.072079850057358e+003 | 4.5188e-06 |  | 3074.21 | 4.0012e-06 | 27.7728 | 4.0012e-06
3.074209991709434e+003 | 1.4406e-07 | 3074.21 | 3.074209991709434e+003 | 2.6112e-06 |  | 3.074209991709434e+003 | 5.2167e-06 |  | 3.074209991709434e+003 | 4.5183e-06 |  | 3076.3416 | 4.0012e-06 | 27.7748 | 4.0012e-06
3.076341610375026e+003 | 1.4405e-07 | 3076.3416 | 3.076341610375026e+003 | 2.6109e-06 |  | 3.076341610375026e+003 | 5.2161e-06 |  | 3.076341610375026e+003 | 4.5178e-06 |  | 3078.4747 | 4.0012e-06 | 27.7768 | 4.0012e-06
3.078474707078275e+003 | 1.4404e-07 | 3078.4747 | 3.078474707078275e+003 | 2.6107e-06 |  | 3.078474707078275e+003 | 5.2156e-06 |  | 3.078474707078275e+003 | 4.5174e-06 |  | 3080.6093 | 4.0012e-06 | 27.7788 | 4.0012e-06
3.080609282844035e+003 | 1.4403e-07 | 3080.6093 | 3.080609282844035e+003 | 2.6104e-06 |  | 3.080609282844035e+003 | 5.215e-06 |  | 3.080609282844035e+003 | 4.5169e-06 |  | 3082.7453 | 4.0012e-06 | 27.7807 | 4.0012e-06
3.082745338697868e+003 | 1.4402e-07 | 3082.7453 | 3.082745338697868e+003 | 2.6101e-06 |  | 3.082745338697868e+003 | 5.2144e-06 |  | 3.082745338697868e+003 | 4.5164e-06 |  | 3084.8829 | 4.0012e-06 | 27.7827 | 4.0012e-06
3.084882875666050e+003 | 1.4401e-07 | 3084.8829 | 3.084882875666050e+003 | 2.6098e-06 |  | 3.084882875666050e+003 | 5.2139e-06 |  | 3.084882875666050e+003 | 4.5159e-06 |  | 3087.0219 | 4.0012e-06 | 27.7847 | 4.0012e-06
3.087021894775567e+003 | 1.44e-07 | 3087.0219 | 3.087021894775567e+003 | 2.6095e-06 |  | 3.087021894775567e+003 | 5.2133e-06 |  | 3.087021894775567e+003 | 4.5154e-06 |  | 3089.1624 | 4.0012e-06 | 27.7867 | 4.0012e-06
3.089162397054116e+003 | 1.4399e-07 | 3089.1624 | 3.089162397054116e+003 | 2.6093e-06 |  | 3.089162397054116e+003 | 5.2127e-06 |  | 3.089162397054116e+003 | 4.5149e-06 |  | 3091.3044 | 4.0012e-06 | 27.7887 | 4.0012e-06
3.091304383530109e+003 | 1.4397e-07 | 3091.3044 | 3.091304383530109e+003 | 2.609e-06 |  | 3.091304383530109e+003 | 5.2122e-06 |  | 3.091304383530109e+003 | 4.5144e-06 |  | 3093.4479 | 4.0012e-06 | 27.7907 | 4.0012e-06
3.093447855232669e+003 | 1.4396e-07 | 3093.4479 | 3.093447855232669e+003 | 2.6087e-06 |  | 3.093447855232669e+003 | 5.2116e-06 |  | 3.093447855232669e+003 | 4.5139e-06 |  | 3095.5928 | 4.0012e-06 | 27.7927 | 4.0012e-06
3.095592813191634e+003 | 1.4395e-07 | 3095.5928 | 3.095592813191634e+003 | 2.6084e-06 |  | 3.095592813191634e+003 | 5.2111e-06 |  | 3.095592813191634e+003 | 4.5135e-06 |  | 3097.7393 | 4.0012e-06 | 27.7947 | 4.0012e-06
3.097739258437556e+003 | 1.4394e-07 | 3097.7393 | 3.097739258437556e+003 | 2.6081e-06 |  | 3.097739258437556e+003 | 5.2105e-06 |  | 3.097739258437556e+003 | 4.513e-06 |  | 3099.8872 | 4.0012e-06 | 27.7967 | 4.0012e-06
3.099887192001700e+003 | 1.4393e-07 | 3099.8872 | 3.099887192001700e+003 | 2.6078e-06 |  | 3.099887192001700e+003 | 5.2099e-06 |  | 3.099887192001700e+003 | 4.5125e-06 |  | 3102.0366 | 4.0012e-06 | 27.7987 | 4.0012e-06
3.102036614916049e+003 | 1.4392e-07 | 3102.0366 | 3.102036614916049e+003 | 2.6076e-06 |  | 3.102036614916049e+003 | 5.2093e-06 |  | 3.102036614916049e+003 | 4.512e-06 |  | 3104.1875 | 4.0012e-06 | 27.8008 | 4.0012e-06
3.104187528213298e+003 | 1.4391e-07 | 3104.1875 | 3.104187528213298e+003 | 2.6073e-06 |  | 3.104187528213298e+003 | 5.2088e-06 |  | 3.104187528213298e+003 | 4.5115e-06 |  | 3106.3399 | 4.0012e-06 | 27.8028 | 4.0012e-06
3.106339932926860e+003 | 1.439e-07 | 3106.3399 | 3.106339932926860e+003 | 2.607e-06 |  | 3.106339932926860e+003 | 5.2082e-06 |  | 3.106339932926860e+003 | 4.511e-06 |  | 3108.4938 | 4.0012e-06 | 27.8048 | 4.0012e-06
3.108493830090865e+003 | 1.4389e-07 | 3108.4938 | 3.108493830090865e+003 | 2.6067e-06 |  | 3.108493830090865e+003 | 5.2076e-06 |  | 3.108493830090865e+003 | 4.5105e-06 |  | 3110.6492 | 4.0012e-06 | 27.8068 | 4.0012e-06
3.110649220740159e+003 | 1.4388e-07 | 3110.6492 | 3.110649220740159e+003 | 2.6064e-06 |  | 3.110649220740159e+003 | 5.2071e-06 |  | 3.110649220740159e+003 | 4.51e-06 |  | 3112.8061 | 4.0012e-06 | 27.8088 | 4.0012e-06
3.112806105910307e+003 | 1.4387e-07 | 3112.8061 | 3.112806105910307e+003 | 2.6061e-06 |  | 3.112806105910307e+003 | 5.2065e-06 |  | 3.112806105910307e+003 | 4.5095e-06 |  | 3114.9645 | 4.0012e-06 | 27.8109 | 4.0012e-06
3.114964486637589e+003 | 1.4386e-07 | 3114.9645 | 3.114964486637589e+003 | 2.6058e-06 |  | 3.114964486637589e+003 | 5.2059e-06 |  | 3.114964486637589e+003 | 4.509e-06 |  | 3117.1244 | 4.0012e-06 | 27.8129 | 4.0012e-06
3.117124363959008e+003 | 1.4385e-07 | 3117.1244 | 3.117124363959008e+003 | 2.6056e-06 |  | 3.117124363959008e+003 | 5.2054e-06 |  | 3.117124363959008e+003 | 4.5085e-06 |  | 3119.2857 | 4.0012e-06 | 27.8149 | 4.0012e-06
3.119285738912281e+003 | 1.4384e-07 | 3119.2857 | 3.119285738912281e+003 | 2.6053e-06 |  | 3.119285738912281e+003 | 5.2048e-06 |  | 3.119285738912281e+003 | 4.508e-06 |  | 3121.4486 | 4.0012e-06 | 27.817 | 4.0012e-06
3.121448612535850e+003 | 1.4383e-07 | 3121.4486 | 3.121448612535850e+003 | 2.605e-06 |  | 3.121448612535850e+003 | 5.2042e-06 |  | 3.121448612535850e+003 | 4.5075e-06 |  | 3123.613 | 4.0012e-06 | 27.819 | 4.0012e-06
3.123612985868872e+003 | 1.4382e-07 | 3123.613 | 3.123612985868872e+003 | 2.6047e-06 |  | 3.123612985868872e+003 | 5.2036e-06 |  | 3.123612985868872e+003 | 4.507e-06 |  | 3125.7789 | 4.0012e-06 | 27.821 | 4.0012e-06
3.125778859951227e+003 | 1.4381e-07 | 3125.7789 | 3.125778859951227e+003 | 2.6044e-06 |  | 3.125778859951227e+003 | 5.2031e-06 |  | 3.125778859951227e+003 | 4.5065e-06 |  | 3127.9462 | 4.0011e-06 | 27.8231 | 4.0012e-06
3.127946235823517e+003 | 1.438e-07 | 3127.9462 | 3.127946235823517e+003 | 2.6041e-06 |  | 3.127946235823517e+003 | 5.2025e-06 |  | 3.127946235823517e+003 | 4.506e-06 |  | 3130.1151 | 4.0011e-06 | 27.8251 | 4.0011e-06
3.130115114527064e+003 | 1.4379e-07 | 3130.1151 | 3.130115114527064e+003 | 2.6038e-06 |  | 3.130115114527064e+003 | 5.2019e-06 |  | 3.130115114527064e+003 | 4.5055e-06 |  | 3132.2855 | 4.0011e-06 | 27.8272 | 4.0011e-06
3.132285497103911e+003 | 1.4378e-07 | 3132.2855 | 3.132285497103911e+003 | 2.6035e-06 |  | 3.132285497103911e+003 | 5.2013e-06 |  | 3.132285497103911e+003 | 4.505e-06 |  | 3134.4574 | 4.0011e-06 | 27.8292 | 4.0011e-06
3.134457384596826e+003 | 1.4376e-07 | 3134.4574 | 3.134457384596826e+003 | 2.6033e-06 |  | 3.134457384596826e+003 | 5.2007e-06 |  | 3.134457384596826e+003 | 4.5045e-06 |  | 3136.6308 | 4.0011e-06 | 27.8313 | 4.0011e-06
3.136630778049298e+003 | 1.4375e-07 | 3136.6308 | 3.136630778049298e+003 | 2.603e-06 |  | 3.136630778049298e+003 | 5.2002e-06 |  | 3.136630778049298e+003 | 4.504e-06 |  | 3138.8057 | 4.0011e-06 | 27.8333 | 4.0011e-06
3.138805678505542e+003 | 1.4374e-07 | 3138.8057 | 3.138805678505542e+003 | 2.6027e-06 |  | 3.138805678505542e+003 | 5.1996e-06 |  | 3.138805678505542e+003 | 4.5035e-06 |  | 3140.9821 | 4.0011e-06 | 27.8354 | 4.0011e-06
3.140982087010495e+003 | 1.4373e-07 | 3140.9821 | 3.140982087010495e+003 | 2.6024e-06 |  | 3.140982087010495e+003 | 5.199e-06 |  | 3.140982087010495e+003 | 4.503e-06 |  | 3143.16 | 4.0011e-06 | 27.8375 | 4.0011e-06
3.143160004609818e+003 | 1.4372e-07 | 3143.16 | 3.143160004609818e+003 | 2.6021e-06 |  | 3.143160004609818e+003 | 5.1984e-06 |  | 3.143160004609818e+003 | 4.5025e-06 |  | 3145.3394 | 4.0011e-06 | 27.8395 | 4.0011e-06
3.145339432349900e+003 | 1.4371e-07 | 3145.3394 | 3.145339432349900e+003 | 2.6018e-06 |  | 3.145339432349900e+003 | 5.1978e-06 |  | 3.145339432349900e+003 | 4.502e-06 |  | 3147.5204 | 4.0011e-06 | 27.8416 | 4.0011e-06
3.147520371277852e+003 | 1.437e-07 | 3147.5204 | 3.147520371277852e+003 | 2.6015e-06 |  | 3.147520371277852e+003 | 5.1973e-06 |  | 3.147520371277852e+003 | 4.5015e-06 |  | 3149.7028 | 4.0011e-06 | 27.8436 | 4.0011e-06
3.149702822441513e+003 | 1.4369e-07 | 3149.7028 | 3.149702822441513e+003 | 2.6012e-06 |  | 3.149702822441513e+003 | 5.1967e-06 |  | 3.149702822441513e+003 | 4.501e-06 |  | 3151.8868 | 4.0011e-06 | 27.8457 | 4.0011e-06
3.151886786889449e+003 | 1.4368e-07 | 3151.8868 | 3.151886786889449e+003 | 2.6009e-06 |  | 3.151886786889449e+003 | 5.1961e-06 |  | 3.151886786889449e+003 | 4.5005e-06 |  | 3154.0723 | 4.0011e-06 | 27.8478 | 4.0011e-06
3.154072265670951e+003 | 1.4367e-07 | 3154.0723 | 3.154072265670951e+003 | 2.6006e-06 |  | 3.154072265670951e+003 | 5.1955e-06 |  | 3.154072265670951e+003 | 4.5e-06 |  | 3156.2593 | 4.0011e-06 | 27.8499 | 4.0011e-06
3.156259259836041e+003 | 1.4366e-07 | 3156.2593 | 3.156259259836041e+003 | 2.6003e-06 |  | 3.156259259836041e+003 | 5.1949e-06 |  | 3.156259259836041e+003 | 4.4995e-06 |  | 3158.4478 | 4.0011e-06 | 27.852 | 4.0011e-06
3.158447770435465e+003 | 1.4365e-07 | 3158.4478 | 3.158447770435465e+003 | 2.6001e-06 |  | 3.158447770435465e+003 | 5.1943e-06 |  | 3.158447770435465e+003 | 4.499e-06 |  | 3160.6378 | 4.0011e-06 | 27.854 | 4.0011e-06
3.160637798520701e+003 | 1.4364e-07 | 3160.6378 | 3.160637798520701e+003 | 2.5998e-06 |  | 3.160637798520701e+003 | 5.1938e-06 |  | 3.160637798520701e+003 | 4.4985e-06 |  | 3162.8293 | 4.0011e-06 | 27.8561 | 4.0011e-06
3.162829345143954e+003 | 1.4363e-07 | 3162.8293 | 3.162829345143954e+003 | 2.5995e-06 |  | 3.162829345143954e+003 | 5.1932e-06 |  | 3.162829345143954e+003 | 4.498e-06 |  | 3165.0224 | 4.0011e-06 | 27.8582 | 4.0011e-06
3.165022411358159e+003 | 1.4361e-07 | 3165.0224 | 3.165022411358159e+003 | 2.5992e-06 |  | 3.165022411358159e+003 | 5.1926e-06 |  | 3.165022411358159e+003 | 4.4975e-06 |  | 3167.217 | 4.0011e-06 | 27.8603 | 4.0011e-06
3.167216998216981e+003 | 1.436e-07 | 3167.217 | 3.167216998216981e+003 | 2.5989e-06 |  | 3.167216998216981e+003 | 5.192e-06 |  | 3.167216998216981e+003 | 4.497e-06 |  | 3169.4131 | 4.0011e-06 | 27.8624 | 4.0011e-06
3.169413106774817e+003 | 1.4359e-07 | 3169.4131 | 3.169413106774817e+003 | 2.5986e-06 |  | 3.169413106774817e+003 | 5.1914e-06 |  | 3.169413106774817e+003 | 4.4964e-06 |  | 3171.6107 | 4.0011e-06 | 27.8645 | 4.0011e-06
3.171610738086793e+003 | 1.4358e-07 | 3171.6107 | 3.171610738086793e+003 | 2.5983e-06 |  | 3.171610738086793e+003 | 5.1908e-06 |  | 3.171610738086793e+003 | 4.4959e-06 |  | 3173.8099 | 4.0011e-06 | 27.8666 | 4.0011e-06
3.173809893208769e+003 | 1.4357e-07 | 3173.8099 | 3.173809893208769e+003 | 2.598e-06 |  | 3.173809893208769e+003 | 5.1902e-06 |  | 3.173809893208769e+003 | 4.4954e-06 |  | 3176.0106 | 4.0011e-06 | 27.8687 | 4.0011e-06
3.176010573197335e+003 | 1.4356e-07 | 3176.0106 | 3.176010573197335e+003 | 2.5977e-06 |  | 3.176010573197335e+003 | 5.1896e-06 |  | 3.176010573197335e+003 | 4.4949e-06 |  | 3178.2128 | 4.0011e-06 | 27.8708 | 4.0011e-06
3.178212779109813e+003 | 1.4355e-07 | 3178.2128 | 3.178212779109813e+003 | 2.5974e-06 |  | 3.178212779109813e+003 | 5.189e-06 |  | 3.178212779109813e+003 | 4.4944e-06 |  | 3180.4165 | 4.0011e-06 | 27.8729 | 4.0011e-06
3.180416512004261e+003 | 1.4354e-07 | 3180.4165 | 3.180416512004261e+003 | 2.5971e-06 |  | 3.180416512004261e+003 | 5.1884e-06 |  | 3.180416512004261e+003 | 4.4939e-06 |  | 3182.6218 | 4.0011e-06 | 27.875 | 4.0011e-06
3.182621772939469e+003 | 1.4353e-07 | 3182.6218 | 3.182621772939469e+003 | 2.5968e-06 |  | 3.182621772939469e+003 | 5.1879e-06 |  | 3.182621772939469e+003 | 4.4934e-06 |  | 3184.8286 | 4.0011e-06 | 27.8771 | 4.0011e-06
3.184828562974962e+003 | 1.4352e-07 | 3184.8286 | 3.184828562974962e+003 | 2.5965e-06 |  | 3.184828562974962e+003 | 5.1873e-06 |  | 3.184828562974962e+003 | 4.4929e-06 |  | 3187.0369 | 4.0011e-06 | 27.8792 | 4.0011e-06
3.187036883170997e+003 | 1.4351e-07 | 3187.0369 | 3.187036883170997e+003 | 2.5962e-06 |  | 3.187036883170997e+003 | 5.1867e-06 |  | 3.187036883170997e+003 | 4.4923e-06 |  | 3189.2467 | 4.0011e-06 | 27.8813 | 4.0011e-06
3.189246734588570e+003 | 1.4349e-07 | 3189.2467 | 3.189246734588570e+003 | 2.5959e-06 |  | 3.189246734588570e+003 | 5.1861e-06 |  | 3.189246734588570e+003 | 4.4918e-06 |  | 3191.4581 | 4.0011e-06 | 27.8835 | 4.0011e-06
3.191458118289410e+003 | 1.4348e-07 | 3191.4581 | 3.191458118289410e+003 | 2.5956e-06 |  | 3.191458118289410e+003 | 5.1855e-06 |  | 3.191458118289410e+003 | 4.4913e-06 |  | 3193.671 | 4.0011e-06 | 27.8856 | 4.0011e-06
3.193671035335983e+003 | 1.4347e-07 | 3193.671 | 3.193671035335983e+003 | 2.5953e-06 |  | 3.193671035335983e+003 | 5.1849e-06 |  | 3.193671035335983e+003 | 4.4908e-06 |  | 3195.8855 | 4.0011e-06 | 27.8877 | 4.0011e-06
3.195885486791492e+003 | 1.4346e-07 | 3195.8855 | 3.195885486791492e+003 | 2.595e-06 |  | 3.195885486791492e+003 | 5.1843e-06 |  | 3.195885486791492e+003 | 4.4903e-06 |  | 3198.1015 | 4.0011e-06 | 27.8898 | 4.0011e-06
3.198101473719877e+003 | 1.4345e-07 | 3198.1015 | 3.198101473719877e+003 | 2.5947e-06 |  | 3.198101473719877e+003 | 5.1837e-06 |  | 3.198101473719877e+003 | 4.4898e-06 |  | 3200.319 | 4.0011e-06 | 27.892 | 4.0011e-06
3.200318997185815e+003 | 1.4344e-07 | 3200.319 | 3.200318997185815e+003 | 2.5944e-06 |  | 3.200318997185815e+003 | 5.1831e-06 |  | 3.200318997185815e+003 | 4.4892e-06 |  | 3202.5381 | 4.0011e-06 | 27.8941 | 4.0011e-06
3.202538058254722e+003 | 1.4343e-07 | 3202.5381 | 3.202538058254722e+003 | 2.5941e-06 |  | 3.202538058254722e+003 | 5.1825e-06 |  | 3.202538058254722e+003 | 4.4887e-06 |  | 3204.7587 | 4.0011e-06 | 27.8962 | 4.0011e-06
3.204758657992753e+003 | 1.4342e-07 | 3204.7587 | 3.204758657992753e+003 | 2.5938e-06 |  | 3.204758657992753e+003 | 5.1819e-06 |  | 3.204758657992753e+003 | 4.4882e-06 |  | 3206.9808 | 4.0011e-06 | 27.8984 | 4.0011e-06
3.206980797466802e+003 | 1.4341e-07 | 3206.9808 | 3.206980797466802e+003 | 2.5935e-06 |  | 3.206980797466802e+003 | 5.1813e-06 |  | 3.206980797466802e+003 | 4.4877e-06 |  | 3209.2045 | 4.0011e-06 | 27.9005 | 4.0011e-06
3.209204477744502e+003 | 1.434e-07 | 3209.2045 | 3.209204477744502e+003 | 2.5932e-06 |  | 3.209204477744502e+003 | 5.1807e-06 |  | 3.209204477744502e+003 | 4.4872e-06 |  | 3211.4297 | 4.0011e-06 | 27.9027 | 4.0011e-06
3.211429699894228e+003 | 1.4338e-07 | 3211.4297 | 3.211429699894228e+003 | 2.5929e-06 |  | 3.211429699894228e+003 | 5.1801e-06 |  | 3.211429699894228e+003 | 4.4866e-06 |  | 3213.6565 | 4.0011e-06 | 27.9048 | 4.0011e-06
3.213656464985093e+003 | 1.4337e-07 | 3213.6565 | 3.213656464985093e+003 | 2.5926e-06 |  | 3.213656464985093e+003 | 5.1795e-06 |  | 3.213656464985093e+003 | 4.4861e-06 |  | 3215.8848 | 4.0011e-06 | 27.907 | 4.0011e-06
3.215884774086956e+003 | 1.4336e-07 | 3215.8848 | 3.215884774086956e+003 | 2.5923e-06 |  | 3.215884774086956e+003 | 5.1789e-06 |  | 3.215884774086956e+003 | 4.4856e-06 |  | 3218.1146 | 4.0011e-06 | 27.9091 | 4.0011e-06
3.218114628270411e+003 | 1.4335e-07 | 3218.1146 | 3.218114628270411e+003 | 2.592e-06 |  | 3.218114628270411e+003 | 5.1783e-06 |  | 3.218114628270411e+003 | 4.4851e-06 |  | 3220.346 | 4.0011e-06 | 27.9113 | 4.0011e-06
3.220346028606801e+003 | 1.4334e-07 | 3220.346 | 3.220346028606801e+003 | 2.5917e-06 |  | 3.220346028606801e+003 | 5.1777e-06 |  | 3.220346028606801e+003 | 4.4845e-06 |  | 3222.579 | 4.0011e-06 | 27.9134 | 4.0011e-06
3.222578976168209e+003 | 1.4333e-07 | 3222.579 | 3.222578976168209e+003 | 2.5914e-06 |  | 3.222578976168209e+003 | 5.1771e-06 |  | 3.222578976168209e+003 | 4.484e-06 |  | 3224.8135 | 4.0011e-06 | 27.9156 | 4.0011e-06
3.224813472027460e+003 | 1.4332e-07 | 3224.8135 | 3.224813472027460e+003 | 2.5911e-06 |  | 3.224813472027460e+003 | 5.1765e-06 |  | 3.224813472027460e+003 | 4.4835e-06 |  | 3227.0495 | 4.0011e-06 | 27.9178 | 4.0011e-06
3.227049517258125e+003 | 1.4331e-07 | 3227.0495 | 3.227049517258125e+003 | 2.5908e-06 |  | 3.227049517258125e+003 | 5.1758e-06 |  | 3.227049517258125e+003 | 4.483e-06 |  | 3229.2871 | 4.0011e-06 | 27.9199 | 4.0011e-06
3.229287112934518e+003 | 1.433e-07 | 3229.2871 | 3.229287112934518e+003 | 2.5905e-06 |  | 3.229287112934518e+003 | 5.1752e-06 |  | 3.229287112934518e+003 | 4.4824e-06 |  | 3231.5263 | 4.0011e-06 | 27.9221 | 4.0011e-06
3.231526260131700e+003 | 1.4328e-07 | 3231.5263 | 3.231526260131700e+003 | 2.5902e-06 |  | 3.231526260131700e+003 | 5.1746e-06 |  | 3.231526260131700e+003 | 4.4819e-06 |  | 3233.767 | 4.0011e-06 | 27.9243 | 4.0011e-06
3.233766959925476e+003 | 1.4327e-07 | 3233.767 | 3.233766959925476e+003 | 2.5899e-06 |  | 3.233766959925476e+003 | 5.174e-06 |  | 3.233766959925476e+003 | 4.4814e-06 |  | 3236.0092 | 4.0011e-06 | 27.9264 | 4.0011e-06
3.236009213392395e+003 | 1.4326e-07 | 3236.0092 | 3.236009213392395e+003 | 2.5896e-06 |  | 3.236009213392395e+003 | 5.1734e-06 |  | 3.236009213392395e+003 | 4.4809e-06 |  | 3238.253 | 4.0011e-06 | 27.9286 | 4.0011e-06
3.238253021609757e+003 | 1.4325e-07 | 3238.253 | 3.238253021609757e+003 | 2.5893e-06 |  | 3.238253021609757e+003 | 5.1728e-06 |  | 3.238253021609757e+003 | 4.4803e-06 |  | 3240.4984 | 4.0011e-06 | 27.9308 | 4.0011e-06
3.240498385655605e+003 | 1.4324e-07 | 3240.4984 | 3.240498385655605e+003 | 2.589e-06 |  | 3.240498385655605e+003 | 5.1722e-06 |  | 3.240498385655605e+003 | 4.4798e-06 |  | 3242.7453 | 4.0011e-06 | 27.933 | 4.0011e-06
3.242745306608731e+003 | 1.4323e-07 | 3242.7453 | 3.242745306608731e+003 | 2.5887e-06 |  | 3.242745306608731e+003 | 5.1716e-06 |  | 3.242745306608731e+003 | 4.4793e-06 |  | 3244.9938 | 4.0011e-06 | 27.9352 | 4.0011e-06
3.244993785548676e+003 | 1.4322e-07 | 3244.9938 | 3.244993785548676e+003 | 2.5884e-06 |  | 3.244993785548676e+003 | 5.171e-06 |  | 3.244993785548676e+003 | 4.4787e-06 |  | 3247.2438 | 4.0011e-06 | 27.9374 | 4.0011e-06
3.247243823555728e+003 | 1.4321e-07 | 3247.2438 | 3.247243823555728e+003 | 2.5881e-06 |  | 3.247243823555728e+003 | 5.1704e-06 |  | 3.247243823555728e+003 | 4.4782e-06 |  | 3249.4954 | 4.0011e-06 | 27.9396 | 4.0011e-06
3.249495421710924e+003 | 1.4319e-07 | 3249.4954 | 3.249495421710924e+003 | 2.5877e-06 |  | 3.249495421710924e+003 | 5.1697e-06 |  | 3.249495421710924e+003 | 4.4777e-06 |  | 3251.7486 | 4.0011e-06 | 27.9418 | 4.0011e-06
3.251748581096051e+003 | 1.4318e-07 | 3251.7486 | 3.251748581096051e+003 | 2.5874e-06 |  | 3.251748581096051e+003 | 5.1691e-06 |  | 3.251748581096051e+003 | 4.4771e-06 |  | 3254.0033 | 4.0011e-06 | 27.944 | 4.0011e-06
3.254003302793647e+003 | 1.4317e-07 | 3254.0033 | 3.254003302793647e+003 | 2.5871e-06 |  | 3.254003302793647e+003 | 5.1685e-06 |  | 3.254003302793647e+003 | 4.4766e-06 |  | 3256.2596 | 4.0011e-06 | 27.9462 | 4.0011e-06
3.256259587887001e+003 | 1.4316e-07 | 3256.2596 | 3.256259587887001e+003 | 2.5868e-06 |  | 3.256259587887001e+003 | 5.1679e-06 |  | 3.256259587887001e+003 | 4.4761e-06 |  | 3258.5174 | 4.0011e-06 | 27.9484 | 4.0011e-06
3.258517437460149e+003 | 1.4315e-07 | 3258.5174 | 3.258517437460149e+003 | 2.5865e-06 |  | 3.258517437460149e+003 | 5.1673e-06 |  | 3.258517437460149e+003 | 4.4755e-06 |  | 3260.7769 | 4.0011e-06 | 27.9506 | 4.0011e-06
3.260776852597885e+003 | 1.4314e-07 | 3260.7769 | 3.260776852597885e+003 | 2.5862e-06 |  | 3.260776852597885e+003 | 5.1667e-06 |  | 3.260776852597885e+003 | 4.475e-06 |  | 3263.0378 | 4.0011e-06 | 27.9528 | 4.0011e-06
3.263037834385749e+003 | 1.4313e-07 | 3263.0378 | 3.263037834385749e+003 | 2.5859e-06 |  | 3.263037834385749e+003 | 5.166e-06 |  | 3.263037834385749e+003 | 4.4745e-06 |  | 3265.3004 | 4.0011e-06 | 27.955 | 4.0011e-06
3.265300383910038e+003 | 1.4312e-07 | 3265.3004 | 3.265300383910038e+003 | 2.5856e-06 |  | 3.265300383910038e+003 | 5.1654e-06 |  | 3.265300383910038e+003 | 4.4739e-06 |  | 3267.5645 | 4.0011e-06 | 27.9572 | 4.0011e-06
3.267564502257802e+003 | 1.431e-07 | 3267.5645 | 3.267564502257802e+003 | 2.5853e-06 |  | 3.267564502257802e+003 | 5.1648e-06 |  | 3.267564502257802e+003 | 4.4734e-06 |  | 3269.8302 | 4.0011e-06 | 27.9594 | 4.0011e-06
3.269830190516841e+003 | 1.4309e-07 | 3269.8302 | 3.269830190516841e+003 | 2.585e-06 |  | 3.269830190516841e+003 | 5.1642e-06 |  | 3.269830190516841e+003 | 4.4729e-06 |  | 3272.0974 | 4.0011e-06 | 27.9616 | 4.0011e-06
3.272097449775712e+003 | 1.4308e-07 | 3272.0974 | 3.272097449775712e+003 | 2.5847e-06 |  | 3.272097449775712e+003 | 5.1636e-06 |  | 3.272097449775712e+003 | 4.4723e-06 |  | 3274.3663 | 4.0011e-06 | 27.9639 | 4.0011e-06
3.274366281123729e+003 | 1.4307e-07 | 3274.3663 | 3.274366281123729e+003 | 2.5843e-06 |  | 3.274366281123729e+003 | 5.1629e-06 |  | 3.274366281123729e+003 | 4.4718e-06 |  | 3276.6367 | 4.0011e-06 | 27.9661 | 4.0011e-06
3.276636685650957e+003 | 1.4306e-07 | 3276.6367 | 3.276636685650957e+003 | 2.584e-06 |  | 3.276636685650957e+003 | 5.1623e-06 |  | 3.276636685650957e+003 | 4.4713e-06 |  | 3278.9087 | 4.0011e-06 | 27.9683 | 4.0011e-06
3.278908664448219e+003 | 1.4305e-07 | 3278.9087 | 3.278908664448219e+003 | 2.5837e-06 |  | 3.278908664448219e+003 | 5.1617e-06 |  | 3.278908664448219e+003 | 4.4707e-06 |  | 3281.1822 | 4.0011e-06 | 27.9706 | 4.0011e-06
3.281182218607095e+003 | 1.4304e-07 | 3281.1822 | 3.281182218607095e+003 | 2.5834e-06 |  | 3.281182218607095e+003 | 5.1611e-06 |  | 3.281182218607095e+003 | 4.4702e-06 |  | 3283.4573 | 4.0011e-06 | 27.9728 | 4.0011e-06
3.283457349219919e+003 | 1.4302e-07 | 3283.4573 | 3.283457349219919e+003 | 2.5831e-06 |  | 3.283457349219919e+003 | 5.1604e-06 |  | 3.283457349219919e+003 | 4.4696e-06 |  | 3285.7341 | 4.0011e-06 | 27.975 | 4.0011e-06
3.285734057379787e+003 | 1.4301e-07 | 3285.7341 | 3.285734057379787e+003 | 2.5828e-06 |  | 3.285734057379787e+003 | 5.1598e-06 |  | 3.285734057379787e+003 | 4.4691e-06 |  | 3288.0123 | 4.0011e-06 | 27.9773 | 4.0011e-06
3.288012344180548e+003 | 1.43e-07 | 3288.0123 | 3.288012344180548e+003 | 2.5825e-06 |  | 3.288012344180548e+003 | 5.1592e-06 |  | 3.288012344180548e+003 | 4.4685e-06 |  | 3290.2922 | 4.0011e-06 | 27.9795 | 4.0011e-06
3.290292210716813e+003 | 1.4299e-07 | 3290.2922 | 3.290292210716813e+003 | 2.5822e-06 |  | 3.290292210716813e+003 | 5.1586e-06 |  | 3.290292210716813e+003 | 4.468e-06 |  | 3292.5737 | 4.0011e-06 | 27.9818 | 4.0011e-06
3.292573658083951e+003 | 1.4298e-07 | 3292.5737 | 3.292573658083951e+003 | 2.5818e-06 |  | 3.292573658083951e+003 | 5.1579e-06 |  | 3.292573658083951e+003 | 4.4675e-06 |  | 3294.8567 | 4.0011e-06 | 27.984 | 4.0011e-06
3.294856687378090e+003 | 1.4297e-07 | 3294.8567 | 3.294856687378090e+003 | 2.5815e-06 |  | 3.294856687378090e+003 | 5.1573e-06 |  | 3.294856687378090e+003 | 4.4669e-06 |  | 3297.1413 | 4.0011e-06 | 27.9863 | 4.0011e-06
3.297141299696118e+003 | 1.4295e-07 | 3297.1413 | 3.297141299696118e+003 | 2.5812e-06 |  | 3.297141299696118e+003 | 5.1567e-06 |  | 3.297141299696118e+003 | 4.4664e-06 |  | 3299.4275 | 4.0011e-06 | 27.9885 | 4.0011e-06
3.299427496135684e+003 | 1.4294e-07 | 3299.4275 | 3.299427496135684e+003 | 2.5809e-06 |  | 3.299427496135684e+003 | 5.1561e-06 |  | 3.299427496135684e+003 | 4.4658e-06 |  | 3301.7153 | 4.0011e-06 | 27.9908 | 4.0011e-06
3.301715277795198e+003 | 1.4293e-07 | 3301.7153 | 3.301715277795198e+003 | 2.5806e-06 |  | 3.301715277795198e+003 | 5.1554e-06 |  | 3.301715277795198e+003 | 4.4653e-06 |  | 3304.0046 | 4.0011e-06 | 27.993 | 4.0011e-06
3.304004645773832e+003 | 1.4292e-07 | 3304.0046 | 3.304004645773832e+003 | 2.5803e-06 |  | 3.304004645773832e+003 | 5.1548e-06 |  | 3.304004645773832e+003 | 4.4647e-06 |  | 3306.2956 | 4.0011e-06 | 27.9953 | 4.0011e-06
3.306295601171520e+003 | 1.4291e-07 | 3306.2956 | 3.306295601171520e+003 | 2.58e-06 |  | 3.306295601171520e+003 | 5.1542e-06 |  | 3.306295601171520e+003 | 4.4642e-06 |  | 3308.5881 | 4.0011e-06 | 27.9976 | 4.0011e-06
3.308588145088957e+003 | 1.429e-07 | 3308.5881 | 3.308588145088957e+003 | 2.5796e-06 |  | 3.308588145088957e+003 | 5.1535e-06 |  | 3.308588145088957e+003 | 4.4636e-06 |  | 3310.8823 | 4.0011e-06 | 27.9998 | 4.0011e-06
3.310882278627605e+003 | 1.4289e-07 | 3310.8823 | 3.310882278627605e+003 | 2.5793e-06 |  | 3.310882278627605e+003 | 5.1529e-06 |  | 3.310882278627605e+003 | 4.4631e-06 |  | 3313.178 | 4.0011e-06 | 28.0021 | 4.0011e-06
3.313178002889686e+003 | 1.4287e-07 | 3313.178 | 3.313178002889686e+003 | 2.579e-06 |  | 3.313178002889686e+003 | 5.1523e-06 |  | 3.313178002889686e+003 | 4.4625e-06 |  | 3315.4753 | 4.0011e-06 | 28.0044 | 4.0011e-06
3.315475318978188e+003 | 1.4286e-07 | 3315.4753 | 3.315475318978188e+003 | 2.5787e-06 |  | 3.315475318978188e+003 | 5.1516e-06 |  | 3.315475318978188e+003 | 4.462e-06 |  | 3317.7742 | 4.0011e-06 | 28.0067 | 4.0011e-06
3.317774227996863e+003 | 1.4285e-07 | 3317.7742 | 3.317774227996863e+003 | 2.5784e-06 |  | 3.317774227996863e+003 | 5.151e-06 |  | 3.317774227996863e+003 | 4.4614e-06 |  | 3320.0747 | 4.0011e-06 | 28.009 | 4.0011e-06
3.320074731050229e+003 | 1.4284e-07 | 3320.0747 | 3.320074731050229e+003 | 2.5781e-06 |  | 3.320074731050229e+003 | 5.1504e-06 |  | 3.320074731050229e+003 | 4.4609e-06 |  | 3322.3768 | 4.0011e-06 | 28.0112 | 4.0011e-06
3.322376829243570e+003 | 1.4283e-07 | 3322.3768 | 3.322376829243570e+003 | 2.5777e-06 |  | 3.322376829243570e+003 | 5.1497e-06 |  | 3.322376829243570e+003 | 4.4603e-06 |  | 3324.6805 | 4.0011e-06 | 28.0135 | 4.0011e-06
3.324680523682936e+003 | 1.4281e-07 | 3324.6805 | 3.324680523682936e+003 | 2.5774e-06 |  | 3.324680523682936e+003 | 5.1491e-06 |  | 3.324680523682936e+003 | 4.4598e-06 |  | 3326.9858 | 4.0011e-06 | 28.0158 | 4.0011e-06
3.326985815475143e+003 | 1.428e-07 | 3326.9858 | 3.326985815475143e+003 | 2.5771e-06 |  | 3.326985815475143e+003 | 5.1484e-06 |  | 3.326985815475143e+003 | 4.4592e-06 |  | 3329.2927 | 4.0011e-06 | 28.0181 | 4.0011e-06
3.329292705727778e+003 | 1.4279e-07 | 3329.2927 | 3.329292705727778e+003 | 2.5768e-06 |  | 3.329292705727778e+003 | 5.1478e-06 |  | 3.329292705727778e+003 | 4.4587e-06 |  | 3331.6012 | 4.0011e-06 | 28.0204 | 4.0011e-06
3.331601195549190e+003 | 1.4278e-07 | 3331.6012 | 3.331601195549190e+003 | 2.5765e-06 |  | 3.331601195549190e+003 | 5.1472e-06 |  | 3.331601195549190e+003 | 4.4581e-06 |  | 3333.9113 | 4.0011e-06 | 28.0227 | 4.0011e-06
3.333911286048503e+003 | 1.4277e-07 | 3333.9113 | 3.333911286048503e+003 | 2.5761e-06 |  | 3.333911286048503e+003 | 5.1465e-06 |  | 3.333911286048503e+003 | 4.4576e-06 |  | 3336.223 | 4.0011e-06 | 28.025 | 4.0011e-06
3.336222978335605e+003 | 1.4276e-07 | 3336.223 | 3.336222978335605e+003 | 2.5758e-06 |  | 3.336222978335605e+003 | 5.1459e-06 |  | 3.336222978335605e+003 | 4.457e-06 |  | 3338.5363 | 4.0011e-06 | 28.0273 | 4.0011e-06
3.338536273521156e+003 | 1.4274e-07 | 3338.5363 | 3.338536273521156e+003 | 2.5755e-06 |  | 3.338536273521156e+003 | 5.1452e-06 |  | 3.338536273521156e+003 | 4.4565e-06 |  | 3340.8512 | 4.0011e-06 | 28.0296 | 4.0011e-06
3.340851172716587e+003 | 1.4273e-07 | 3340.8512 | 3.340851172716587e+003 | 2.5752e-06 |  | 3.340851172716587e+003 | 5.1446e-06 |  | 3.340851172716587e+003 | 4.4559e-06 |  | 3343.1677 | 4.0011e-06 | 28.0319 | 4.0011e-06
3.343167677034096e+003 | 1.4272e-07 | 3343.1677 | 3.343167677034096e+003 | 2.5748e-06 |  | 3.343167677034096e+003 | 5.144e-06 |  | 3.343167677034096e+003 | 4.4553e-06 |  | 3345.4858 | 4.0011e-06 | 28.0343 | 4.0011e-06
3.345485787586656e+003 | 1.4271e-07 | 3345.4858 | 3.345485787586656e+003 | 2.5745e-06 |  | 3.345485787586656e+003 | 5.1433e-06 |  | 3.345485787586656e+003 | 4.4548e-06 |  | 3347.8055 | 4.0011e-06 | 28.0366 | 4.0011e-06
3.347805505488011e+003 | 1.427e-07 | 3347.8055 | 3.347805505488011e+003 | 2.5742e-06 |  | 3.347805505488011e+003 | 5.1427e-06 |  | 3.347805505488011e+003 | 4.4542e-06 |  | 3350.1268 | 4.0011e-06 | 28.0389 | 4.0011e-06
3.350126831852674e+003 | 1.4269e-07 | 3350.1268 | 3.350126831852674e+003 | 2.5739e-06 |  | 3.350126831852674e+003 | 5.142e-06 |  | 3.350126831852674e+003 | 4.4537e-06 |  | 3352.4498 | 4.0011e-06 | 28.0412 | 4.0011e-06
3.352449767795936e+003 | 1.4267e-07 | 3352.4498 | 3.352449767795936e+003 | 2.5736e-06 |  | 3.352449767795936e+003 | 5.1414e-06 |  | 3.352449767795936e+003 | 4.4531e-06 |  | 3354.7743 | 4.0011e-06 | 28.0436 | 4.0011e-06
3.354774314433857e+003 | 1.4266e-07 | 3354.7743 | 3.354774314433857e+003 | 2.5732e-06 |  | 3.354774314433857e+003 | 5.1407e-06 |  | 3.354774314433857e+003 | 4.4526e-06 |  | 3357.1005 | 4.0011e-06 | 28.0459 | 4.0011e-06
3.357100472883273e+003 | 1.4265e-07 | 3357.1005 | 3.357100472883273e+003 | 2.5729e-06 |  | 3.357100472883273e+003 | 5.1401e-06 |  | 3.357100472883273e+003 | 4.452e-06 |  | 3359.4282 | 4.0011e-06 | 28.0482 | 4.0011e-06
3.359428244261794e+003 | 1.4264e-07 | 3359.4282 | 3.359428244261794e+003 | 2.5726e-06 |  | 3.359428244261794e+003 | 5.1394e-06 |  | 3.359428244261794e+003 | 4.4514e-06 |  | 3361.7576 | 4.0011e-06 | 28.0506 | 4.0011e-06
3.361757629687804e+003 | 1.4263e-07 | 3361.7576 | 3.361757629687804e+003 | 2.5723e-06 |  | 3.361757629687804e+003 | 5.1388e-06 |  | 3.361757629687804e+003 | 4.4509e-06 |  | 3364.0886 | 4.0011e-06 | 28.0529 | 4.0011e-06
3.364088630280464e+003 | 1.4261e-07 | 3364.0886 | 3.364088630280464e+003 | 2.5719e-06 |  | 3.364088630280464e+003 | 5.1381e-06 |  | 3.364088630280464e+003 | 4.4503e-06 |  | 3366.4212 | 4.0011e-06 | 28.0552 | 4.0011e-06
3.366421247159711e+003 | 1.426e-07 | 3366.4212 | 3.366421247159711e+003 | 2.5716e-06 |  | 3.366421247159711e+003 | 5.1375e-06 |  | 3.366421247159711e+003 | 4.4497e-06 |  | 3368.7555 | 4.0011e-06 | 28.0576 | 4.0011e-06
3.368755481446257e+003 | 1.4259e-07 | 3368.7555 | 3.368755481446257e+003 | 2.5713e-06 |  | 3.368755481446257e+003 | 5.1368e-06 |  | 3.368755481446257e+003 | 4.4492e-06 |  | 3371.0913 | 4.0011e-06 | 28.0599 | 4.0011e-06
3.371091334261591e+003 | 1.4258e-07 | 3371.0913 | 3.371091334261591e+003 | 2.571e-06 |  | 3.371091334261591e+003 | 5.1362e-06 |  | 3.371091334261591e+003 | 4.4486e-06 |  | 3373.4288 | 4.0011e-06 | 28.0623 | 4.0011e-06
3.373428806727982e+003 | 1.4257e-07 | 3373.4288 | 3.373428806727982e+003 | 2.5706e-06 |  | 3.373428806727982e+003 | 5.1355e-06 |  | 3.373428806727982e+003 | 4.448e-06 |  | 3375.7679 | 4.0011e-06 | 28.0647 | 4.0011e-06
3.375767899968476e+003 | 1.4255e-07 | 3375.7679 | 3.375767899968476e+003 | 2.5703e-06 |  | 3.375767899968476e+003 | 5.1349e-06 |  | 3.375767899968476e+003 | 4.4475e-06 |  | 3378.1086 | 4.0011e-06 | 28.067 | 4.0011e-06
3.378108615106896e+003 | 1.4254e-07 | 3378.1086 | 3.378108615106896e+003 | 2.57e-06 |  | 3.378108615106896e+003 | 5.1342e-06 |  | 3.378108615106896e+003 | 4.4469e-06 |  | 3380.451 | 4.0011e-06 | 28.0694 | 4.0011e-06
3.380450953267847e+003 | 1.4253e-07 | 3380.451 | 3.380450953267847e+003 | 2.5697e-06 |  | 3.380450953267847e+003 | 5.1336e-06 |  | 3.380450953267847e+003 | 4.4463e-06 |  | 3382.7949 | 4.0011e-06 | 28.0717 | 4.0011e-06
3.382794915576711e+003 | 1.4252e-07 | 3382.7949 | 3.382794915576711e+003 | 2.5693e-06 |  | 3.382794915576711e+003 | 5.1329e-06 |  | 3.382794915576711e+003 | 4.4458e-06 |  | 3385.1405 | 4.0011e-06 | 28.0741 | 4.0011e-06
3.385140503159654e+003 | 1.4251e-07 | 3385.1405 | 3.385140503159654e+003 | 2.569e-06 |  | 3.385140503159654e+003 | 5.1322e-06 |  | 3.385140503159654e+003 | 4.4452e-06 |  | 3387.4877 | 4.0011e-06 | 28.0765 | 4.0011e-06
3.387487717143619e+003 | 1.4249e-07 | 3387.4877 | 3.387487717143619e+003 | 2.5687e-06 |  | 3.387487717143619e+003 | 5.1316e-06 |  | 3.387487717143619e+003 | 4.4446e-06 |  | 3389.8366 | 4.0011e-06 | 28.0788 | 4.0011e-06
3.389836558656332e+003 | 1.4248e-07 | 3389.8366 | 3.389836558656332e+003 | 2.5683e-06 |  | 3.389836558656332e+003 | 5.1309e-06 |  | 3.389836558656332e+003 | 4.4441e-06 |  | 3392.187 | 4.0011e-06 | 28.0812 | 4.0011e-06
3.392187028826302e+003 | 1.4247e-07 | 3392.187 | 3.392187028826302e+003 | 2.568e-06 |  | 3.392187028826302e+003 | 5.1303e-06 |  | 3.392187028826302e+003 | 4.4435e-06 |  | 3394.5391 | 4.0011e-06 | 28.0836 | 4.0011e-06
3.394539128782818e+003 | 1.4246e-07 | 3394.5391 | 3.394539128782818e+003 | 2.5677e-06 |  | 3.394539128782818e+003 | 5.1296e-06 |  | 3.394539128782818e+003 | 4.4429e-06 |  | 3396.8929 | 4.0011e-06 | 28.086 | 4.0011e-06
3.396892859655956e+003 | 1.4245e-07 | 3396.8929 | 3.396892859655956e+003 | 2.5673e-06 |  | 3.396892859655956e+003 | 5.129e-06 |  | 3.396892859655956e+003 | 4.4424e-06 |  | 3399.2482 | 4.0011e-06 | 28.0884 | 4.0011e-06
3.399248222576571e+003 | 1.4243e-07 | 3399.2482 | 3.399248222576571e+003 | 2.567e-06 |  | 3.399248222576571e+003 | 5.1283e-06 |  | 3.399248222576571e+003 | 4.4418e-06 |  | 3401.6052 | 4.0011e-06 | 28.0907 | 4.0011e-06
3.401605218676305e+003 | 1.4242e-07 | 3401.6052 | 3.401605218676305e+003 | 2.5667e-06 |  | 3.401605218676305e+003 | 5.1276e-06 |  | 3.401605218676305e+003 | 4.4412e-06 |  | 3403.9638 | 4.0011e-06 | 28.0931 | 4.0011e-06
3.403963849087584e+003 | 1.4241e-07 | 3403.9638 | 3.403963849087584e+003 | 2.5664e-06 |  | 3.403963849087584e+003 | 5.127e-06 |  | 3.403963849087584e+003 | 4.4406e-06 |  | 3406.3241 | 4.0011e-06 | 28.0955 | 4.0011e-06
3.406324114943619e+003 | 1.424e-07 | 3406.3241 | 3.406324114943619e+003 | 2.566e-06 |  | 3.406324114943619e+003 | 5.1263e-06 |  | 3.406324114943619e+003 | 4.4401e-06 |  | 3408.686 | 4.0011e-06 | 28.0979 | 4.0011e-06
3.408686017378407e+003 | 1.4238e-07 | 3408.686 | 3.408686017378407e+003 | 2.5657e-06 |  | 3.408686017378407e+003 | 5.1256e-06 |  | 3.408686017378407e+003 | 4.4395e-06 |  | 3411.0496 | 4.0011e-06 | 28.1003 | 4.0011e-06
3.411049557526731e+003 | 1.4237e-07 | 3411.0496 | 3.411049557526731e+003 | 2.5654e-06 |  | 3.411049557526731e+003 | 5.125e-06 |  | 3.411049557526731e+003 | 4.4389e-06 |  | 3413.4147 | 4.0011e-06 | 28.1027 | 4.0011e-06
3.413414736524162e+003 | 1.4236e-07 | 3413.4147 | 3.413414736524162e+003 | 2.565e-06 |  | 3.413414736524162e+003 | 5.1243e-06 |  | 3.413414736524162e+003 | 4.4383e-06 |  | 3415.7816 | 4.0011e-06 | 28.1052 | 4.0011e-06
3.415781555507055e+003 | 1.4235e-07 | 3415.7816 | 3.415781555507055e+003 | 2.5647e-06 |  | 3.415781555507055e+003 | 5.1236e-06 |  | 3.415781555507055e+003 | 4.4378e-06 |  | 3418.15 | 4.0011e-06 | 28.1076 | 4.0011e-06
3.418150015612558e+003 | 1.4234e-07 | 3418.15 | 3.418150015612558e+003 | 2.5644e-06 |  | 3.418150015612558e+003 | 5.123e-06 |  | 3.418150015612558e+003 | 4.4372e-06 |  | 3420.5201 | 4.0011e-06 | 28.11 | 4.0011e-06
3.420520117978604e+003 | 1.4232e-07 | 3420.5201 | 3.420520117978604e+003 | 2.564e-06 |  | 3.420520117978604e+003 | 5.1223e-06 |  | 3.420520117978604e+003 | 4.4366e-06 |  | 3422.8919 | 4.001e-06 | 28.1124 | 4.0011e-06
3.422891863743915e+003 | 1.4231e-07 | 3422.8919 | 3.422891863743915e+003 | 2.5637e-06 |  | 3.422891863743915e+003 | 5.1216e-06 |  | 3.422891863743915e+003 | 4.436e-06 |  | 3425.2653 | 4.001e-06 | 28.1148 | 4.001e-06
3.425265254048004e+003 | 1.423e-07 | 3425.2653 | 3.425265254048004e+003 | 2.5634e-06 |  | 3.425265254048004e+003 | 5.121e-06 |  | 3.425265254048004e+003 | 4.4354e-06 |  | 3427.6403 | 4.001e-06 | 28.1172 | 4.001e-06
3.427640290031174e+003 | 1.4229e-07 | 3427.6403 | 3.427640290031174e+003 | 2.563e-06 |  | 3.427640290031174e+003 | 5.1203e-06 |  | 3.427640290031174e+003 | 4.4349e-06 |  | 3430.017 | 4.001e-06 | 28.1197 | 4.001e-06
3.430016972834518e+003 | 1.4227e-07 | 3430.017 | 3.430016972834518e+003 | 2.5627e-06 |  | 3.430016972834518e+003 | 5.1196e-06 |  | 3.430016972834518e+003 | 4.4343e-06 |  | 3432.3953 | 4.001e-06 | 28.1221 | 4.001e-06
3.432395303599920e+003 | 1.4226e-07 | 3432.3953 | 3.432395303599920e+003 | 2.5623e-06 |  | 3.432395303599920e+003 | 5.119e-06 |  | 3.432395303599920e+003 | 4.4337e-06 |  | 3434.7753 | 4.001e-06 | 28.1245 | 4.001e-06
3.434775283470057e+003 | 1.4225e-07 | 3434.7753 | 3.434775283470057e+003 | 2.562e-06 |  | 3.434775283470057e+003 | 5.1183e-06 |  | 3.434775283470057e+003 | 4.4331e-06 |  | 3437.1569 | 4.001e-06 | 28.127 | 4.001e-06
3.437156913588397e+003 | 1.4224e-07 | 3437.1569 | 3.437156913588397e+003 | 2.5617e-06 |  | 3.437156913588397e+003 | 5.1176e-06 |  | 3.437156913588397e+003 | 4.4325e-06 |  | 3439.5402 | 4.001e-06 | 28.1294 | 4.001e-06
3.439540195099201e+003 | 1.4222e-07 | 3439.5402 | 3.439540195099201e+003 | 2.5613e-06 |  | 3.439540195099201e+003 | 5.1169e-06 |  | 3.439540195099201e+003 | 4.432e-06 |  | 3441.9251 | 4.001e-06 | 28.1318 | 4.001e-06
3.441925129147525e+003 | 1.4221e-07 | 3441.9251 | 3.441925129147525e+003 | 2.561e-06 |  | 3.441925129147525e+003 | 5.1163e-06 |  | 3.441925129147525e+003 | 4.4314e-06 |  | 3444.3117 | 4.001e-06 | 28.1343 | 4.001e-06
3.444311716879217e+003 | 1.422e-07 | 3444.3117 | 3.444311716879217e+003 | 2.5607e-06 |  | 3.444311716879217e+003 | 5.1156e-06 |  | 3.444311716879217e+003 | 4.4308e-06 |  | 3446.7 | 4.001e-06 | 28.1367 | 4.001e-06
3.446699959440921e+003 | 1.4219e-07 | 3446.7 | 3.446699959440921e+003 | 2.5603e-06 |  | 3.446699959440921e+003 | 5.1149e-06 |  | 3.446699959440921e+003 | 4.4302e-06 |  | 3449.0899 | 4.001e-06 | 28.1392 | 4.001e-06
3.449089857980075e+003 | 1.4218e-07 | 3449.0899 | 3.449089857980075e+003 | 2.56e-06 |  | 3.449089857980075e+003 | 5.1142e-06 |  | 3.449089857980075e+003 | 4.4296e-06 |  | 3451.4814 | 4.001e-06 | 28.1416 | 4.001e-06
3.451481413644912e+003 | 1.4216e-07 | 3451.4814 | 3.451481413644912e+003 | 2.5596e-06 |  | 3.451481413644912e+003 | 5.1136e-06 |  | 3.451481413644912e+003 | 4.429e-06 |  | 3453.8746 | 4.001e-06 | 28.1441 | 4.001e-06
3.453874627584464e+003 | 1.4215e-07 | 3453.8746 | 3.453874627584464e+003 | 2.5593e-06 |  | 3.453874627584464e+003 | 5.1129e-06 |  | 3.453874627584464e+003 | 4.4284e-06 |  | 3456.2695 | 4.001e-06 | 28.1465 | 4.001e-06
3.456269500948556e+003 | 1.4214e-07 | 3456.2695 | 3.456269500948556e+003 | 2.559e-06 |  | 3.456269500948556e+003 | 5.1122e-06 |  | 3.456269500948556e+003 | 4.4278e-06 |  | 3458.666 | 4.001e-06 | 28.149 | 4.001e-06
3.458666034887814e+003 | 1.4213e-07 | 3458.666 | 3.458666034887814e+003 | 2.5586e-06 |  | 3.458666034887814e+003 | 5.1115e-06 |  | 3.458666034887814e+003 | 4.4273e-06 |  | 3461.0642 | 4.001e-06 | 28.1515 | 4.001e-06
3.461064230553658e+003 | 1.4211e-07 | 3461.0642 | 3.461064230553658e+003 | 2.5583e-06 |  | 3.461064230553658e+003 | 5.1108e-06 |  | 3.461064230553658e+003 | 4.4267e-06 |  | 3463.4641 | 4.001e-06 | 28.154 | 4.001e-06
3.463464089098311e+003 | 1.421e-07 | 3463.4641 | 3.463464089098311e+003 | 2.5579e-06 |  | 3.463464089098311e+003 | 5.1102e-06 |  | 3.463464089098311e+003 | 4.4261e-06 |  | 3465.8656 | 4.001e-06 | 28.1564 | 4.001e-06
3.465865611674789e+003 | 1.4209e-07 | 3465.8656 | 3.465865611674789e+003 | 2.5576e-06 |  | 3.465865611674789e+003 | 5.1095e-06 |  | 3.465865611674789e+003 | 4.4255e-06 |  | 3468.2688 | 4.001e-06 | 28.1589 | 4.001e-06
3.468268799436914e+003 | 1.4208e-07 | 3468.2688 | 3.468268799436914e+003 | 2.5573e-06 |  | 3.468268799436914e+003 | 5.1088e-06 |  | 3.468268799436914e+003 | 4.4249e-06 |  | 3470.6737 | 4.001e-06 | 28.1614 | 4.001e-06
3.470673653539303e+003 | 1.4206e-07 | 3470.6737 | 3.470673653539303e+003 | 2.5569e-06 |  | 3.470673653539303e+003 | 5.1081e-06 |  | 3.470673653539303e+003 | 4.4243e-06 |  | 3473.0802 | 4.001e-06 | 28.1639 | 4.001e-06
3.473080175137376e+003 | 1.4205e-07 | 3473.0802 | 3.473080175137376e+003 | 2.5566e-06 |  | 3.473080175137376e+003 | 5.1074e-06 |  | 3.473080175137376e+003 | 4.4237e-06 |  | 3475.4884 | 4.001e-06 | 28.1664 | 4.001e-06
3.475488365387354e+003 | 1.4204e-07 | 3475.4884 | 3.475488365387354e+003 | 2.5562e-06 |  | 3.475488365387354e+003 | 5.1067e-06 |  | 3.475488365387354e+003 | 4.4231e-06 |  | 3477.8982 | 4.001e-06 | 28.1688 | 4.001e-06
3.477898225446259e+003 | 1.4203e-07 | 3477.8982 | 3.477898225446259e+003 | 2.5559e-06 |  | 3.477898225446259e+003 | 5.1061e-06 |  | 3.477898225446259e+003 | 4.4225e-06 |  | 3480.3098 | 4.001e-06 | 28.1713 | 4.001e-06
3.480309756471914e+003 | 1.4201e-07 | 3480.3098 | 3.480309756471914e+003 | 2.5555e-06 |  | 3.480309756471914e+003 | 5.1054e-06 |  | 3.480309756471914e+003 | 4.4219e-06 |  | 3482.723 | 4.001e-06 | 28.1738 | 4.001e-06
3.482722959622949e+003 | 1.42e-07 | 3482.723 | 3.482722959622949e+003 | 2.5552e-06 |  | 3.482722959622949e+003 | 5.1047e-06 |  | 3.482722959622949e+003 | 4.4213e-06 |  | 3485.1378 | 4.001e-06 | 28.1763 | 4.001e-06
3.485137836058793e+003 | 1.4199e-07 | 3485.1378 | 3.485137836058793e+003 | 2.5549e-06 |  | 3.485137836058793e+003 | 5.104e-06 |  | 3.485137836058793e+003 | 4.4207e-06 |  | 3487.5544 | 4.001e-06 | 28.1788 | 4.001e-06
3.487554386939682e+003 | 1.4197e-07 | 3487.5544 | 3.487554386939682e+003 | 2.5545e-06 |  | 3.487554386939682e+003 | 5.1033e-06 |  | 3.487554386939682e+003 | 4.4201e-06 |  | 3489.9726 | 4.001e-06 | 28.1813 | 4.001e-06
3.489972613426654e+003 | 1.4196e-07 | 3489.9726 | 3.489972613426654e+003 | 2.5542e-06 |  | 3.489972613426654e+003 | 5.1026e-06 |  | 3.489972613426654e+003 | 4.4195e-06 |  | 3492.3925 | 4.001e-06 | 28.1838 | 4.001e-06
3.492392516681553e+003 | 1.4195e-07 | 3492.3925 | 3.492392516681553e+003 | 2.5538e-06 |  | 3.492392516681553e+003 | 5.1019e-06 |  | 3.492392516681553e+003 | 4.4189e-06 |  | 3494.8141 | 4.001e-06 | 28.1864 | 4.001e-06
3.494814097867031e+003 | 1.4194e-07 | 3494.8141 | 3.494814097867031e+003 | 2.5535e-06 |  | 3.494814097867031e+003 | 5.1012e-06 |  | 3.494814097867031e+003 | 4.4183e-06 |  | 3497.2374 | 4.001e-06 | 28.1889 | 4.001e-06
3.497237358146542e+003 | 1.4192e-07 | 3497.2374 | 3.497237358146542e+003 | 2.5531e-06 |  | 3.497237358146542e+003 | 5.1005e-06 |  | 3.497237358146542e+003 | 4.4177e-06 |  | 3499.6623 | 4.001e-06 | 28.1914 | 4.001e-06
3.499662298684350e+003 | 1.4191e-07 | 3499.6623 | 3.499662298684350e+003 | 2.5528e-06 |  | 3.499662298684350e+003 | 5.0998e-06 |  | 3.499662298684350e+003 | 4.4171e-06 |  | 3502.0889 | 4.001e-06 | 28.1939 | 4.001e-06
3.502088920645523e+003 | 1.419e-07 | 3502.0889 | 3.502088920645523e+003 | 2.5524e-06 |  | 3.502088920645523e+003 | 5.0992e-06 |  | 3.502088920645523e+003 | 4.4165e-06 |  | 3504.5172 | 4.001e-06 | 28.1965 | 4.001e-06
3.504517225195942e+003 | 1.4189e-07 | 3504.5172 | 3.504517225195942e+003 | 2.5521e-06 |  | 3.504517225195942e+003 | 5.0985e-06 |  | 3.504517225195942e+003 | 4.4159e-06 |  | 3506.9472 | 4.001e-06 | 28.199 | 4.001e-06
3.506947213502290e+003 | 1.4187e-07 | 3506.9472 | 3.506947213502290e+003 | 2.5517e-06 |  | 3.506947213502290e+003 | 5.0978e-06 |  | 3.506947213502290e+003 | 4.4153e-06 |  | 3509.3789 | 4.001e-06 | 28.2015 | 4.001e-06
3.509378886732065e+003 | 1.4186e-07 | 3509.3789 | 3.509378886732065e+003 | 2.5514e-06 |  | 3.509378886732065e+003 | 5.0971e-06 |  | 3.509378886732065e+003 | 4.4147e-06 |  | 3511.8122 | 4.001e-06 | 28.204 | 4.001e-06
3.511812246053570e+003 | 1.4185e-07 | 3511.8122 | 3.511812246053570e+003 | 2.551e-06 |  | 3.511812246053570e+003 | 5.0964e-06 |  | 3.511812246053570e+003 | 4.4141e-06 |  | 3514.2473 | 4.001e-06 | 28.2066 | 4.001e-06
3.514247292635921e+003 | 1.4183e-07 | 3514.2473 | 3.514247292635921e+003 | 2.5507e-06 |  | 3.514247292635921e+003 | 5.0957e-06 |  | 3.514247292635921e+003 | 4.4135e-06 |  | 3516.684 | 4.001e-06 | 28.2091 | 4.001e-06
3.516684027649043e+003 | 1.4182e-07 | 3516.684 | 3.516684027649043e+003 | 2.5503e-06 |  | 3.516684027649043e+003 | 5.095e-06 |  | 3.516684027649043e+003 | 4.4129e-06 |  | 3519.1225 | 4.001e-06 | 28.2117 | 4.001e-06
3.519122452263672e+003 | 1.4181e-07 | 3519.1225 | 3.519122452263672e+003 | 2.55e-06 |  | 3.519122452263672e+003 | 5.0943e-06 |  | 3.519122452263672e+003 | 4.4123e-06 |  | 3521.5626 | 4.001e-06 | 28.2142 | 4.001e-06
3.521562567651357e+003 | 1.418e-07 | 3521.5626 | 3.521562567651357e+003 | 2.5496e-06 |  | 3.521562567651357e+003 | 5.0936e-06 |  | 3.521562567651357e+003 | 4.4117e-06 |  | 3524.0044 | 4.001e-06 | 28.2168 | 4.001e-06
3.524004374984460e+003 | 1.4178e-07 | 3524.0044 | 3.524004374984460e+003 | 2.5493e-06 |  | 3.524004374984460e+003 | 5.0929e-06 |  | 3.524004374984460e+003 | 4.4111e-06 |  | 3526.4479 | 4.001e-06 | 28.2193 | 4.001e-06
3.526447875436154e+003 | 1.4177e-07 | 3526.4479 | 3.526447875436154e+003 | 2.5489e-06 |  | 3.526447875436154e+003 | 5.0922e-06 |  | 3.526447875436154e+003 | 4.4105e-06 |  | 3528.8931 | 4.001e-06 | 28.2219 | 4.001e-06
3.528893070180425e+003 | 1.4176e-07 | 3528.8931 | 3.528893070180425e+003 | 2.5486e-06 |  | 3.528893070180425e+003 | 5.0915e-06 |  | 3.528893070180425e+003 | 4.4099e-06 |  | 3531.34 | 4.001e-06 | 28.2244 | 4.001e-06
3.531339960392076e+003 | 1.4174e-07 | 3531.34 | 3.531339960392076e+003 | 2.5482e-06 |  | 3.531339960392076e+003 | 5.0908e-06 |  | 3.531339960392076e+003 | 4.4093e-06 |  | 3533.7885 | 4.001e-06 | 28.227 | 4.001e-06
3.533788547246722e+003 | 1.4173e-07 | 3533.7885 | 3.533788547246722e+003 | 2.5479e-06 |  | 3.533788547246722e+003 | 5.0901e-06 |  | 3.533788547246722e+003 | 4.4087e-06 |  | 3536.2388 | 4.001e-06 | 28.2296 | 4.001e-06
3.536238831920794e+003 | 1.4172e-07 | 3536.2388 | 3.536238831920794e+003 | 2.5475e-06 |  | 3.536238831920794e+003 | 5.0894e-06 |  | 3.536238831920794e+003 | 4.4081e-06 |  | 3538.6908 | 4.001e-06 | 28.2321 | 4.001e-06
3.538690815591539e+003 | 1.4171e-07 | 3538.6908 | 3.538690815591539e+003 | 2.5472e-06 |  | 3.538690815591539e+003 | 5.0886e-06 |  | 3.538690815591539e+003 | 4.4075e-06 |  | 3541.1445 | 4.001e-06 | 28.2347 | 4.001e-06
3.541144499437019e+003 | 1.4169e-07 | 3541.1445 | 3.541144499437019e+003 | 2.5468e-06 |  | 3.541144499437019e+003 | 5.0879e-06 |  | 3.541144499437019e+003 | 4.4068e-06 |  | 3543.5999 | 4.001e-06 | 28.2373 | 4.001e-06
3.543599884636115e+003 | 1.4168e-07 | 3543.5999 | 3.543599884636115e+003 | 2.5465e-06 |  | 3.543599884636115e+003 | 5.0872e-06 |  | 3.543599884636115e+003 | 4.4062e-06 |  | 3546.057 | 4.001e-06 | 28.2399 | 4.001e-06
3.546056972368524e+003 | 1.4167e-07 | 3546.057 | 3.546056972368524e+003 | 2.5461e-06 |  | 3.546056972368524e+003 | 5.0865e-06 |  | 3.546056972368524e+003 | 4.4056e-06 |  | 3548.5158 | 4.001e-06 | 28.2425 | 4.001e-06
3.548515763814761e+003 | 1.4165e-07 | 3548.5158 | 3.548515763814761e+003 | 2.5458e-06 |  | 3.548515763814761e+003 | 5.0858e-06 |  | 3.548515763814761e+003 | 4.405e-06 |  | 3550.9763 | 4.001e-06 | 28.245 | 4.001e-06
3.550976260156159e+003 | 1.4164e-07 | 3550.9763 | 3.550976260156159e+003 | 2.5454e-06 |  | 3.550976260156159e+003 | 5.0851e-06 |  | 3.550976260156159e+003 | 4.4044e-06 |  | 3553.4385 | 4.001e-06 | 28.2477 | 4.001e-06
3.553438462574873e+003 | 1.4163e-07 | 3553.4385 | 3.553438462574873e+003 | 2.5451e-06 |  | 3.553438462574873e+003 | 5.0844e-06 |  | 3.553438462574873e+003 | 4.4038e-06 |  | 3555.9024 | 4.001e-06 | 28.2502 | 4.001e-06
3.555902372253875e+003 | 1.4161e-07 | 3555.9024 | 3.555902372253875e+003 | 2.5447e-06 |  | 3.555902372253875e+003 | 5.0837e-06 |  | 3.555902372253875e+003 | 4.4032e-06 |  | 3558.368 | 4.001e-06 | 28.2528 | 4.001e-06
3.558367990376956e+003 | 1.416e-07 | 3558.368 | 3.558367990376956e+003 | 2.5444e-06 |  | 3.558367990376956e+003 | 5.083e-06 |  | 3.558367990376956e+003 | 4.4025e-06 |  | 3560.8353 | 4.001e-06 | 28.2554 | 4.001e-06
3.560835318128732e+003 | 1.4159e-07 | 3560.8353 | 3.560835318128732e+003 | 2.544e-06 |  | 3.560835318128732e+003 | 5.0823e-06 |  | 3.560835318128732e+003 | 4.4019e-06 |  | 3563.3044 | 4.001e-06 | 28.258 | 4.001e-06
3.563304356694636e+003 | 1.4158e-07 | 3563.3044 | 3.563304356694636e+003 | 2.5436e-06 |  | 3.563304356694636e+003 | 5.0816e-06 |  | 3.563304356694636e+003 | 4.4013e-06 |  | 3565.7751 | 4.001e-06 | 28.2607 | 4.001e-06
3.565775107260927e+003 | 1.4156e-07 | 3565.7751 | 3.565775107260927e+003 | 2.5433e-06 |  | 3.565775107260927e+003 | 5.0808e-06 |  | 3.565775107260927e+003 | 4.4007e-06 |  | 3568.2476 | 4.001e-06 | 28.2633 | 4.001e-06
3.568247571014684e+003 | 1.4155e-07 | 3568.2476 | 3.568247571014684e+003 | 2.5429e-06 |  | 3.568247571014684e+003 | 5.0801e-06 |  | 3.568247571014684e+003 | 4.4001e-06 |  | 3570.7217 | 4.001e-06 | 28.2659 | 4.001e-06
3.570721749143810e+003 | 1.4154e-07 | 3570.7217 | 3.570721749143810e+003 | 2.5426e-06 |  | 3.570721749143810e+003 | 5.0794e-06 |  | 3.570721749143810e+003 | 4.3994e-06 |  | 3573.1976 | 4.001e-06 | 28.2685 | 4.001e-06
3.573197642837030e+003 | 1.4152e-07 | 3573.1976 | 3.573197642837030e+003 | 2.5422e-06 |  | 3.573197642837030e+003 | 5.0787e-06 |  | 3.573197642837030e+003 | 4.3988e-06 |  | 3575.6753 | 4.001e-06 | 28.2711 | 4.001e-06
3.575675253283896e+003 | 1.4151e-07 | 3575.6753 | 3.575675253283896e+003 | 2.5418e-06 |  | 3.575675253283896e+003 | 5.078e-06 |  | 3.575675253283896e+003 | 4.3982e-06 |  | 3578.1546 | 4.001e-06 | 28.2738 | 4.001e-06
3.578154581674783e+003 | 1.415e-07 | 3578.1546 | 3.578154581674783e+003 | 2.5415e-06 |  | 3.578154581674783e+003 | 5.0773e-06 |  | 3.578154581674783e+003 | 4.3976e-06 |  | 3580.6356 | 4.001e-06 | 28.2764 | 4.001e-06
3.580635629200891e+003 | 1.4148e-07 | 3580.6356 | 3.580635629200891e+003 | 2.5411e-06 |  | 3.580635629200891e+003 | 5.0765e-06 |  | 3.580635629200891e+003 | 4.397e-06 |  | 3583.1184 | 4.001e-06 | 28.279 | 4.001e-06
3.583118397054249e+003 | 1.4147e-07 | 3583.1184 | 3.583118397054249e+003 | 2.5408e-06 |  | 3.583118397054249e+003 | 5.0758e-06 |  | 3.583118397054249e+003 | 4.3963e-06 |  | 3585.6029 | 4.001e-06 | 28.2816 | 4.001e-06
3.585602886427708e+003 | 1.4146e-07 | 3585.6029 | 3.585602886427708e+003 | 2.5404e-06 |  | 3.585602886427708e+003 | 5.0751e-06 |  | 3.585602886427708e+003 | 4.3957e-06 |  | 3588.0891 | 4.001e-06 | 28.2843 | 4.001e-06
3.588089098514950e+003 | 1.4144e-07 | 3588.0891 | 3.588089098514950e+003 | 2.54e-06 |  | 3.588089098514950e+003 | 5.0744e-06 |  | 3.588089098514950e+003 | 4.3951e-06 |  | 3590.577 | 4.001e-06 | 28.2869 | 4.001e-06
3.590577034510483e+003 | 1.4143e-07 | 3590.577 | 3.590577034510483e+003 | 2.5397e-06 |  | 3.590577034510483e+003 | 5.0737e-06 |  | 3.590577034510483e+003 | 4.3945e-06 |  | 3593.0667 | 4.001e-06 | 28.2896 | 4.001e-06
3.593066695609642e+003 | 1.4142e-07 | 3593.0667 | 3.593066695609642e+003 | 2.5393e-06 |  | 3.593066695609642e+003 | 5.0729e-06 |  | 3.593066695609642e+003 | 4.3938e-06 |  | 3595.5581 | 4.001e-06 | 28.2922 | 4.001e-06
3.595558083008594e+003 | 1.414e-07 | 3595.5581 | 3.595558083008594e+003 | 2.539e-06 |  | 3.595558083008594e+003 | 5.0722e-06 |  | 3.595558083008594e+003 | 4.3932e-06 |  | 3598.0512 | 4.001e-06 | 28.2949 | 4.001e-06
3.598051197904333e+003 | 1.4139e-07 | 3598.0512 | 3.598051197904333e+003 | 2.5386e-06 |  | 3.598051197904333e+003 | 5.0715e-06 |  | 3.598051197904333e+003 | 4.3926e-06 |  | 3600.546 | 4.001e-06 | 28.2975 | 4.001e-06
3.600546041494682e+003 | 1.4138e-07 | 3600.546 | 3.600546041494682e+003 | 2.5382e-06 |  | 3.600546041494682e+003 | 5.0708e-06 |  | 3.600546041494682e+003 | 4.392e-06 |  | 3603.0426 | 4.001e-06 | 28.3002 | 4.001e-06
3.603042614978299e+003 | 1.4136e-07 | 3603.0426 | 3.603042614978299e+003 | 2.5379e-06 |  | 3.603042614978299e+003 | 5.07e-06 |  | 3.603042614978299e+003 | 4.3913e-06 |  | 3605.5409 | 4.001e-06 | 28.3028 | 4.001e-06
3.605540919554669e+003 | 1.4135e-07 | 3605.5409 | 3.605540919554669e+003 | 2.5375e-06 |  | 3.605540919554669e+003 | 5.0693e-06 |  | 3.605540919554669e+003 | 4.3907e-06 |  | 3608.041 | 4.001e-06 | 28.3055 | 4.001e-06
3.608040956424110e+003 | 1.4134e-07 | 3608.041 | 3.608040956424110e+003 | 2.5371e-06 |  | 3.608040956424110e+003 | 5.0686e-06 |  | 3.608040956424110e+003 | 4.3901e-06 |  | 3610.5427 | 4.001e-06 | 28.3082 | 4.001e-06
3.610542726787772e+003 | 1.4132e-07 | 3610.5427 | 3.610542726787772e+003 | 2.5368e-06 |  | 3.610542726787772e+003 | 5.0678e-06 |  | 3.610542726787772e+003 | 4.3894e-06 |  | 3613.0462 | 4.001e-06 | 28.3109 | 4.001e-06
3.613046231847638e+003 | 1.4131e-07 | 3613.0462 | 3.613046231847638e+003 | 2.5364e-06 |  | 3.613046231847638e+003 | 5.0671e-06 |  | 3.613046231847638e+003 | 4.3888e-06 |  | 3615.5515 | 4.001e-06 | 28.3135 | 4.001e-06
3.615551472806526e+003 | 1.413e-07 | 3615.5515 | 3.615551472806526e+003 | 2.5361e-06 |  | 3.615551472806526e+003 | 5.0664e-06 |  | 3.615551472806526e+003 | 4.3882e-06 |  | 3618.0585 | 4.001e-06 | 28.3162 | 4.001e-06
3.618058450868084e+003 | 1.4128e-07 | 3618.0585 | 3.618058450868084e+003 | 2.5357e-06 |  | 3.618058450868084e+003 | 5.0657e-06 |  | 3.618058450868084e+003 | 4.3875e-06 |  | 3620.5672 | 4.001e-06 | 28.3189 | 4.001e-06
3.620567167236800e+003 | 1.4127e-07 | 3620.5672 | 3.620567167236800e+003 | 2.5353e-06 |  | 3.620567167236800e+003 | 5.0649e-06 |  | 3.620567167236800e+003 | 4.3869e-06 |  | 3623.0776 | 4.001e-06 | 28.3216 | 4.001e-06
3.623077623117993e+003 | 1.4126e-07 | 3623.0776 | 3.623077623117993e+003 | 2.535e-06 |  | 3.623077623117993e+003 | 5.0642e-06 |  | 3.623077623117993e+003 | 4.3863e-06 |  | 3625.5898 | 4.001e-06 | 28.3243 | 4.001e-06
3.625589819717819e+003 | 1.4124e-07 | 3625.5898 | 3.625589819717819e+003 | 2.5346e-06 |  | 3.625589819717819e+003 | 5.0635e-06 |  | 3.625589819717819e+003 | 4.3856e-06 |  | 3628.1038 | 4.001e-06 | 28.327 | 4.001e-06
3.628103758243272e+003 | 1.4123e-07 | 3628.1038 | 3.628103758243272e+003 | 2.5342e-06 |  | 3.628103758243272e+003 | 5.0627e-06 |  | 3.628103758243272e+003 | 4.385e-06 |  | 3630.6194 | 4.001e-06 | 28.3297 | 4.001e-06
3.630619439902180e+003 | 1.4122e-07 | 3630.6194 | 3.630619439902180e+003 | 2.5339e-06 |  | 3.630619439902180e+003 | 5.062e-06 |  | 3.630619439902180e+003 | 4.3844e-06 |  | 3633.1369 | 4.001e-06 | 28.3324 | 4.001e-06
3.633136865903209e+003 | 1.412e-07 | 3633.1369 | 3.633136865903209e+003 | 2.5335e-06 |  | 3.633136865903209e+003 | 5.0613e-06 |  | 3.633136865903209e+003 | 4.3837e-06 |  | 3635.656 | 4.001e-06 | 28.3351 | 4.001e-06
3.635656037455866e+003 | 1.4119e-07 | 3635.656 | 3.635656037455866e+003 | 2.5331e-06 |  | 3.635656037455866e+003 | 5.0605e-06 |  | 3.635656037455866e+003 | 4.3831e-06 |  | 3638.177 | 4.001e-06 | 28.3378 | 4.001e-06
3.638176955770493e+003 | 1.4118e-07 | 3638.177 | 3.638176955770493e+003 | 2.5328e-06 |  | 3.638176955770493e+003 | 5.0598e-06 |  | 3.638176955770493e+003 | 4.3825e-06 |  | 3640.6996 | 4.001e-06 | 28.3405 | 4.001e-06
3.640699622058275e+003 | 1.4116e-07 | 3640.6996 | 3.640699622058275e+003 | 2.5324e-06 |  | 3.640699622058275e+003 | 5.059e-06 |  | 3.640699622058275e+003 | 4.3818e-06 |  | 3643.224 | 4.001e-06 | 28.3432 | 4.001e-06
3.643224037531232e+003 | 1.4115e-07 | 3643.224 | 3.643224037531232e+003 | 2.532e-06 |  | 3.643224037531232e+003 | 5.0583e-06 |  | 3.643224037531232e+003 | 4.3812e-06 |  | 3645.7502 | 4.001e-06 | 28.3459 | 4.001e-06
3.645750203402228e+003 | 1.4113e-07 | 3645.7502 | 3.645750203402228e+003 | 2.5316e-06 |  | 3.645750203402228e+003 | 5.0576e-06 |  | 3.645750203402228e+003 | 4.3805e-06 |  | 3648.2781 | 4.001e-06 | 28.3487 | 4.001e-06
3.648278120884968e+003 | 1.4112e-07 | 3648.2781 | 3.648278120884968e+003 | 2.5313e-06 |  | 3.648278120884968e+003 | 5.0568e-06 |  | 3.648278120884968e+003 | 4.3799e-06 |  | 3650.8078 | 4.001e-06 | 28.3514 | 4.001e-06
3.650807791193997e+003 | 1.4111e-07 | 3650.8078 | 3.650807791193997e+003 | 2.5309e-06 |  | 3.650807791193997e+003 | 5.0561e-06 |  | 3.650807791193997e+003 | 4.3792e-06 |  | 3653.3392 | 4.001e-06 | 28.3541 | 4.001e-06
3.653339215544703e+003 | 1.4109e-07 | 3653.3392 | 3.653339215544703e+003 | 2.5305e-06 |  | 3.653339215544703e+003 | 5.0553e-06 |  | 3.653339215544703e+003 | 4.3786e-06 |  | 3655.8724 | 4.001e-06 | 28.3568 | 4.001e-06
3.655872395153316e+003 | 1.4108e-07 | 3655.8724 | 3.655872395153316e+003 | 2.5302e-06 |  | 3.655872395153316e+003 | 5.0546e-06 |  | 3.655872395153316e+003 | 4.378e-06 |  | 3658.4073 | 4.001e-06 | 28.3596 | 4.001e-06
3.658407331236910e+003 | 1.4107e-07 | 3658.4073 | 3.658407331236910e+003 | 2.5298e-06 |  | 3.658407331236910e+003 | 5.0539e-06 |  | 3.658407331236910e+003 | 4.3773e-06 |  | 3660.944 | 4.001e-06 | 28.3623 | 4.001e-06
3.660944025013402e+003 | 1.4105e-07 | 3660.944 | 3.660944025013402e+003 | 2.5294e-06 |  | 3.660944025013402e+003 | 5.0531e-06 |  | 3.660944025013402e+003 | 4.3767e-06 |  | 3663.4825 | 4.001e-06 | 28.365 | 4.001e-06
3.663482477701556e+003 | 1.4104e-07 | 3663.4825 | 3.663482477701556e+003 | 2.529e-06 |  | 3.663482477701556e+003 | 5.0524e-06 |  | 3.663482477701556e+003 | 4.376e-06 |  | 3666.0227 | 4.001e-06 | 28.3678 | 4.001e-06
3.666022690520978e+003 | 1.4103e-07 | 3666.0227 | 3.666022690520978e+003 | 2.5287e-06 |  | 3.666022690520978e+003 | 5.0516e-06 |  | 3.666022690520978e+003 | 4.3754e-06 |  | 3668.5647 | 4.001e-06 | 28.3706 | 4.001e-06
3.668564664692121e+003 | 1.4101e-07 | 3668.5647 | 3.668564664692121e+003 | 2.5283e-06 |  | 3.668564664692121e+003 | 5.0509e-06 |  | 3.668564664692121e+003 | 4.3747e-06 |  | 3671.1084 | 4.001e-06 | 28.3733 | 4.001e-06
3.671108401436285e+003 | 1.41e-07 | 3671.1084 | 3.671108401436285e+003 | 2.5279e-06 |  | 3.671108401436285e+003 | 5.0501e-06 |  | 3.671108401436285e+003 | 4.3741e-06 |  | 3673.6539 | 4.001e-06 | 28.3761 | 4.001e-06
3.673653901975616e+003 | 1.4098e-07 | 3673.6539 | 3.673653901975616e+003 | 2.5275e-06 |  | 3.673653901975616e+003 | 5.0494e-06 |  | 3.673653901975616e+003 | 4.3734e-06 |  | 3676.2012 | 4.001e-06 | 28.3788 | 4.001e-06
3.676201167533106e+003 | 1.4097e-07 | 3676.2012 | 3.676201167533106e+003 | 2.5272e-06 |  | 3.676201167533106e+003 | 5.0486e-06 |  | 3.676201167533106e+003 | 4.3728e-06 |  | 3678.7502 | 4.001e-06 | 28.3816 | 4.001e-06
3.678750199332598e+003 | 1.4096e-07 | 3678.7502 | 3.678750199332598e+003 | 2.5268e-06 |  | 3.678750199332598e+003 | 5.0479e-06 |  | 3.678750199332598e+003 | 4.3721e-06 |  | 3681.301 | 4.001e-06 | 28.3844 | 4.001e-06
3.681300998598781e+003 | 1.4094e-07 | 3681.301 | 3.681300998598781e+003 | 2.5264e-06 |  | 3.681300998598781e+003 | 5.0471e-06 |  | 3.681300998598781e+003 | 4.3715e-06 |  | 3683.8536 | 4.001e-06 | 28.3871 | 4.001e-06
3.683853566557195e+003 | 1.4093e-07 | 3683.8536 | 3.683853566557195e+003 | 2.526e-06 |  | 3.683853566557195e+003 | 5.0464e-06 |  | 3.683853566557195e+003 | 4.3708e-06 |  | 3686.4079 | 4.001e-06 | 28.3899 | 4.001e-06
3.686407904434228e+003 | 1.4092e-07 | 3686.4079 | 3.686407904434228e+003 | 2.5257e-06 |  | 3.686407904434228e+003 | 5.0456e-06 |  | 3.686407904434228e+003 | 4.3702e-06 |  | 3688.964 | 4.001e-06 | 28.3927 | 4.001e-06
3.688964013457121e+003 | 1.409e-07 | 3688.964 | 3.688964013457121e+003 | 2.5253e-06 |  | 3.688964013457121e+003 | 5.0449e-06 |  | 3.688964013457121e+003 | 4.3695e-06 |  | 3691.5219 | 4.001e-06 | 28.3955 | 4.001e-06
3.691521894853964e+003 | 1.4089e-07 | 3691.5219 | 3.691521894853964e+003 | 2.5249e-06 |  | 3.691521894853964e+003 | 5.0441e-06 |  | 3.691521894853964e+003 | 4.3689e-06 |  | 3694.0815 | 4.001e-06 | 28.3983 | 4.001e-06
3.694081549853697e+003 | 1.4087e-07 | 3694.0815 | 3.694081549853697e+003 | 2.5245e-06 |  | 3.694081549853697e+003 | 5.0434e-06 |  | 3.694081549853697e+003 | 4.3682e-06 |  | 3696.643 | 4.001e-06 | 28.4011 | 4.001e-06
3.696642979686116e+003 | 1.4086e-07 | 3696.643 | 3.696642979686116e+003 | 2.5242e-06 |  | 3.696642979686116e+003 | 5.0426e-06 |  | 3.696642979686116e+003 | 4.3676e-06 |  | 3699.2062 | 4.001e-06 | 28.4038 | 4.001e-06
3.699206185581867e+003 | 1.4085e-07 | 3699.2062 | 3.699206185581867e+003 | 2.5238e-06 |  | 3.699206185581867e+003 | 5.0418e-06 |  | 3.699206185581867e+003 | 4.3669e-06 |  | 3701.7712 | 4.001e-06 | 28.4066 | 4.001e-06
3.701771168772450e+003 | 1.4083e-07 | 3701.7712 | 3.701771168772450e+003 | 2.5234e-06 |  | 3.701771168772450e+003 | 5.0411e-06 |  | 3.701771168772450e+003 | 4.3663e-06 |  | 3704.3379 | 4.001e-06 | 28.4094 | 4.001e-06
3.704337930490220e+003 | 1.4082e-07 | 3704.3379 | 3.704337930490220e+003 | 2.523e-06 |  | 3.704337930490220e+003 | 5.0403e-06 |  | 3.704337930490220e+003 | 4.3656e-06 |  | 3706.9065 | 4.001e-06 | 28.4122 | 4.001e-06
3.706906471968384e+003 | 1.408e-07 | 3706.9065 | 3.706906471968384e+003 | 2.5226e-06 |  | 3.706906471968384e+003 | 5.0396e-06 |  | 3.706906471968384e+003 | 4.3649e-06 |  | 3709.4768 | 4.001e-06 | 28.415 | 4.001e-06
3.709476794441006e+003 | 1.4079e-07 | 3709.4768 | 3.709476794441006e+003 | 2.5223e-06 |  | 3.709476794441006e+003 | 5.0388e-06 |  | 3.709476794441006e+003 | 4.3643e-06 |  | 3712.0489 | 4.001e-06 | 28.4179 | 4.001e-06
3.712048899143005e+003 | 1.4078e-07 | 3712.0489 | 3.712048899143005e+003 | 2.5219e-06 |  | 3.712048899143005e+003 | 5.038e-06 |  | 3.712048899143005e+003 | 4.3636e-06 |  | 3714.6228 | 4.001e-06 | 28.4207 | 4.001e-06
3.714622787310157e+003 | 1.4076e-07 | 3714.6228 | 3.714622787310157e+003 | 2.5215e-06 |  | 3.714622787310157e+003 | 5.0373e-06 |  | 3.714622787310157e+003 | 4.363e-06 |  | 3717.1985 | 4.001e-06 | 28.4235 | 4.001e-06
3.717198460179094e+003 | 1.4075e-07 | 3717.1985 | 3.717198460179094e+003 | 2.5211e-06 |  | 3.717198460179094e+003 | 5.0365e-06 |  | 3.717198460179094e+003 | 4.3623e-06 |  | 3719.7759 | 4.001e-06 | 28.4263 | 4.001e-06
3.719775918987306e+003 | 1.4073e-07 | 3719.7759 | 3.719775918987306e+003 | 2.5207e-06 |  | 3.719775918987306e+003 | 5.0358e-06 |  | 3.719775918987306e+003 | 4.3616e-06 |  | 3722.3552 | 4.001e-06 | 28.4291 | 4.001e-06
3.722355164973141e+003 | 1.4072e-07 | 3722.3552 | 3.722355164973141e+003 | 2.5204e-06 |  | 3.722355164973141e+003 | 5.035e-06 |  | 3.722355164973141e+003 | 4.361e-06 |  | 3724.9362 | 4.001e-06 | 28.432 | 4.001e-06
3.724936199375806e+003 | 1.4071e-07 | 3724.9362 | 3.724936199375806e+003 | 2.52e-06 |  | 3.724936199375806e+003 | 5.0342e-06 |  | 3.724936199375806e+003 | 4.3603e-06 |  | 3727.519 | 4.001e-06 | 28.4348 | 4.001e-06
3.727519023435366e+003 | 1.4069e-07 | 3727.519 | 3.727519023435366e+003 | 2.5196e-06 |  | 3.727519023435366e+003 | 5.0335e-06 |  | 3.727519023435366e+003 | 4.3597e-06 |  | 3730.1036 | 4.001e-06 | 28.4376 | 4.001e-06
3.730103638392747e+003 | 1.4068e-07 | 3730.1036 | 3.730103638392747e+003 | 2.5192e-06 |  | 3.730103638392747e+003 | 5.0327e-06 |  | 3.730103638392747e+003 | 4.359e-06 |  | 3732.69 | 4.001e-06 | 28.4405 | 4.001e-06
3.732690045489735e+003 | 1.4066e-07 | 3732.69 | 3.732690045489735e+003 | 2.5188e-06 |  | 3.732690045489735e+003 | 5.0319e-06 |  | 3.732690045489735e+003 | 4.3583e-06 |  | 3735.2782 | 4.001e-06 | 28.4433 | 4.001e-06
3.735278245968977e+003 | 1.4065e-07 | 3735.2782 | 3.735278245968977e+003 | 2.5184e-06 |  | 3.735278245968977e+003 | 5.0312e-06 |  | 3.735278245968977e+003 | 4.3577e-06 |  | 3737.8682 | 4.001e-06 | 28.4462 | 4.001e-06
3.737868241073982e+003 | 1.4064e-07 | 3737.8682 | 3.737868241073982e+003 | 2.5181e-06 |  | 3.737868241073982e+003 | 5.0304e-06 |  | 3.737868241073982e+003 | 4.357e-06 |  | 3740.46 | 4.001e-06 | 28.449 | 4.001e-06
3.740460032049121e+003 | 1.4062e-07 | 3740.46 | 3.740460032049121e+003 | 2.5177e-06 |  | 3.740460032049121e+003 | 5.0296e-06 |  | 3.740460032049121e+003 | 4.3563e-06 |  | 3743.0536 | 4.001e-06 | 28.4519 | 4.001e-06
3.743053620139628e+003 | 1.4061e-07 | 3743.0536 | 3.743053620139628e+003 | 2.5173e-06 |  | 3.743053620139628e+003 | 5.0289e-06 |  | 3.743053620139628e+003 | 4.3557e-06 |  | 3745.649 | 4.001e-06 | 28.4547 | 4.001e-06
3.745649006591600e+003 | 1.4059e-07 | 3745.649 | 3.745649006591600e+003 | 2.5169e-06 |  | 3.745649006591600e+003 | 5.0281e-06 |  | 3.745649006591600e+003 | 4.355e-06 |  | 3748.2462 | 4.001e-06 | 28.4576 | 4.001e-06
3.748246192651998e+003 | 1.4058e-07 | 3748.2462 | 3.748246192651998e+003 | 2.5165e-06 |  | 3.748246192651998e+003 | 5.0273e-06 |  | 3.748246192651998e+003 | 4.3543e-06 |  | 3750.8452 | 4.001e-06 | 28.4605 | 4.001e-06
3.750845179568648e+003 | 1.4057e-07 | 3750.8452 | 3.750845179568648e+003 | 2.5161e-06 |  | 3.750845179568648e+003 | 5.0265e-06 |  | 3.750845179568648e+003 | 4.3537e-06 |  | 3753.446 | 4.001e-06 | 28.4633 | 4.001e-06
3.753445968590242e+003 | 1.4055e-07 | 3753.446 | 3.753445968590242e+003 | 2.5157e-06 |  | 3.753445968590242e+003 | 5.0258e-06 |  | 3.753445968590242e+003 | 4.353e-06 |  | 3756.0486 | 4.001e-06 | 28.4662 | 4.001e-06
3.756048560966337e+003 | 1.4054e-07 | 3756.0486 | 3.756048560966337e+003 | 2.5153e-06 |  | 3.756048560966337e+003 | 5.025e-06 |  | 3.756048560966337e+003 | 4.3523e-06 |  | 3758.653 | 4.001e-06 | 28.4691 | 4.001e-06
3.758652957947355e+003 | 1.4052e-07 | 3758.653 | 3.758652957947355e+003 | 2.515e-06 |  | 3.758652957947355e+003 | 5.0242e-06 |  | 3.758652957947355e+003 | 4.3516e-06 |  | 3761.2592 | 4.001e-06 | 28.472 | 4.001e-06
3.761259160784587e+003 | 1.4051e-07 | 3761.2592 | 3.761259160784587e+003 | 2.5146e-06 |  | 3.761259160784587e+003 | 5.0234e-06 |  | 3.761259160784587e+003 | 4.351e-06 |  | 3763.8672 | 4.001e-06 | 28.4749 | 4.001e-06
3.763867170730191e+003 | 1.4049e-07 | 3763.8672 | 3.763867170730191e+003 | 2.5142e-06 |  | 3.763867170730191e+003 | 5.0227e-06 |  | 3.763867170730191e+003 | 4.3503e-06 |  | 3766.477 | 4.001e-06 | 28.4777 | 4.001e-06
3.766476989037195e+003 | 1.4048e-07 | 3766.477 | 3.766476989037195e+003 | 2.5138e-06 |  | 3.766476989037195e+003 | 5.0219e-06 |  | 3.766476989037195e+003 | 4.3496e-06 |  | 3769.0886 | 4.001e-06 | 28.4806 | 4.001e-06
3.769088616959491e+003 | 1.4047e-07 | 3769.0886 | 3.769088616959491e+003 | 2.5134e-06 |  | 3.769088616959491e+003 | 5.0211e-06 |  | 3.769088616959491e+003 | 4.349e-06 |  | 3771.7021 | 4.001e-06 | 28.4835 | 4.001e-06
3.771702055751846e+003 | 1.4045e-07 | 3771.7021 | 3.771702055751846e+003 | 2.513e-06 |  | 3.771702055751846e+003 | 5.0203e-06 |  | 3.771702055751846e+003 | 4.3483e-06 |  | 3774.3173 | 4.001e-06 | 28.4864 | 4.001e-06
3.774317306669895e+003 | 1.4044e-07 | 3774.3173 | 3.774317306669895e+003 | 2.5126e-06 |  | 3.774317306669895e+003 | 5.0195e-06 |  | 3.774317306669895e+003 | 4.3476e-06 |  | 3776.9344 | 4.001e-06 | 28.4893 | 4.001e-06
3.776934370970140e+003 | 1.4042e-07 | 3776.9344 | 3.776934370970140e+003 | 2.5122e-06 |  | 3.776934370970140e+003 | 5.0188e-06 |  | 3.776934370970140e+003 | 4.3469e-06 |  | 3779.5532 | 4.001e-06 | 28.4922 | 4.001e-06
3.779553249909961e+003 | 1.4041e-07 | 3779.5532 | 3.779553249909961e+003 | 2.5118e-06 |  | 3.779553249909961e+003 | 5.018e-06 |  | 3.779553249909961e+003 | 4.3462e-06 |  | 3782.1739 | 4.001e-06 | 28.4952 | 4.001e-06
3.782173944747604e+003 | 1.4039e-07 | 3782.1739 | 3.782173944747604e+003 | 2.5114e-06 |  | 3.782173944747604e+003 | 5.0172e-06 |  | 3.782173944747604e+003 | 4.3456e-06 |  | 3784.7965 | 4.001e-06 | 28.4981 | 4.001e-06
3.784796456742191e+003 | 1.4038e-07 | 3784.7965 | 3.784796456742191e+003 | 2.5111e-06 |  | 3.784796456742191e+003 | 5.0164e-06 |  | 3.784796456742191e+003 | 4.3449e-06 |  | 3787.4208 | 4.0009e-06 | 28.501 | 4.0009e-06
3.787420787153716e+003 | 1.4036e-07 | 3787.4208 | 3.787420787153716e+003 | 2.5107e-06 |  | 3.787420787153716e+003 | 5.0156e-06 |  | 3.787420787153716e+003 | 4.3442e-06 |  | 3790.0469 | 4.0009e-06 | 28.5039 | 4.0009e-06
3.790046937243046e+003 | 1.4035e-07 | 3790.0469 | 3.790046937243046e+003 | 2.5103e-06 |  | 3.790046937243046e+003 | 5.0148e-06 |  | 3.790046937243046e+003 | 4.3435e-06 |  | 3792.6749 | 4.0009e-06 | 28.5068 | 4.0009e-06
3.792674908271923e+003 | 1.4034e-07 | 3792.6749 | 3.792674908271923e+003 | 2.5099e-06 |  | 3.792674908271923e+003 | 5.0141e-06 |  | 3.792674908271923e+003 | 4.3428e-06 |  | 3795.3047 | 4.0009e-06 | 28.5098 | 4.0009e-06
3.795304701502962e+003 | 1.4032e-07 | 3795.3047 | 3.795304701502962e+003 | 2.5095e-06 |  | 3.795304701502962e+003 | 5.0133e-06 |  | 3.795304701502962e+003 | 4.3422e-06 |  | 3797.9363 | 4.0009e-06 | 28.5127 | 4.0009e-06
3.797936318199658e+003 | 1.4031e-07 | 3797.9363 | 3.797936318199658e+003 | 2.5091e-06 |  | 3.797936318199658e+003 | 5.0125e-06 |  | 3.797936318199658e+003 | 4.3415e-06 |  | 3800.5698 | 4.0009e-06 | 28.5156 | 4.0009e-06
3.800569759626377e+003 | 1.4029e-07 | 3800.5698 | 3.800569759626377e+003 | 2.5087e-06 |  | 3.800569759626377e+003 | 5.0117e-06 |  | 3.800569759626377e+003 | 4.3408e-06 |  | 3803.205 | 4.0009e-06 | 28.5186 | 4.0009e-06
3.803205027048365e+003 | 1.4028e-07 | 3803.205 | 3.803205027048365e+003 | 2.5083e-06 |  | 3.803205027048365e+003 | 5.0109e-06 |  | 3.803205027048365e+003 | 4.3401e-06 |  | 3805.8421 | 4.0009e-06 | 28.5215 | 4.0009e-06
3.805842121731744e+003 | 1.4026e-07 | 3805.8421 | 3.805842121731744e+003 | 2.5079e-06 |  | 3.805842121731744e+003 | 5.0101e-06 |  | 3.805842121731744e+003 | 4.3394e-06 |  | 3808.481 | 4.0009e-06 | 28.5245 | 4.0009e-06
3.808481044943514e+003 | 1.4025e-07 | 3808.481 | 3.808481044943514e+003 | 2.5075e-06 |  | 3.808481044943514e+003 | 5.0093e-06 |  | 3.808481044943514e+003 | 4.3387e-06 |  | 3811.1218 | 4.0009e-06 | 28.5274 | 4.0009e-06
3.811121797951554e+003 | 1.4023e-07 | 3811.1218 | 3.811121797951554e+003 | 2.5071e-06 |  | 3.811121797951554e+003 | 5.0085e-06 |  | 3.811121797951554e+003 | 4.3381e-06 |  | 3813.7644 | 4.0009e-06 | 28.5304 | 4.0009e-06
3.813764382024621e+003 | 1.4022e-07 | 3813.7644 | 3.813764382024621e+003 | 2.5067e-06 |  | 3.813764382024621e+003 | 5.0077e-06 |  | 3.813764382024621e+003 | 4.3374e-06 |  | 3816.4088 | 4.0009e-06 | 28.5333 | 4.0009e-06
3.816408798432354e+003 | 1.4021e-07 | 3816.4088 | 3.816408798432354e+003 | 2.5063e-06 |  | 3.816408798432354e+003 | 5.0069e-06 |  | 3.816408798432354e+003 | 4.3367e-06 |  | 3819.055 | 4.0009e-06 | 28.5363 | 4.0009e-06
3.819055048445269e+003 | 1.4019e-07 | 3819.055 | 3.819055048445269e+003 | 2.5059e-06 |  | 3.819055048445269e+003 | 5.0061e-06 |  | 3.819055048445269e+003 | 4.336e-06 |  | 3821.7031 | 4.0009e-06 | 28.5393 | 4.0009e-06
3.821703133334766e+003 | 1.4018e-07 | 3821.7031 | 3.821703133334766e+003 | 2.5055e-06 |  | 3.821703133334766e+003 | 5.0053e-06 |  | 3.821703133334766e+003 | 4.3353e-06 |  | 3824.3531 | 4.0009e-06 | 28.5422 | 4.0009e-06
3.824353054373126e+003 | 1.4016e-07 | 3824.3531 | 3.824353054373126e+003 | 2.5051e-06 |  | 3.824353054373126e+003 | 5.0045e-06 |  | 3.824353054373126e+003 | 4.3346e-06 |  | 3827.0048 | 4.0009e-06 | 28.5452 | 4.0009e-06
3.827004812833510e+003 | 1.4015e-07 | 3827.0048 | 3.827004812833510e+003 | 2.5047e-06 |  | 3.827004812833510e+003 | 5.0037e-06 |  | 3.827004812833510e+003 | 4.3339e-06 |  | 3829.6584 | 4.0009e-06 | 28.5482 | 4.0009e-06
3.829658409989965e+003 | 1.4013e-07 | 3829.6584 | 3.829658409989965e+003 | 2.5043e-06 |  | 3.829658409989965e+003 | 5.0029e-06 |  | 3.829658409989965e+003 | 4.3332e-06 |  | 3832.3138 | 4.0009e-06 | 28.5512 | 4.0009e-06
3.832313847117418e+003 | 1.4012e-07 | 3832.3138 | 3.832313847117418e+003 | 2.5039e-06 |  | 3.832313847117418e+003 | 5.0021e-06 |  | 3.832313847117418e+003 | 4.3325e-06 |  | 3834.9711 | 4.0009e-06 | 28.5542 | 4.0009e-06
3.834971125491683e+003 | 1.401e-07 | 3834.9711 | 3.834971125491683e+003 | 2.5035e-06 |  | 3.834971125491683e+003 | 5.0013e-06 |  | 3.834971125491683e+003 | 4.3318e-06 |  | 3837.6302 | 4.0009e-06 | 28.5572 | 4.0009e-06
3.837630246389458e+003 | 1.4009e-07 | 3837.6302 | 3.837630246389458e+003 | 2.5031e-06 |  | 3.837630246389458e+003 | 5.0005e-06 |  | 3.837630246389458e+003 | 4.3311e-06 |  | 3840.2912 | 4.0009e-06 | 28.5602 | 4.0009e-06
3.840291211088325e+003 | 1.4007e-07 | 3840.2912 | 3.840291211088325e+003 | 2.5027e-06 |  | 3.840291211088325e+003 | 4.9997e-06 |  | 3.840291211088325e+003 | 4.3305e-06 |  | 3842.954 | 4.0009e-06 | 28.5632 | 4.0009e-06
3.842954020866752e+003 | 1.4006e-07 | 3842.954 | 3.842954020866752e+003 | 2.5023e-06 |  | 3.842954020866752e+003 | 4.9989e-06 |  | 3.842954020866752e+003 | 4.3298e-06 |  | 3845.6187 | 4.0009e-06 | 28.5662 | 4.0009e-06
3.845618677004095e+003 | 1.4004e-07 | 3845.6187 | 3.845618677004095e+003 | 2.5019e-06 |  | 3.845618677004095e+003 | 4.9981e-06 |  | 3.845618677004095e+003 | 4.3291e-06 |  | 3848.2852 | 4.0009e-06 | 28.5692 | 4.0009e-06
3.848285180780596e+003 | 1.4003e-07 | 3848.2852 | 3.848285180780596e+003 | 2.5015e-06 |  | 3.848285180780596e+003 | 4.9973e-06 |  | 3.848285180780596e+003 | 4.3284e-06 |  | 3850.9535 | 4.0009e-06 | 28.5722 | 4.0009e-06
3.850953533477384e+003 | 1.4001e-07 | 3850.9535 | 3.850953533477384e+003 | 2.5011e-06 |  | 3.850953533477384e+003 | 4.9965e-06 |  | 3.850953533477384e+003 | 4.3277e-06 |  | 3853.6237 | 4.0009e-06 | 28.5752 | 4.0009e-06
3.853623736376477e+003 | 1.4e-07 | 3853.6237 | 3.853623736376477e+003 | 2.5007e-06 |  | 3.853623736376477e+003 | 4.9957e-06 |  | 3.853623736376477e+003 | 4.327e-06 |  | 3856.2958 | 4.0009e-06 | 28.5782 | 4.0009e-06
3.856295790760784e+003 | 1.3998e-07 | 3856.2958 | 3.856295790760784e+003 | 2.5003e-06 |  | 3.856295790760784e+003 | 4.9949e-06 |  | 3.856295790760784e+003 | 4.3263e-06 |  | 3858.9697 | 4.0009e-06 | 28.5812 | 4.0009e-06
3.858969697914100e+003 | 1.3997e-07 | 3858.9697 | 3.858969697914100e+003 | 2.4999e-06 |  | 3.858969697914100e+003 | 4.9941e-06 |  | 3.858969697914100e+003 | 4.3256e-06 |  | 3861.6455 | 4.0009e-06 | 28.5843 | 4.0009e-06
3.861645459121112e+003 | 1.3995e-07 | 3861.6455 | 3.861645459121112e+003 | 2.4995e-06 |  | 3.861645459121112e+003 | 4.9933e-06 |  | 3.861645459121112e+003 | 4.3249e-06 |  | 3864.3231 | 4.0009e-06 | 28.5873 | 4.0009e-06
3.864323075667398e+003 | 1.3994e-07 | 3864.3231 | 3.864323075667398e+003 | 2.4991e-06 |  | 3.864323075667398e+003 | 4.9925e-06 |  | 3.864323075667398e+003 | 4.3242e-06 |  | 3867.0025 | 4.0009e-06 | 28.5903 | 4.0009e-06
3.867002548839427e+003 | 1.3993e-07 | 3867.0025 | 3.867002548839427e+003 | 2.4987e-06 |  | 3.867002548839427e+003 | 4.9917e-06 |  | 3.867002548839427e+003 | 4.3235e-06 |  | 3869.6839 | 4.0009e-06 | 28.5934 | 4.0009e-06
3.869683879924559e+003 | 1.3991e-07 | 3869.6839 | 3.869683879924559e+003 | 2.4983e-06 |  | 3.869683879924559e+003 | 4.9909e-06 |  | 3.869683879924559e+003 | 4.3228e-06 |  | 3872.3671 | 4.0009e-06 | 28.5964 | 4.0009e-06
3.872367070211049e+003 | 1.399e-07 | 3872.3671 | 3.872367070211049e+003 | 2.4979e-06 |  | 3.872367070211049e+003 | 4.9901e-06 |  | 3.872367070211049e+003 | 4.3221e-06 |  | 3875.0521 | 4.0009e-06 | 28.5994 | 4.0009e-06
3.875052120988044e+003 | 1.3988e-07 | 3875.0521 | 3.875052120988044e+003 | 2.4975e-06 |  | 3.875052120988044e+003 | 4.9892e-06 |  | 3.875052120988044e+003 | 4.3214e-06 |  | 3877.739 | 4.0009e-06 | 28.6025 | 4.0009e-06
3.877739033545583e+003 | 1.3987e-07 | 3877.739 | 3.877739033545583e+003 | 2.4971e-06 |  | 3.877739033545583e+003 | 4.9884e-06 |  | 3.877739033545583e+003 | 4.3207e-06 |  | 3880.4278 | 4.0009e-06 | 28.6055 | 4.0009e-06
3.880427809174604e+003 | 1.3985e-07 | 3880.4278 | 3.880427809174604e+003 | 2.4967e-06 |  | 3.880427809174604e+003 | 4.9876e-06 |  | 3.880427809174604e+003 | 4.3199e-06 |  | 3883.1184 | 4.0009e-06 | 28.6086 | 4.0009e-06
3.883118449166935e+003 | 1.3984e-07 | 3883.1184 | 3.883118449166935e+003 | 2.4962e-06 |  | 3.883118449166935e+003 | 4.9868e-06 |  | 3.883118449166935e+003 | 4.3192e-06 |  | 3885.811 | 4.0009e-06 | 28.6117 | 4.0009e-06
3.885810954815303e+003 | 1.3982e-07 | 3885.811 | 3.885810954815303e+003 | 2.4958e-06 |  | 3.885810954815303e+003 | 4.986e-06 |  | 3.885810954815303e+003 | 4.3185e-06 |  | 3888.5053 | 4.0009e-06 | 28.6147 | 4.0009e-06
3.888505327413330e+003 | 1.3981e-07 | 3888.5053 | 3.888505327413330e+003 | 2.4954e-06 |  | 3.888505327413330e+003 | 4.9852e-06 |  | 3.888505327413330e+003 | 4.3178e-06 |  | 3891.2016 | 4.0009e-06 | 28.6178 | 4.0009e-06
3.891201568255536e+003 | 1.3979e-07 | 3891.2016 | 3.891201568255536e+003 | 2.495e-06 |  | 3.891201568255536e+003 | 4.9843e-06 |  | 3.891201568255536e+003 | 4.3171e-06 |  | 3893.8997 | 4.0009e-06 | 28.6209 | 4.0009e-06
3.893899678637339e+003 | 1.3978e-07 | 3893.8997 | 3.893899678637339e+003 | 2.4946e-06 |  | 3.893899678637339e+003 | 4.9835e-06 |  | 3.893899678637339e+003 | 4.3164e-06 |  | 3896.5997 | 4.0009e-06 | 28.6239 | 4.0009e-06
3.896599659855053e+003 | 1.3976e-07 | 3896.5997 | 3.896599659855053e+003 | 2.4942e-06 |  | 3.896599659855053e+003 | 4.9827e-06 |  | 3.896599659855053e+003 | 4.3157e-06 |  | 3899.3015 | 4.0009e-06 | 28.627 | 4.0009e-06
3.899301513205892e+003 | 1.3975e-07 | 3899.3015 | 3.899301513205892e+003 | 2.4938e-06 |  | 3.899301513205892e+003 | 4.9819e-06 |  | 3.899301513205892e+003 | 4.315e-06 |  | 3902.0052 | 4.0009e-06 | 28.6301 | 4.0009e-06
3.902005239987971e+003 | 1.3973e-07 | 3902.0052 | 3.902005239987971e+003 | 2.4934e-06 |  | 3.902005239987971e+003 | 4.9811e-06 |  | 3.902005239987971e+003 | 4.3143e-06 |  | 3904.7108 | 4.0009e-06 | 28.6332 | 4.0009e-06
3.904710841500302e+003 | 1.3972e-07 | 3904.7108 | 3.904710841500302e+003 | 2.493e-06 |  | 3.904710841500302e+003 | 4.9802e-06 |  | 3.904710841500302e+003 | 4.3136e-06 |  | 3907.4183 | 4.0009e-06 | 28.6363 | 4.0009e-06
3.907418319042801e+003 | 1.397e-07 | 3907.4183 | 3.907418319042801e+003 | 2.4926e-06 |  | 3.907418319042801e+003 | 4.9794e-06 |  | 3.907418319042801e+003 | 4.3128e-06 |  | 3910.1277 | 4.0009e-06 | 28.6394 | 4.0009e-06
3.910127673916284e+003 | 1.3968e-07 | 3910.1277 | 3.910127673916284e+003 | 2.4921e-06 |  | 3.910127673916284e+003 | 4.9786e-06 |  | 3.910127673916284e+003 | 4.3121e-06 |  | 3912.8389 | 4.0009e-06 | 28.6425 | 4.0009e-06
3.912838907422467e+003 | 1.3967e-07 | 3912.8389 | 3.912838907422467e+003 | 2.4917e-06 |  | 3.912838907422467e+003 | 4.9778e-06 |  | 3.912838907422467e+003 | 4.3114e-06 |  | 3915.552 | 4.0009e-06 | 28.6456 | 4.0009e-06
3.915552020863971e+003 | 1.3965e-07 | 3915.552 | 3.915552020863971e+003 | 2.4913e-06 |  | 3.915552020863971e+003 | 4.9769e-06 |  | 3.915552020863971e+003 | 4.3107e-06 |  | 3918.267 | 4.0009e-06 | 28.6487 | 4.0009e-06
3.918267015544320e+003 | 1.3964e-07 | 3918.267 | 3.918267015544320e+003 | 2.4909e-06 |  | 3.918267015544320e+003 | 4.9761e-06 |  | 3.918267015544320e+003 | 4.31e-06 |  | 3920.9839 | 4.0009e-06 | 28.6518 | 4.0009e-06
3.920983892767942e+003 | 1.3962e-07 | 3920.9839 | 3.920983892767942e+003 | 2.4905e-06 |  | 3.920983892767942e+003 | 4.9753e-06 |  | 3.920983892767942e+003 | 4.3093e-06 |  | 3923.7027 | 4.0009e-06 | 28.6549 | 4.0009e-06
3.923702653840168e+003 | 1.3961e-07 | 3923.7027 | 3.923702653840168e+003 | 2.4901e-06 |  | 3.923702653840168e+003 | 4.9745e-06 |  | 3.923702653840168e+003 | 4.3086e-06 |  | 3926.4233 | 4.0009e-06 | 28.658 | 4.0009e-06
3.926423300067235e+003 | 1.3959e-07 | 3926.4233 | 3.926423300067235e+003 | 2.4897e-06 |  | 3.926423300067235e+003 | 4.9736e-06 |  | 3.926423300067235e+003 | 4.3078e-06 |  | 3929.1458 | 4.0009e-06 | 28.6612 | 4.0009e-06
3.929145832756286e+003 | 1.3958e-07 | 3929.1458 | 3.929145832756286e+003 | 2.4892e-06 |  | 3.929145832756286e+003 | 4.9728e-06 |  | 3.929145832756286e+003 | 4.3071e-06 |  | 3931.8703 | 4.0009e-06 | 28.6643 | 4.0009e-06
3.931870253215370e+003 | 1.3956e-07 | 3931.8703 | 3.931870253215370e+003 | 2.4888e-06 |  | 3.931870253215370e+003 | 4.972e-06 |  | 3.931870253215370e+003 | 4.3064e-06 |  | 3934.5966 | 4.0009e-06 | 28.6674 | 4.0009e-06
3.934596562753444e+003 | 1.3955e-07 | 3934.5966 | 3.934596562753444e+003 | 2.4884e-06 |  | 3.934596562753444e+003 | 4.9711e-06 |  | 3.934596562753444e+003 | 4.3057e-06 |  | 3937.3248 | 4.0009e-06 | 28.6706 | 4.0009e-06
3.937324762680370e+003 | 1.3953e-07 | 3937.3248 | 3.937324762680370e+003 | 2.488e-06 |  | 3.937324762680370e+003 | 4.9703e-06 |  | 3.937324762680370e+003 | 4.305e-06 |  | 3940.0549 | 4.0009e-06 | 28.6737 | 4.0009e-06
3.940054854306920e+003 | 1.3952e-07 | 3940.0549 | 3.940054854306920e+003 | 2.4876e-06 |  | 3.940054854306920e+003 | 4.9695e-06 |  | 3.940054854306920e+003 | 4.3042e-06 |  | 3942.7868 | 4.0009e-06 | 28.6769 | 4.0009e-06
3.942786838944777e+003 | 1.395e-07 | 3942.7868 | 3.942786838944777e+003 | 2.4872e-06 |  | 3.942786838944777e+003 | 4.9686e-06 |  | 3.942786838944777e+003 | 4.3035e-06 |  | 3945.5207 | 4.0009e-06 | 28.68 | 4.0009e-06
3.945520717906529e+003 | 1.3949e-07 | 3945.5207 | 3.945520717906529e+003 | 2.4867e-06 |  | 3.945520717906529e+003 | 4.9678e-06 |  | 3.945520717906529e+003 | 4.3028e-06 |  | 3948.2565 | 4.0009e-06 | 28.6832 | 4.0009e-06
3.948256492505678e+003 | 1.3947e-07 | 3948.2565 | 3.948256492505678e+003 | 2.4863e-06 |  | 3.948256492505678e+003 | 4.967e-06 |  | 3.948256492505678e+003 | 4.3021e-06 |  | 3950.9942 | 4.0009e-06 | 28.6863 | 4.0009e-06
3.950994164056634e+003 | 1.3946e-07 | 3950.9942 | 3.950994164056634e+003 | 2.4859e-06 |  | 3.950994164056634e+003 | 4.9661e-06 |  | 3.950994164056634e+003 | 4.3013e-06 |  | 3953.7337 | 4.0009e-06 | 28.6895 | 4.0009e-06
3.953733733874720e+003 | 1.3944e-07 | 3953.7337 | 3.953733733874720e+003 | 2.4855e-06 |  | 3.953733733874720e+003 | 4.9653e-06 |  | 3.953733733874720e+003 | 4.3006e-06 |  | 3956.4752 | 4.0009e-06 | 28.6927 | 4.0009e-06
3.956475203276171e+003 | 1.3942e-07 | 3956.4752 | 3.956475203276171e+003 | 2.4851e-06 |  | 3.956475203276171e+003 | 4.9644e-06 |  | 3.956475203276171e+003 | 4.2999e-06 |  | 3959.2186 | 4.0009e-06 | 28.6958 | 4.0009e-06
3.959218573578134e+003 | 1.3941e-07 | 3959.2186 | 3.959218573578134e+003 | 2.4846e-06 |  | 3.959218573578134e+003 | 4.9636e-06 |  | 3.959218573578134e+003 | 4.2992e-06 |  | 3961.9638 | 4.0009e-06 | 28.699 | 4.0009e-06
3.961963846098669e+003 | 1.3939e-07 | 3961.9638 | 3.961963846098669e+003 | 2.4842e-06 |  | 3.961963846098669e+003 | 4.9628e-06 |  | 3.961963846098669e+003 | 4.2984e-06 |  | 3964.711 | 4.0009e-06 | 28.7022 | 4.0009e-06
3.964711022156751e+003 | 1.3938e-07 | 3964.711 | 3.964711022156751e+003 | 2.4838e-06 |  | 3.964711022156751e+003 | 4.9619e-06 |  | 3.964711022156751e+003 | 4.2977e-06 |  | 3967.4601 | 4.0009e-06 | 28.7054 | 4.0009e-06
3.967460103072270e+003 | 1.3936e-07 | 3967.4601 | 3.967460103072270e+003 | 2.4834e-06 |  | 3.967460103072270e+003 | 4.9611e-06 |  | 3.967460103072270e+003 | 4.297e-06 |  | 3970.2111 | 4.0009e-06 | 28.7085 | 4.0009e-06
3.970211090166029e+003 | 1.3935e-07 | 3970.2111 | 3.970211090166029e+003 | 2.483e-06 |  | 3.970211090166029e+003 | 4.9602e-06 |  | 3.970211090166029e+003 | 4.2962e-06 |  | 3972.964 | 4.0009e-06 | 28.7117 | 4.0009e-06
3.972963984759749e+003 | 1.3933e-07 | 3972.964 | 3.972963984759749e+003 | 2.4825e-06 |  | 3.972963984759749e+003 | 4.9594e-06 |  | 3.972963984759749e+003 | 4.2955e-06 |  | 3975.7188 | 4.0009e-06 | 28.7149 | 4.0009e-06
3.975718788176066e+003 | 1.3932e-07 | 3975.7188 | 3.975718788176066e+003 | 2.4821e-06 |  | 3.975718788176066e+003 | 4.9585e-06 |  | 3.975718788176066e+003 | 4.2948e-06 |  | 3978.4755 | 4.0009e-06 | 28.7181 | 4.0009e-06
3.978475501738533e+003 | 1.393e-07 | 3978.4755 | 3.978475501738533e+003 | 2.4817e-06 |  | 3.978475501738533e+003 | 4.9577e-06 |  | 3.978475501738533e+003 | 4.294e-06 |  | 3981.2341 | 4.0009e-06 | 28.7213 | 4.0009e-06
3.981234126771623e+003 | 1.3929e-07 | 3981.2341 | 3.981234126771623e+003 | 2.4813e-06 |  | 3.981234126771623e+003 | 4.9568e-06 |  | 3.981234126771623e+003 | 4.2933e-06 |  | 3983.9947 | 4.0009e-06 | 28.7245 | 4.0009e-06
3.983994664600725e+003 | 1.3927e-07 | 3983.9947 | 3.983994664600725e+003 | 2.4808e-06 |  | 3.983994664600725e+003 | 4.956e-06 |  | 3.983994664600725e+003 | 4.2926e-06 |  | 3986.7571 | 4.0009e-06 | 28.7277 | 4.0009e-06
3.986757116552147e+003 | 1.3925e-07 | 3986.7571 | 3.986757116552147e+003 | 2.4804e-06 |  | 3.986757116552147e+003 | 4.9551e-06 |  | 3.986757116552147e+003 | 4.2918e-06 |  | 3989.5215 | 4.0009e-06 | 28.7309 | 4.0009e-06
3.989521483953119e+003 | 1.3924e-07 | 3989.5215 | 3.989521483953119e+003 | 2.48e-06 |  | 3.989521483953119e+003 | 4.9543e-06 |  | 3.989521483953119e+003 | 4.2911e-06 |  | 3992.2878 | 4.0009e-06 | 28.7342 | 4.0009e-06
3.992287768131788e+003 | 1.3922e-07 | 3992.2878 | 3.992287768131788e+003 | 2.4796e-06 |  | 3.992287768131788e+003 | 4.9534e-06 |  | 3.992287768131788e+003 | 4.2904e-06 |  | 3995.056 | 4.0009e-06 | 28.7374 | 4.0009e-06
3.995055970417224e+003 | 1.3921e-07 | 3995.056 | 3.995055970417224e+003 | 2.4791e-06 |  | 3.995055970417224e+003 | 4.9526e-06 |  | 3.995055970417224e+003 | 4.2896e-06 |  | 3997.8261 | 4.0009e-06 | 28.7406 | 4.0009e-06
3.997826092139419e+003 | 1.3919e-07 | 3997.8261 | 3.997826092139419e+003 | 2.4787e-06 |  | 3.997826092139419e+003 | 4.9517e-06 |  | 3.997826092139419e+003 | 4.2889e-06 |  | 4000.5981 | 4.0009e-06 | 28.7438 | 4.0009e-06
4.000598134629287e+003 | 1.3918e-07 | 4000.5981 | 4.000598134629287e+003 | 2.4783e-06 |  | 4.000598134629287e+003 | 4.9509e-06 |  | 4.000598134629287e+003 | 4.2881e-06 |  | 4003.3721 | 4.0009e-06 | 28.7471 | 4.0009e-06
4.003372099218662e+003 | 1.3916e-07 | 4003.3721 | 4.003372099218662e+003 | 2.4779e-06 |  | 4.003372099218662e+003 | 4.95e-06 |  | 4.003372099218662e+003 | 4.2874e-06 |  | 4006.148 | 4.0009e-06 | 28.7503 | 4.0009e-06
4.006147987240305e+003 | 1.3914e-07 | 4006.148 | 4.006147987240305e+003 | 2.4774e-06 |  | 4.006147987240305e+003 | 4.9492e-06 |  | 4.006147987240305e+003 | 4.2867e-06 |  | 4008.9258 | 4.0009e-06 | 28.7536 | 4.0009e-06
4.008925800027901e+003 | 1.3913e-07 | 4008.9258 | 4.008925800027901e+003 | 2.477e-06 |  | 4.008925800027901e+003 | 4.9483e-06 |  | 4.008925800027901e+003 | 4.2859e-06 |  | 4011.7055 | 4.0009e-06 | 28.7568 | 4.0009e-06
4.011705538916056e+003 | 1.3911e-07 | 4011.7055 | 4.011705538916056e+003 | 2.4766e-06 |  | 4.011705538916056e+003 | 4.9475e-06 |  | 4.011705538916056e+003 | 4.2852e-06 |  | 4014.4872 | 4.0009e-06 | 28.7601 | 4.0009e-06
4.014487205240305e+003 | 1.391e-07 | 4014.4872 | 4.014487205240305e+003 | 2.4761e-06 |  | 4.014487205240305e+003 | 4.9466e-06 |  | 4.014487205240305e+003 | 4.2844e-06 |  | 4017.2708 | 4.0009e-06 | 28.7633 | 4.0009e-06
4.017270800337109e+003 | 1.3908e-07 | 4017.2708 | 4.017270800337109e+003 | 2.4757e-06 |  | 4.017270800337109e+003 | 4.9458e-06 |  | 4.017270800337109e+003 | 4.2837e-06 |  | 4020.0563 | 4.0009e-06 | 28.7666 | 4.0009e-06
4.020056325543854e+003 | 1.3907e-07 | 4020.0563 | 4.020056325543854e+003 | 2.4753e-06 |  | 4.020056325543854e+003 | 4.9449e-06 |  | 4.020056325543854e+003 | 4.2829e-06 |  | 4022.8438 | 4.0009e-06 | 28.7699 | 4.0009e-06
4.022843782198855e+003 | 1.3905e-07 | 4022.8438 | 4.022843782198855e+003 | 2.4749e-06 |  | 4.022843782198855e+003 | 4.944e-06 |  | 4.022843782198855e+003 | 4.2822e-06 |  | 4025.6332 | 4.0009e-06 | 28.7731 | 4.0009e-06
4.025633171641352e+003 | 1.3903e-07 | 4025.6332 | 4.025633171641352e+003 | 2.4744e-06 |  | 4.025633171641352e+003 | 4.9432e-06 |  | 4.025633171641352e+003 | 4.2815e-06 |  | 4028.4245 | 4.0009e-06 | 28.7764 | 4.0009e-06
4.028424495211516e+003 | 1.3902e-07 | 4028.4245 | 4.028424495211516e+003 | 2.474e-06 |  | 4.028424495211516e+003 | 4.9423e-06 |  | 4.028424495211516e+003 | 4.2807e-06 |  | 4031.2178 | 4.0009e-06 | 28.7797 | 4.0009e-06
4.031217754250449e+003 | 1.39e-07 | 4031.2178 | 4.031217754250449e+003 | 2.4736e-06 |  | 4.031217754250449e+003 | 4.9414e-06 |  | 4.031217754250449e+003 | 4.28e-06 |  | 4034.013 | 4.0009e-06 | 28.7829 | 4.0009e-06
4.034012950100178e+003 | 1.3899e-07 | 4034.013 | 4.034012950100178e+003 | 2.4731e-06 |  | 4.034012950100178e+003 | 4.9406e-06 |  | 4.034012950100178e+003 | 4.2792e-06 |  | 4036.8101 | 4.0009e-06 | 28.7862 | 4.0009e-06
4.036810084103666e+003 | 1.3897e-07 | 4036.8101 | 4.036810084103666e+003 | 2.4727e-06 |  | 4.036810084103666e+003 | 4.9397e-06 |  | 4.036810084103666e+003 | 4.2785e-06 |  | 4039.6092 | 4.0009e-06 | 28.7895 | 4.0009e-06
4.039609157604803e+003 | 1.3895e-07 | 4039.6092 | 4.039609157604803e+003 | 2.4723e-06 |  | 4.039609157604803e+003 | 4.9388e-06 |  | 4.039609157604803e+003 | 4.2777e-06 |  | 4042.4102 | 4.0009e-06 | 28.7928 | 4.0009e-06
4.042410171948412e+003 | 1.3894e-07 | 4042.4102 | 4.042410171948412e+003 | 2.4718e-06 |  | 4.042410171948412e+003 | 4.938e-06 |  | 4.042410171948412e+003 | 4.277e-06 |  | 4045.2131 | 4.0009e-06 | 28.7961 | 4.0009e-06
4.045213128480249e+003 | 1.3892e-07 | 4045.2131 | 4.045213128480249e+003 | 2.4714e-06 |  | 4.045213128480249e+003 | 4.9371e-06 |  | 4.045213128480249e+003 | 4.2762e-06 |  | 4048.018 | 4.0009e-06 | 28.7994 | 4.0009e-06
4.048018028547004e+003 | 1.3891e-07 | 4048.018 | 4.048018028547004e+003 | 2.471e-06 |  | 4.048018028547004e+003 | 4.9362e-06 |  | 4.048018028547004e+003 | 4.2755e-06 |  | 4050.8249 | 4.0009e-06 | 28.8027 | 4.0009e-06
4.050824873496299e+003 | 1.3889e-07 | 4050.8249 | 4.050824873496299e+003 | 2.4705e-06 |  | 4.050824873496299e+003 | 4.9354e-06 |  | 4.050824873496299e+003 | 4.2747e-06 |  | 4053.6337 | 4.0009e-06 | 28.806 | 4.0009e-06
4.053633664676691e+003 | 1.3887e-07 | 4053.6337 | 4.053633664676691e+003 | 2.4701e-06 |  | 4.053633664676691e+003 | 4.9345e-06 |  | 4.053633664676691e+003 | 4.274e-06 |  | 4056.4444 | 4.0009e-06 | 28.8093 | 4.0009e-06
4.056444403437673e+003 | 1.3886e-07 | 4056.4444 | 4.056444403437673e+003 | 2.4697e-06 |  | 4.056444403437673e+003 | 4.9336e-06 |  | 4.056444403437673e+003 | 4.2732e-06 |  | 4059.2571 | 4.0009e-06 | 28.8127 | 4.0009e-06
4.059257091129672e+003 | 1.3884e-07 | 4059.2571 | 4.059257091129672e+003 | 2.4692e-06 |  | 4.059257091129672e+003 | 4.9328e-06 |  | 4.059257091129672e+003 | 4.2724e-06 |  | 4062.0717 | 4.0009e-06 | 28.816 | 4.0009e-06
4.062071729104052e+003 | 1.3883e-07 | 4062.0717 | 4.062071729104052e+003 | 2.4688e-06 |  | 4.062071729104052e+003 | 4.9319e-06 |  | 4.062071729104052e+003 | 4.2717e-06 |  | 4064.8883 | 4.0009e-06 | 28.8193 | 4.0009e-06
4.064888318713116e+003 | 1.3881e-07 | 4064.8883 | 4.064888318713116e+003 | 2.4683e-06 |  | 4.064888318713116e+003 | 4.931e-06 |  | 4.064888318713116e+003 | 4.2709e-06 |  | 4067.7069 | 4.0009e-06 | 28.8227 | 4.0009e-06
4.067706861310102e+003 | 1.3879e-07 | 4067.7069 | 4.067706861310102e+003 | 2.4679e-06 |  | 4.067706861310102e+003 | 4.9301e-06 |  | 4.067706861310102e+003 | 4.2702e-06 |  | 4070.5274 | 4.0009e-06 | 28.826 | 4.0009e-06
4.070527358249188e+003 | 1.3878e-07 | 4070.5274 | 4.070527358249188e+003 | 2.4675e-06 |  | 4.070527358249188e+003 | 4.9293e-06 |  | 4.070527358249188e+003 | 4.2694e-06 |  | 4073.3498 | 4.0009e-06 | 28.8293 | 4.0009e-06
4.073349810885490e+003 | 1.3876e-07 | 4073.3498 | 4.073349810885490e+003 | 2.467e-06 |  | 4.073349810885490e+003 | 4.9284e-06 |  | 4.073349810885490e+003 | 4.2687e-06 |  | 4076.1742 | 4.0009e-06 | 28.8327 | 4.0009e-06
4.076174220575063e+003 | 1.3875e-07 | 4076.1742 | 4.076174220575063e+003 | 2.4666e-06 |  | 4.076174220575063e+003 | 4.9275e-06 |  | 4.076174220575063e+003 | 4.2679e-06 |  | 4079.0006 | 4.0009e-06 | 28.836 | 4.0009e-06
4.079000588674904e+003 | 1.3873e-07 | 4079.0006 | 4.079000588674904e+003 | 2.4662e-06 |  | 4.079000588674904e+003 | 4.9266e-06 |  | 4.079000588674904e+003 | 4.2671e-06 |  | 4081.8289 | 4.0009e-06 | 28.8394 | 4.0009e-06
4.081828916542950e+003 | 1.3871e-07 | 4081.8289 | 4.081828916542950e+003 | 2.4657e-06 |  | 4.081828916542950e+003 | 4.9258e-06 |  | 4.081828916542950e+003 | 4.2664e-06 |  | 4084.6592 | 4.0009e-06 | 28.8427 | 4.0009e-06
4.084659205538080e+003 | 1.387e-07 | 4084.6592 | 4.084659205538080e+003 | 2.4653e-06 |  | 4.084659205538080e+003 | 4.9249e-06 |  | 4.084659205538080e+003 | 4.2656e-06 |  | 4087.4915 | 4.0009e-06 | 28.8461 | 4.0009e-06
4.087491457020115e+003 | 1.3868e-07 | 4087.4915 | 4.087491457020115e+003 | 2.4648e-06 |  | 4.087491457020115e+003 | 4.924e-06 |  | 4.087491457020115e+003 | 4.2648e-06 |  | 4090.3257 | 4.0009e-06 | 28.8494 | 4.0009e-06
4.090325672349818e+003 | 1.3867e-07 | 4090.3257 | 4.090325672349818e+003 | 2.4644e-06 |  | 4.090325672349818e+003 | 4.9231e-06 |  | 4.090325672349818e+003 | 4.2641e-06 |  | 4093.1619 | 4.0009e-06 | 28.8528 | 4.0009e-06
4.093161852888897e+003 | 1.3865e-07 | 4093.1619 | 4.093161852888897e+003 | 2.4639e-06 |  | 4.093161852888897e+003 | 4.9222e-06 |  | 4.093161852888897e+003 | 4.2633e-06 |  | 4096 | 4.0009e-06 | 28.8562 | 4.0009e-06
4.096000000000004e+003 | 1.3863e-07 | 4096 | 4.096000000000004e+003 | 2.4635e-06 |  | 4.096000000000004e+003 | 4.9213e-06 |  | 4.096000000000004e+003 | 4.2626e-06 |  | 4098.8401 | 4.0009e-06 | 28.8596 | 4.0009e-06
4.098840115046733e+003 | 1.3862e-07 | 4098.8401 | 4.098840115046733e+003 | 2.4631e-06 |  | 4.098840115046733e+003 | 4.9205e-06 |  | 4.098840115046733e+003 | 4.2618e-06 |  | 4101.6822 | 4.0009e-06 | 28.863 | 4.0009e-06
4.101682199393629e+003 | 1.386e-07 | 4101.6822 | 4.101682199393629e+003 | 2.4626e-06 |  | 4.101682199393629e+003 | 4.9196e-06 |  | 4.101682199393629e+003 | 4.261e-06 |  | 4104.5263 | 4.0009e-06 | 28.8663 | 4.0009e-06
4.104526254406179e+003 | 1.3858e-07 | 4104.5263 | 4.104526254406179e+003 | 2.4622e-06 |  | 4.104526254406179e+003 | 4.9187e-06 |  | 4.104526254406179e+003 | 4.2603e-06 |  | 4107.3723 | 4.0009e-06 | 28.8697 | 4.0009e-06
4.107372281450817e+003 | 1.3857e-07 | 4107.3723 | 4.107372281450817e+003 | 2.4617e-06 |  | 4.107372281450817e+003 | 4.9178e-06 |  | 4.107372281450817e+003 | 4.2595e-06 |  | 4110.2203 | 4.0009e-06 | 28.8731 | 4.0009e-06
4.110220281894927e+003 | 1.3855e-07 | 4110.2203 | 4.110220281894927e+003 | 2.4613e-06 |  | 4.110220281894927e+003 | 4.9169e-06 |  | 4.110220281894927e+003 | 4.2587e-06 |  | 4113.0703 | 4.0009e-06 | 28.8765 | 4.0009e-06
4.113070257106838e+003 | 1.3853e-07 | 4113.0703 | 4.113070257106838e+003 | 2.4608e-06 |  | 4.113070257106838e+003 | 4.916e-06 |  | 4.113070257106838e+003 | 4.2579e-06 |  | 4115.9222 | 4.0009e-06 | 28.8799 | 4.0009e-06
4.115922208455829e+003 | 1.3852e-07 | 4115.9222 | 4.115922208455829e+003 | 2.4604e-06 |  | 4.115922208455829e+003 | 4.9151e-06 |  | 4.115922208455829e+003 | 4.2572e-06 |  | 4118.7761 | 4.0009e-06 | 28.8834 | 4.0009e-06
4.118776137312129e+003 | 1.385e-07 | 4118.7761 | 4.118776137312129e+003 | 2.46e-06 |  | 4.118776137312129e+003 | 4.9142e-06 |  | 4.118776137312129e+003 | 4.2564e-06 |  | 4121.632 | 4.0009e-06 | 28.8868 | 4.0009e-06
4.121632045046918e+003 | 1.3849e-07 | 4121.632 | 4.121632045046918e+003 | 2.4595e-06 |  | 4.121632045046918e+003 | 4.9133e-06 |  | 4.121632045046918e+003 | 4.2556e-06 |  | 4124.4899 | 4.0009e-06 | 28.8902 | 4.0009e-06
4.124489933032323e+003 | 1.3847e-07 | 4124.4899 | 4.124489933032323e+003 | 2.4591e-06 |  | 4.124489933032323e+003 | 4.9124e-06 |  | 4.124489933032323e+003 | 4.2549e-06 |  | 4127.3498 | 4.0009e-06 | 28.8936 | 4.0009e-06
4.127349802641428e+003 | 1.3845e-07 | 4127.3498 | 4.127349802641428e+003 | 2.4586e-06 |  | 4.127349802641428e+003 | 4.9116e-06 |  | 4.127349802641428e+003 | 4.2541e-06 |  | 4130.2117 | 4.0009e-06 | 28.897 | 4.0009e-06
4.130211655248265e+003 | 1.3844e-07 | 4130.2117 | 4.130211655248265e+003 | 2.4582e-06 |  | 4.130211655248265e+003 | 4.9107e-06 |  | 4.130211655248265e+003 | 4.2533e-06 |  | 4133.0755 | 4.0009e-06 | 28.9005 | 4.0009e-06
4.133075492227818e+003 | 1.3842e-07 | 4133.0755 | 4.133075492227818e+003 | 2.4577e-06 |  | 4.133075492227818e+003 | 4.9098e-06 |  | 4.133075492227818e+003 | 4.2525e-06 |  | 4135.9413 | 4.0009e-06 | 28.9039 | 4.0009e-06
4.135941314956028e+003 | 1.384e-07 | 4135.9413 | 4.135941314956028e+003 | 2.4573e-06 |  | 4.135941314956028e+003 | 4.9089e-06 |  | 4.135941314956028e+003 | 4.2518e-06 |  | 4138.8091 | 4.0009e-06 | 28.9073 | 4.0009e-06
4.138809124809788e+003 | 1.3839e-07 | 4138.8091 | 4.138809124809788e+003 | 2.4568e-06 |  | 4.138809124809788e+003 | 4.908e-06 |  | 4.138809124809788e+003 | 4.251e-06 |  | 4141.6789 | 4.0009e-06 | 28.9108 | 4.0009e-06
4.141678923166945e+003 | 1.3837e-07 | 4141.6789 | 4.141678923166945e+003 | 2.4564e-06 |  | 4.141678923166945e+003 | 4.9071e-06 |  | 4.141678923166945e+003 | 4.2502e-06 |  | 4144.5507 | 4.0009e-06 | 28.9142 | 4.0009e-06
4.144550711406304e+003 | 1.3835e-07 | 4144.5507 | 4.144550711406304e+003 | 2.4559e-06 |  | 4.144550711406304e+003 | 4.9062e-06 |  | 4.144550711406304e+003 | 4.2494e-06 |  | 4147.4245 | 4.0009e-06 | 28.9177 | 4.0009e-06
4.147424490907622e+003 | 1.3834e-07 | 4147.4245 | 4.147424490907622e+003 | 2.4555e-06 |  | 4.147424490907622e+003 | 4.9053e-06 |  | 4.147424490907622e+003 | 4.2486e-06 |  | 4150.3003 | 4.0009e-06 | 28.9211 | 4.0009e-06
4.150300263051618e+003 | 1.3832e-07 | 4150.3003 | 4.150300263051618e+003 | 2.455e-06 |  | 4.150300263051618e+003 | 4.9044e-06 |  | 4.150300263051618e+003 | 4.2479e-06 |  | 4153.178 | 4.0009e-06 | 28.9246 | 4.0009e-06
4.153178029219963e+003 | 1.383e-07 | 4153.178 | 4.153178029219963e+003 | 2.4546e-06 |  | 4.153178029219963e+003 | 4.9035e-06 |  | 4.153178029219963e+003 | 4.2471e-06 |  | 4156.0578 | 4.0009e-06 | 28.9281 | 4.0009e-06
4.156057790795289e+003 | 1.3829e-07 | 4156.0578 | 4.156057790795289e+003 | 2.4541e-06 |  | 4.156057790795289e+003 | 4.9026e-06 |  | 4.156057790795289e+003 | 4.2463e-06 |  | 4158.9395 | 4.0009e-06 | 28.9315 | 4.0009e-06
4.158939549161188e+003 | 1.3827e-07 | 4158.9395 | 4.158939549161188e+003 | 2.4537e-06 |  | 4.158939549161188e+003 | 4.9017e-06 |  | 4.158939549161188e+003 | 4.2455e-06 |  | 4161.8233 | 4.0009e-06 | 28.935 | 4.0009e-06
4.161823305702206e+003 | 1.3825e-07 | 4161.8233 | 4.161823305702206e+003 | 2.4532e-06 |  | 4.161823305702206e+003 | 4.9008e-06 |  | 4.161823305702206e+003 | 4.2447e-06 |  | 4164.7091 | 4.0009e-06 | 28.9385 | 4.0009e-06
4.164709061803857e+003 | 1.3824e-07 | 4164.7091 | 4.164709061803857e+003 | 2.4528e-06 |  | 4.164709061803857e+003 | 4.8999e-06 |  | 4.164709061803857e+003 | 4.2439e-06 |  | 4167.5968 | 4.0009e-06 | 28.942 | 4.0009e-06
4.167596818852607e+003 | 1.3822e-07 | 4167.5968 | 4.167596818852607e+003 | 2.4523e-06 |  | 4.167596818852607e+003 | 4.8989e-06 |  | 4.167596818852607e+003 | 4.2432e-06 |  | 4170.4866 | 4.0009e-06 | 28.9455 | 4.0009e-06
4.170486578235890e+003 | 1.382e-07 | 4170.4866 | 4.170486578235890e+003 | 2.4518e-06 |  | 4.170486578235890e+003 | 4.898e-06 |  | 4.170486578235890e+003 | 4.2424e-06 |  | 4173.3783 | 4.0009e-06 | 28.949 | 4.0009e-06
4.173378341342100e+003 | 1.3819e-07 | 4173.3783 | 4.173378341342100e+003 | 2.4514e-06 |  | 4.173378341342100e+003 | 4.8971e-06 |  | 4.173378341342100e+003 | 4.2416e-06 |  | 4176.2721 | 4.0009e-06 | 28.9525 | 4.0009e-06
4.176272109560592e+003 | 1.3817e-07 | 4176.2721 | 4.176272109560592e+003 | 2.4509e-06 |  | 4.176272109560592e+003 | 4.8962e-06 |  | 4.176272109560592e+003 | 4.2408e-06 |  | 4179.1679 | 4.0009e-06 | 28.956 | 4.0009e-06
4.179167884281686e+003 | 1.3815e-07 | 4179.1679 | 4.179167884281686e+003 | 2.4505e-06 |  | 4.179167884281686e+003 | 4.8953e-06 |  | 4.179167884281686e+003 | 4.24e-06 |  | 4182.0657 | 4.0009e-06 | 28.9595 | 4.0009e-06
4.182065666896667e+003 | 1.3814e-07 | 4182.0657 | 4.182065666896667e+003 | 2.45e-06 |  | 4.182065666896667e+003 | 4.8944e-06 |  | 4.182065666896667e+003 | 4.2392e-06 |  | 4184.9655 | 4.0009e-06 | 28.963 | 4.0009e-06
4.184965458797782e+003 | 1.3812e-07 | 4184.9655 | 4.184965458797782e+003 | 2.4496e-06 |  | 4.184965458797782e+003 | 4.8935e-06 |  | 4.184965458797782e+003 | 4.2384e-06 |  | 4187.8673 | 4.0009e-06 | 28.9665 | 4.0009e-06
4.187867261378246e+003 | 1.381e-07 | 4187.8673 | 4.187867261378246e+003 | 2.4491e-06 |  | 4.187867261378246e+003 | 4.8926e-06 |  | 4.187867261378246e+003 | 4.2376e-06 |  | 4190.7711 | 4.0009e-06 | 28.97 | 4.0009e-06
4.190771076032237e+003 | 1.3809e-07 | 4190.7711 | 4.190771076032237e+003 | 2.4487e-06 |  | 4.190771076032237e+003 | 4.8917e-06 |  | 4.190771076032237e+003 | 4.2368e-06 |  | 4193.6769 | 4.0009e-06 | 28.9735 | 4.0009e-06
4.193676904154903e+003 | 1.3807e-07 | 4193.6769 | 4.193676904154903e+003 | 2.4482e-06 |  | 4.193676904154903e+003 | 4.8907e-06 |  | 4.193676904154903e+003 | 4.236e-06 |  | 4196.5847 | 4.0009e-06 | 28.9771 | 4.0009e-06
4.196584747142359e+003 | 1.3805e-07 | 4196.5847 | 4.196584747142359e+003 | 2.4477e-06 |  | 4.196584747142359e+003 | 4.8898e-06 |  | 4.196584747142359e+003 | 4.2353e-06 |  | 4199.4946 | 4.0009e-06 | 28.9806 | 4.0009e-06
4.199494606391684e+003 | 1.3804e-07 | 4199.4946 | 4.199494606391684e+003 | 2.4473e-06 |  | 4.199494606391684e+003 | 4.8889e-06 |  | 4.199494606391684e+003 | 4.2345e-06 |  | 4202.4065 | 4.0009e-06 | 28.9841 | 4.0009e-06
4.202406483300931e+003 | 1.3802e-07 | 4202.4065 | 4.202406483300931e+003 | 2.4468e-06 |  | 4.202406483300931e+003 | 4.888e-06 |  | 4.202406483300931e+003 | 4.2337e-06 |  | 4205.3204 | 4.0009e-06 | 28.9877 | 4.0009e-06
4.205320379269119e+003 | 1.38e-07 | 4205.3204 | 4.205320379269119e+003 | 2.4464e-06 |  | 4.205320379269119e+003 | 4.8871e-06 |  | 4.205320379269119e+003 | 4.2329e-06 |  | 4208.2363 | 4.0009e-06 | 28.9912 | 4.0009e-06
4.208236295696240e+003 | 1.3799e-07 | 4208.2363 | 4.208236295696240e+003 | 2.4459e-06 |  | 4.208236295696240e+003 | 4.8861e-06 |  | 4.208236295696240e+003 | 4.2321e-06 |  | 4211.1542 | 4.0009e-06 | 28.9948 | 4.0009e-06
4.211154233983252e+003 | 1.3797e-07 | 4211.1542 | 4.211154233983252e+003 | 2.4454e-06 |  | 4.211154233983252e+003 | 4.8852e-06 |  | 4.211154233983252e+003 | 4.2313e-06 |  | 4214.0742 | 4.0009e-06 | 28.9983 | 4.0009e-06
4.214074195532089e+003 | 1.3795e-07 | 4214.0742 | 4.214074195532089e+003 | 2.445e-06 |  | 4.214074195532089e+003 | 4.8843e-06 |  | 4.214074195532089e+003 | 4.2305e-06 |  | 4216.9962 | 4.0009e-06 | 29.0019 | 4.0009e-06
4.216996181745656e+003 | 1.3793e-07 | 4216.9962 | 4.216996181745656e+003 | 2.4445e-06 |  | 4.216996181745656e+003 | 4.8834e-06 |  | 4.216996181745656e+003 | 4.2297e-06 |  | 4219.9202 | 4.0009e-06 | 29.0055 | 4.0009e-06
4.219920194027829e+003 | 1.3792e-07 | 4219.9202 | 4.219920194027829e+003 | 2.4441e-06 |  | 4.219920194027829e+003 | 4.8825e-06 |  | 4.219920194027829e+003 | 4.2289e-06 |  | 4222.8462 | 4.0009e-06 | 29.009 | 4.0009e-06
4.222846233783458e+003 | 1.379e-07 | 4222.8462 | 4.222846233783458e+003 | 2.4436e-06 |  | 4.222846233783458e+003 | 4.8815e-06 |  | 4.222846233783458e+003 | 4.2281e-06 |  | 4225.7743 | 4.0008e-06 | 29.0126 | 4.0008e-06
4.225774302418369e+003 | 1.3788e-07 | 4225.7743 | 4.225774302418369e+003 | 2.4431e-06 |  | 4.225774302418369e+003 | 4.8806e-06 |  | 4.225774302418369e+003 | 4.2273e-06 |  | 4228.7044 | 4.0008e-06 | 29.0162 | 4.0009e-06
4.228704401339362e+003 | 1.3787e-07 | 4228.7044 | 4.228704401339362e+003 | 2.4427e-06 |  | 4.228704401339362e+003 | 4.8797e-06 |  | 4.228704401339362e+003 | 4.2265e-06 |  | 4231.6365 | 4.0008e-06 | 29.0198 | 4.0008e-06
4.231636531954210e+003 | 1.3785e-07 | 4231.6365 | 4.231636531954210e+003 | 2.4422e-06 |  | 4.231636531954210e+003 | 4.8788e-06 |  | 4.231636531954210e+003 | 4.2257e-06 |  | 4234.5707 | 4.0008e-06 | 29.0234 | 4.0008e-06
4.234570695671666e+003 | 1.3783e-07 | 4234.5707 | 4.234570695671666e+003 | 2.4417e-06 |  | 4.234570695671666e+003 | 4.8778e-06 |  | 4.234570695671666e+003 | 4.2249e-06 |  | 4237.5069 | 4.0008e-06 | 29.027 | 4.0008e-06
4.237506893901455e+003 | 1.3782e-07 | 4237.5069 | 4.237506893901455e+003 | 2.4413e-06 |  | 4.237506893901455e+003 | 4.8769e-06 |  | 4.237506893901455e+003 | 4.2241e-06 |  | 4240.4451 | 4.0008e-06 | 29.0305 | 4.0008e-06
4.240445128054285e+003 | 1.378e-07 | 4240.4451 | 4.240445128054285e+003 | 2.4408e-06 |  | 4.240445128054285e+003 | 4.876e-06 |  | 4.240445128054285e+003 | 4.2233e-06 |  | 4243.3854 | 4.0008e-06 | 29.0342 | 4.0008e-06
4.243385399541839e+003 | 1.3778e-07 | 4243.3854 | 4.243385399541839e+003 | 2.4403e-06 |  | 4.243385399541839e+003 | 4.875e-06 |  | 4.243385399541839e+003 | 4.2225e-06 |  | 4246.3277 | 4.0008e-06 | 29.0378 | 4.0008e-06
4.246327709776780e+003 | 1.3776e-07 | 4246.3277 | 4.246327709776780e+003 | 2.4399e-06 |  | 4.246327709776780e+003 | 4.8741e-06 |  | 4.246327709776780e+003 | 4.2216e-06 |  | 4249.2721 | 4.0008e-06 | 29.0414 | 4.0008e-06
4.249272060172748e+003 | 1.3775e-07 | 4249.2721 | 4.249272060172748e+003 | 2.4394e-06 |  | 4.249272060172748e+003 | 4.8732e-06 |  | 4.249272060172748e+003 | 4.2208e-06 |  | 4252.2185 | 4.0008e-06 | 29.045 | 4.0008e-06
4.252218452144366e+003 | 1.3773e-07 | 4252.2185 | 4.252218452144366e+003 | 2.4389e-06 |  | 4.252218452144366e+003 | 4.8722e-06 |  | 4.252218452144366e+003 | 4.22e-06 |  | 4255.1669 | 4.0008e-06 | 29.0486 | 4.0008e-06
4.255166887107237e+003 | 1.3771e-07 | 4255.1669 | 4.255166887107237e+003 | 2.4385e-06 |  | 4.255166887107237e+003 | 4.8713e-06 |  | 4.255166887107237e+003 | 4.2192e-06 |  | 4258.1174 | 4.0008e-06 | 29.0522 | 4.0008e-06
4.258117366477945e+003 | 1.3769e-07 | 4258.1174 | 4.258117366477945e+003 | 2.438e-06 |  | 4.258117366477945e+003 | 4.8704e-06 |  | 4.258117366477945e+003 | 4.2184e-06 |  | 4261.0699 | 4.0008e-06 | 29.0559 | 4.0008e-06
4.261069891674058e+003 | 1.3768e-07 | 4261.0699 | 4.261069891674058e+003 | 2.4375e-06 |  | 4.261069891674058e+003 | 4.8694e-06 |  | 4.261069891674058e+003 | 4.2176e-06 |  | 4264.0245 | 4.0008e-06 | 29.0595 | 4.0008e-06
4.264024464114124e+003 | 1.3766e-07 | 4264.0245 | 4.264024464114124e+003 | 2.4371e-06 |  | 4.264024464114124e+003 | 4.8685e-06 |  | 4.264024464114124e+003 | 4.2168e-06 |  | 4266.9811 | 4.0008e-06 | 29.0631 | 4.0008e-06
4.266981085217678e+003 | 1.3764e-07 | 4266.9811 | 4.266981085217678e+003 | 2.4366e-06 |  | 4.266981085217678e+003 | 4.8676e-06 |  | 4.266981085217678e+003 | 4.216e-06 |  | 4269.9398 | 4.0008e-06 | 29.0668 | 4.0008e-06
4.269939756405237e+003 | 1.3763e-07 | 4269.9398 | 4.269939756405237e+003 | 2.4361e-06 |  | 4.269939756405237e+003 | 4.8666e-06 |  | 4.269939756405237e+003 | 4.2152e-06 |  | 4272.9005 | 4.0008e-06 | 29.0704 | 4.0008e-06
4.272900479098303e+003 | 1.3761e-07 | 4272.9005 | 4.272900479098303e+003 | 2.4357e-06 |  | 4.272900479098303e+003 | 4.8657e-06 |  | 4.272900479098303e+003 | 4.2143e-06 |  | 4275.8633 | 4.0008e-06 | 29.0741 | 4.0008e-06
4.275863254719365e+003 | 1.3759e-07 | 4275.8633 | 4.275863254719365e+003 | 2.4352e-06 |  | 4.275863254719365e+003 | 4.8647e-06 |  | 4.275863254719365e+003 | 4.2135e-06 |  | 4278.8281 | 4.0008e-06 | 29.0778 | 4.0008e-06
4.278828084691896e+003 | 1.3757e-07 | 4278.8281 | 4.278828084691896e+003 | 2.4347e-06 |  | 4.278828084691896e+003 | 4.8638e-06 |  | 4.278828084691896e+003 | 4.2127e-06 |  | 4281.795 | 4.0008e-06 | 29.0814 | 4.0008e-06
4.281794970440359e+003 | 1.3756e-07 | 4281.795 | 4.281794970440359e+003 | 2.4343e-06 |  | 4.281794970440359e+003 | 4.8629e-06 |  | 4.281794970440359e+003 | 4.2119e-06 |  | 4284.7639 | 4.0008e-06 | 29.0851 | 4.0008e-06
4.284763913390203e+003 | 1.3754e-07 | 4284.7639 | 4.284763913390203e+003 | 2.4338e-06 |  | 4.284763913390203e+003 | 4.8619e-06 |  | 4.284763913390203e+003 | 4.2111e-06 |  | 4287.7349 | 4.0008e-06 | 29.0888 | 4.0008e-06
4.287734914967866e+003 | 1.3752e-07 | 4287.7349 | 4.287734914967866e+003 | 2.4333e-06 |  | 4.287734914967866e+003 | 4.861e-06 |  | 4.287734914967866e+003 | 4.2103e-06 |  | 4290.708 | 4.0008e-06 | 29.0924 | 4.0008e-06
4.290707976600774e+003 | 1.375e-07 | 4290.708 | 4.290707976600774e+003 | 2.4328e-06 |  | 4.290707976600774e+003 | 4.86e-06 |  | 4.290707976600774e+003 | 4.2094e-06 |  | 4293.6831 | 4.0008e-06 | 29.0961 | 4.0008e-06
4.293683099717344e+003 | 1.3749e-07 | 4293.6831 | 4.293683099717344e+003 | 2.4324e-06 |  | 4.293683099717344e+003 | 4.8591e-06 |  | 4.293683099717344e+003 | 4.2086e-06 |  | 4296.6603 | 4.0008e-06 | 29.0998 | 4.0008e-06
4.296660285746982e+003 | 1.3747e-07 | 4296.6603 | 4.296660285746982e+003 | 2.4319e-06 |  | 4.296660285746982e+003 | 4.8581e-06 |  | 4.296660285746982e+003 | 4.2078e-06 |  | 4299.6395 | 4.0008e-06 | 29.1035 | 4.0008e-06
4.299639536120087e+003 | 1.3745e-07 | 4299.6395 | 4.299639536120087e+003 | 2.4314e-06 |  | 4.299639536120087e+003 | 4.8572e-06 |  | 4.299639536120087e+003 | 4.207e-06 |  | 4302.6209 | 4.0008e-06 | 29.1072 | 4.0008e-06
4.302620852268049e+003 | 1.3743e-07 | 4302.6209 | 4.302620852268049e+003 | 2.4309e-06 |  | 4.302620852268049e+003 | 4.8562e-06 |  | 4.302620852268049e+003 | 4.2062e-06 |  | 4305.6042 | 4.0008e-06 | 29.1109 | 4.0008e-06
4.305604235623249e+003 | 1.3742e-07 | 4305.6042 | 4.305604235623249e+003 | 2.4305e-06 |  | 4.305604235623249e+003 | 4.8553e-06 |  | 4.305604235623249e+003 | 4.2053e-06 |  | 4308.5897 | 4.0008e-06 | 29.1146 | 4.0008e-06
4.308589687619065e+003 | 1.374e-07 | 4308.5897 | 4.308589687619065e+003 | 2.43e-06 |  | 4.308589687619065e+003 | 4.8543e-06 |  | 4.308589687619065e+003 | 4.2045e-06 |  | 4311.5772 | 4.0008e-06 | 29.1183 | 4.0008e-06
4.311577209689864e+003 | 1.3738e-07 | 4311.5772 | 4.311577209689864e+003 | 2.4295e-06 |  | 4.311577209689864e+003 | 4.8534e-06 |  | 4.311577209689864e+003 | 4.2037e-06 |  | 4314.5668 | 4.0008e-06 | 29.122 | 4.0008e-06
4.314566803271011e+003 | 1.3736e-07 | 4314.5668 | 4.314566803271011e+003 | 2.429e-06 |  | 4.314566803271011e+003 | 4.8524e-06 |  | 4.314566803271011e+003 | 4.2029e-06 |  | 4317.5585 | 4.0008e-06 | 29.1257 | 4.0008e-06
4.317558469798866e+003 | 1.3735e-07 | 4317.5585 | 4.317558469798866e+003 | 2.4286e-06 |  | 4.317558469798866e+003 | 4.8515e-06 |  | 4.317558469798866e+003 | 4.202e-06 |  | 4320.5522 | 4.0008e-06 | 29.1295 | 4.0008e-06
4.320552210710784e+003 | 1.3733e-07 | 4320.5522 | 4.320552210710784e+003 | 2.4281e-06 |  | 4.320552210710784e+003 | 4.8505e-06 |  | 4.320552210710784e+003 | 4.2012e-06 |  | 4323.548 | 4.0008e-06 | 29.1332 | 4.0008e-06
4.323548027445116e+003 | 1.3731e-07 | 4323.548 | 4.323548027445116e+003 | 2.4276e-06 |  | 4.323548027445116e+003 | 4.8495e-06 |  | 4.323548027445116e+003 | 4.2004e-06 |  | 4326.5459 | 4.0008e-06 | 29.1369 | 4.0008e-06
4.326545921441211e+003 | 1.3729e-07 | 4326.5459 | 4.326545921441211e+003 | 2.4271e-06 |  | 4.326545921441211e+003 | 4.8486e-06 |  | 4.326545921441211e+003 | 4.1995e-06 |  | 4329.5459 | 4.0008e-06 | 29.1406 | 4.0008e-06
4.329545894139417e+003 | 1.3728e-07 | 4329.5459 | 4.329545894139417e+003 | 2.4266e-06 |  | 4.329545894139417e+003 | 4.8476e-06 |  | 4.329545894139417e+003 | 4.1987e-06 |  | 4332.5479 | 4.0008e-06 | 29.1444 | 4.0008e-06
4.332547946981082e+003 | 1.3726e-07 | 4332.5479 | 4.332547946981082e+003 | 2.4262e-06 |  | 4.332547946981082e+003 | 4.8467e-06 |  | 4.332547946981082e+003 | 4.1979e-06 |  | 4335.5521 | 4.0008e-06 | 29.1481 | 4.0008e-06
4.335552081408548e+003 | 1.3724e-07 | 4335.5521 | 4.335552081408548e+003 | 2.4257e-06 |  | 4.335552081408548e+003 | 4.8457e-06 |  | 4.335552081408548e+003 | 4.1971e-06 |  | 4338.5583 | 4.0008e-06 | 29.1519 | 4.0008e-06
4.338558298865161e+003 | 1.3722e-07 | 4338.5583 | 4.338558298865161e+003 | 2.4252e-06 |  | 4.338558298865161e+003 | 4.8448e-06 |  | 4.338558298865161e+003 | 4.1962e-06 |  | 4341.5666 | 4.0008e-06 | 29.1556 | 4.0008e-06
4.341566600795270e+003 | 1.3721e-07 | 4341.5666 | 4.341566600795270e+003 | 2.4247e-06 |  | 4.341566600795270e+003 | 4.8438e-06 |  | 4.341566600795270e+003 | 4.1954e-06 |  | 4344.577 | 4.0008e-06 | 29.1594 | 4.0008e-06
4.344576988644220e+003 | 1.3719e-07 | 4344.577 | 4.344576988644220e+003 | 2.4242e-06 |  | 4.344576988644220e+003 | 4.8428e-06 |  | 4.344576988644220e+003 | 4.1946e-06 |  | 4347.5895 | 4.0008e-06 | 29.1632 | 4.0008e-06
4.347589463858362e+003 | 1.3717e-07 | 4347.5895 | 4.347589463858362e+003 | 2.4238e-06 |  | 4.347589463858362e+003 | 4.8419e-06 |  | 4.347589463858362e+003 | 4.1937e-06 |  | 4350.604 | 4.0008e-06 | 29.1669 | 4.0008e-06
4.350604027885050e+003 | 1.3715e-07 | 4350.604 | 4.350604027885050e+003 | 2.4233e-06 |  | 4.350604027885050e+003 | 4.8409e-06 |  | 4.350604027885050e+003 | 4.1929e-06 |  | 4353.6207 | 4.0008e-06 | 29.1707 | 4.0008e-06
4.353620682172637e+003 | 1.3713e-07 | 4353.6207 | 4.353620682172637e+003 | 2.4228e-06 |  | 4.353620682172637e+003 | 4.8399e-06 |  | 4.353620682172637e+003 | 4.192e-06 |  | 4356.6394 | 4.0008e-06 | 29.1745 | 4.0008e-06
4.356639428170488e+003 | 1.3712e-07 | 4356.6394 | 4.356639428170488e+003 | 2.4223e-06 |  | 4.356639428170488e+003 | 4.839e-06 |  | 4.356639428170488e+003 | 4.1912e-06 |  | 4359.6603 | 4.0008e-06 | 29.1783 | 4.0008e-06
4.359660267328965e+003 | 1.371e-07 | 4359.6603 | 4.359660267328965e+003 | 2.4218e-06 |  | 4.359660267328965e+003 | 4.838e-06 |  | 4.359660267328965e+003 | 4.1904e-06 |  | 4362.6832 | 4.0008e-06 | 29.1821 | 4.0008e-06
4.362683201099442e+003 | 1.3708e-07 | 4362.6832 | 4.362683201099442e+003 | 2.4213e-06 |  | 4.362683201099442e+003 | 4.837e-06 |  | 4.362683201099442e+003 | 4.1895e-06 |  | 4365.7082 | 4.0008e-06 | 29.1859 | 4.0008e-06
4.365708230934296e+003 | 1.3706e-07 | 4365.7082 | 4.365708230934296e+003 | 2.4208e-06 |  | 4.365708230934296e+003 | 4.8361e-06 |  | 4.365708230934296e+003 | 4.1887e-06 |  | 4368.7354 | 4.0008e-06 | 29.1897 | 4.0008e-06
4.368735358286911e+003 | 1.3705e-07 | 4368.7354 | 4.368735358286911e+003 | 2.4204e-06 |  | 4.368735358286911e+003 | 4.8351e-06 |  | 4.368735358286911e+003 | 4.1879e-06 |  | 4371.7646 | 4.0008e-06 | 29.1935 | 4.0008e-06
4.371764584611680e+003 | 1.3703e-07 | 4371.7646 | 4.371764584611680e+003 | 2.4199e-06 |  | 4.371764584611680e+003 | 4.8341e-06 |  | 4.371764584611680e+003 | 4.187e-06 |  | 4374.7959 | 4.0008e-06 | 29.1973 | 4.0008e-06
4.374795911364004e+003 | 1.3701e-07 | 4374.7959 | 4.374795911364004e+003 | 2.4194e-06 |  | 4.374795911364004e+003 | 4.8331e-06 |  | 4.374795911364004e+003 | 4.1862e-06 |  | 4377.8293 | 4.0008e-06 | 29.2011 | 4.0008e-06
4.377829340000292e+003 | 1.3699e-07 | 4377.8293 | 4.377829340000292e+003 | 2.4189e-06 |  | 4.377829340000292e+003 | 4.8322e-06 |  | 4.377829340000292e+003 | 4.1853e-06 |  | 4380.8649 | 4.0008e-06 | 29.2049 | 4.0008e-06
4.380864871977966e+003 | 1.3697e-07 | 4380.8649 | 4.380864871977966e+003 | 2.4184e-06 |  | 4.380864871977966e+003 | 4.8312e-06 |  | 4.380864871977966e+003 | 4.1845e-06 |  | 4383.9025 | 4.0008e-06 | 29.2087 | 4.0008e-06
4.383902508755456e+003 | 1.3696e-07 | 4383.9025 | 4.383902508755456e+003 | 2.4179e-06 |  | 4.383902508755456e+003 | 4.8302e-06 |  | 4.383902508755456e+003 | 4.1836e-06 |  | 4386.9423 | 4.0008e-06 | 29.2126 | 4.0008e-06
4.386942251792202e+003 | 1.3694e-07 | 4386.9423 | 4.386942251792202e+003 | 2.4174e-06 |  | 4.386942251792202e+003 | 4.8292e-06 |  | 4.386942251792202e+003 | 4.1828e-06 |  | 4389.9841 | 4.0008e-06 | 29.2164 | 4.0008e-06
4.389984102548660e+003 | 1.3692e-07 | 4389.9841 | 4.389984102548660e+003 | 2.417e-06 |  | 4.389984102548660e+003 | 4.8283e-06 |  | 4.389984102548660e+003 | 4.1819e-06 |  | 4393.0281 | 4.0008e-06 | 29.2202 | 4.0008e-06
4.393028062486296e+003 | 1.369e-07 | 4393.0281 | 4.393028062486296e+003 | 2.4165e-06 |  | 4.393028062486296e+003 | 4.8273e-06 |  | 4.393028062486296e+003 | 4.1811e-06 |  | 4396.0741 | 4.0008e-06 | 29.2241 | 4.0008e-06
4.396074133067589e+003 | 1.3688e-07 | 4396.0741 | 4.396074133067589e+003 | 2.416e-06 |  | 4.396074133067589e+003 | 4.8263e-06 |  | 4.396074133067589e+003 | 4.1802e-06 |  | 4399.1223 | 4.0008e-06 | 29.2279 | 4.0008e-06
4.399122315756033e+003 | 1.3687e-07 | 4399.1223 | 4.399122315756033e+003 | 2.4155e-06 |  | 4.399122315756033e+003 | 4.8253e-06 |  | 4.399122315756033e+003 | 4.1794e-06 |  | 4402.1726 | 4.0008e-06 | 29.2318 | 4.0008e-06
4.402172612016137e+003 | 1.3685e-07 | 4402.1726 | 4.402172612016137e+003 | 2.415e-06 |  | 4.402172612016137e+003 | 4.8243e-06 |  | 4.402172612016137e+003 | 4.1785e-06 |  | 4405.225 | 4.0008e-06 | 29.2356 | 4.0008e-06
4.405225023313425e+003 | 1.3683e-07 | 4405.225 | 4.405225023313425e+003 | 2.4145e-06 |  | 4.405225023313425e+003 | 4.8234e-06 |  | 4.405225023313425e+003 | 4.1777e-06 |  | 4408.2796 | 4.0008e-06 | 29.2395 | 4.0008e-06
4.408279551114437e+003 | 1.3681e-07 | 4408.2796 | 4.408279551114437e+003 | 2.414e-06 |  | 4.408279551114437e+003 | 4.8224e-06 |  | 4.408279551114437e+003 | 4.1768e-06 |  | 4411.3362 | 4.0008e-06 | 29.2434 | 4.0008e-06
4.411336196886730e+003 | 1.3679e-07 | 4411.3362 | 4.411336196886730e+003 | 2.4135e-06 |  | 4.411336196886730e+003 | 4.8214e-06 |  | 4.411336196886730e+003 | 4.176e-06 |  | 4414.395 | 4.0008e-06 | 29.2473 | 4.0008e-06
4.414394962098880e+003 | 1.3677e-07 | 4414.395 | 4.414394962098880e+003 | 2.413e-06 |  | 4.414394962098880e+003 | 4.8204e-06 |  | 4.414394962098880e+003 | 4.1751e-06 |  | 4417.4558 | 4.0008e-06 | 29.2511 | 4.0008e-06
4.417455848220478e+003 | 1.3676e-07 | 4417.4558 | 4.417455848220478e+003 | 2.4125e-06 |  | 4.417455848220478e+003 | 4.8194e-06 |  | 4.417455848220478e+003 | 4.1743e-06 |  | 4420.5189 | 4.0008e-06 | 29.255 | 4.0008e-06
4.420518856722138e+003 | 1.3674e-07 | 4420.5189 | 4.420518856722138e+003 | 2.412e-06 |  | 4.420518856722138e+003 | 4.8184e-06 |  | 4.420518856722138e+003 | 4.1734e-06 |  | 4423.584 | 4.0008e-06 | 29.2589 | 4.0008e-06
4.423583989075490e+003 | 1.3672e-07 | 4423.584 | 4.423583989075490e+003 | 2.4115e-06 |  | 4.423583989075490e+003 | 4.8175e-06 |  | 4.423583989075490e+003 | 4.1726e-06 |  | 4426.6512 | 4.0008e-06 | 29.2628 | 4.0008e-06
4.426651246753188e+003 | 1.367e-07 | 4426.6512 | 4.426651246753188e+003 | 2.411e-06 |  | 4.426651246753188e+003 | 4.8165e-06 |  | 4.426651246753188e+003 | 4.1717e-06 |  | 4429.7206 | 4.0008e-06 | 29.2667 | 4.0008e-06
4.429720631228903e+003 | 1.3668e-07 | 4429.7206 | 4.429720631228903e+003 | 2.4106e-06 |  | 4.429720631228903e+003 | 4.8155e-06 |  | 4.429720631228903e+003 | 4.1709e-06 |  | 4432.7921 | 4.0008e-06 | 29.2706 | 4.0008e-06
4.432792143977332e+003 | 1.3667e-07 | 4432.7921 | 4.432792143977332e+003 | 2.4101e-06 |  | 4.432792143977332e+003 | 4.8145e-06 |  | 4.432792143977332e+003 | 4.17e-06 |  | 4435.8658 | 4.0008e-06 | 29.2745 | 4.0008e-06
4.435865786474192e+003 | 1.3665e-07 | 4435.8658 | 4.435865786474192e+003 | 2.4096e-06 |  | 4.435865786474192e+003 | 4.8135e-06 |  | 4.435865786474192e+003 | 4.1691e-06 |  | 4438.9416 | 4.0008e-06 | 29.2784 | 4.0008e-06
4.438941560196223e+003 | 1.3663e-07 | 4438.9416 | 4.438941560196223e+003 | 2.4091e-06 |  | 4.438941560196223e+003 | 4.8125e-06 |  | 4.438941560196223e+003 | 4.1683e-06 |  | 4442.0195 | 4.0008e-06 | 29.2823 | 4.0008e-06
4.442019466621191e+003 | 1.3661e-07 | 4442.0195 | 4.442019466621191e+003 | 2.4086e-06 |  | 4.442019466621191e+003 | 4.8115e-06 |  | 4.442019466621191e+003 | 4.1674e-06 |  | 4445.0995 | 4.0008e-06 | 29.2863 | 4.0008e-06
4.445099507227886e+003 | 1.3659e-07 | 4445.0995 | 4.445099507227886e+003 | 2.4081e-06 |  | 4.445099507227886e+003 | 4.8105e-06 |  | 4.445099507227886e+003 | 4.1666e-06 |  | 4448.1817 | 4.0008e-06 | 29.2902 | 4.0008e-06
4.448181683496121e+003 | 1.3657e-07 | 4448.1817 | 4.448181683496121e+003 | 2.4076e-06 |  | 4.448181683496121e+003 | 4.8095e-06 |  | 4.448181683496121e+003 | 4.1657e-06 |  | 4451.266 | 4.0008e-06 | 29.2941 | 4.0008e-06
4.451265996906738e+003 | 1.3656e-07 | 4451.266 | 4.451265996906738e+003 | 2.4071e-06 |  | 4.451265996906738e+003 | 4.8085e-06 |  | 4.451265996906738e+003 | 4.1648e-06 |  | 4454.3524 | 4.0008e-06 | 29.2981 | 4.0008e-06
4.454352448941604e+003 | 1.3654e-07 | 4454.3524 | 4.454352448941604e+003 | 2.4066e-06 |  | 4.454352448941604e+003 | 4.8075e-06 |  | 4.454352448941604e+003 | 4.164e-06 |  | 4457.441 | 4.0008e-06 | 29.302 | 4.0008e-06
4.457441041083615e+003 | 1.3652e-07 | 4457.441 | 4.457441041083615e+003 | 2.4061e-06 |  | 4.457441041083615e+003 | 4.8065e-06 |  | 4.457441041083615e+003 | 4.1631e-06 |  | 4460.5318 | 4.0008e-06 | 29.3059 | 4.0008e-06
4.460531774816695e+003 | 1.365e-07 | 4460.5318 | 4.460531774816695e+003 | 2.4056e-06 |  | 4.460531774816695e+003 | 4.8055e-06 |  | 4.460531774816695e+003 | 4.1622e-06 |  | 4463.6247 | 4.0008e-06 | 29.3099 | 4.0008e-06
4.463624651625796e+003 | 1.3648e-07 | 4463.6247 | 4.463624651625796e+003 | 2.4051e-06 |  | 4.463624651625796e+003 | 4.8045e-06 |  | 4.463624651625796e+003 | 4.1614e-06 |  | 4466.7197 | 4.0008e-06 | 29.3138 | 4.0008e-06
4.466719672996899e+003 | 1.3646e-07 | 4466.7197 | 4.466719672996899e+003 | 2.4046e-06 |  | 4.466719672996899e+003 | 4.8035e-06 |  | 4.466719672996899e+003 | 4.1605e-06 |  | 4469.8168 | 4.0008e-06 | 29.3178 | 4.0008e-06
4.469816840417017e+003 | 1.3644e-07 | 4469.8168 | 4.469816840417017e+003 | 2.4041e-06 |  | 4.469816840417017e+003 | 4.8025e-06 |  | 4.469816840417017e+003 | 4.1596e-06 |  | 4472.9162 | 4.0008e-06 | 29.3218 | 4.0008e-06
4.472916155374194e+003 | 1.3643e-07 | 4472.9162 | 4.472916155374194e+003 | 2.4036e-06 |  | 4.472916155374194e+003 | 4.8015e-06 |  | 4.472916155374194e+003 | 4.1588e-06 |  | 4476.0176 | 4.0008e-06 | 29.3258 | 4.0008e-06
4.476017619357505e+003 | 1.3641e-07 | 4476.0176 | 4.476017619357505e+003 | 2.4031e-06 |  | 4.476017619357505e+003 | 4.8005e-06 |  | 4.476017619357505e+003 | 4.1579e-06 |  | 4479.1212 | 4.0008e-06 | 29.3297 | 4.0008e-06
4.479121233857058e+003 | 1.3639e-07 | 4479.1212 | 4.479121233857058e+003 | 2.4026e-06 |  | 4.479121233857058e+003 | 4.7995e-06 |  | 4.479121233857058e+003 | 4.157e-06 |  | 4482.227 | 4.0008e-06 | 29.3337 | 4.0008e-06
4.482227000363993e+003 | 1.3637e-07 | 4482.227 | 4.482227000363993e+003 | 2.4021e-06 |  | 4.482227000363993e+003 | 4.7985e-06 |  | 4.482227000363993e+003 | 4.1562e-06 |  | 4485.3349 | 4.0008e-06 | 29.3377 | 4.0008e-06
4.485334920370486e+003 | 1.3635e-07 | 4485.3349 | 4.485334920370486e+003 | 2.4016e-06 |  | 4.485334920370486e+003 | 4.7975e-06 |  | 4.485334920370486e+003 | 4.1553e-06 |  | 4488.445 | 4.0008e-06 | 29.3417 | 4.0008e-06
4.488444995369746e+003 | 1.3633e-07 | 4488.445 | 4.488444995369746e+003 | 2.4011e-06 |  | 4.488444995369746e+003 | 4.7965e-06 |  | 4.488444995369746e+003 | 4.1544e-06 |  | 4491.5572 | 4.0008e-06 | 29.3457 | 4.0008e-06
4.491557226856018e+003 | 1.3631e-07 | 4491.5572 | 4.491557226856018e+003 | 2.4005e-06 |  | 4.491557226856018e+003 | 4.7955e-06 |  | 4.491557226856018e+003 | 4.1535e-06 |  | 4494.6716 | 4.0008e-06 | 29.3497 | 4.0008e-06
4.494671616324583e+003 | 1.363e-07 | 4494.6716 | 4.494671616324583e+003 | 2.4e-06 |  | 4.494671616324583e+003 | 4.7945e-06 |  | 4.494671616324583e+003 | 4.1527e-06 |  | 4497.7882 | 4.0008e-06 | 29.3537 | 4.0008e-06
4.497788165271760e+003 | 1.3628e-07 | 4497.7882 | 4.497788165271760e+003 | 2.3995e-06 |  | 4.497788165271760e+003 | 4.7934e-06 |  | 4.497788165271760e+003 | 4.1518e-06 |  | 4500.9069 | 4.0008e-06 | 29.3577 | 4.0008e-06
4.500906875194903e+003 | 1.3626e-07 | 4500.9069 | 4.500906875194903e+003 | 2.399e-06 |  | 4.500906875194903e+003 | 4.7924e-06 |  | 4.500906875194903e+003 | 4.1509e-06 |  | 4504.0277 | 4.0008e-06 | 29.3618 | 4.0008e-06
4.504027747592406e+003 | 1.3624e-07 | 4504.0277 | 4.504027747592406e+003 | 2.3985e-06 |  | 4.504027747592406e+003 | 4.7914e-06 |  | 4.504027747592406e+003 | 4.15e-06 |  | 4507.1508 | 4.0008e-06 | 29.3658 | 4.0008e-06
4.507150783963702e+003 | 1.3622e-07 | 4507.1508 | 4.507150783963702e+003 | 2.398e-06 |  | 4.507150783963702e+003 | 4.7904e-06 |  | 4.507150783963702e+003 | 4.1492e-06 |  | 4510.276 | 4.0008e-06 | 29.3698 | 4.0008e-06
4.510275985809262e+003 | 1.362e-07 | 4510.276 | 4.510275985809262e+003 | 2.3975e-06 |  | 4.510275985809262e+003 | 4.7894e-06 |  | 4.510275985809262e+003 | 4.1483e-06 |  | 4513.4034 | 4.0008e-06 | 29.3738 | 4.0008e-06
4.513403354630601e+003 | 1.3618e-07 | 4513.4034 | 4.513403354630601e+003 | 2.397e-06 |  | 4.513403354630601e+003 | 4.7884e-06 |  | 4.513403354630601e+003 | 4.1474e-06 |  | 4516.5329 | 4.0008e-06 | 29.3779 | 4.0008e-06
4.516532891930271e+003 | 1.3617e-07 | 4516.5329 | 4.516532891930271e+003 | 2.3965e-06 |  | 4.516532891930271e+003 | 4.7874e-06 |  | 4.516532891930271e+003 | 4.1465e-06 |  | 4519.6646 | 4.0008e-06 | 29.3819 | 4.0008e-06
4.519664599211869e+003 | 1.3615e-07 | 4519.6646 | 4.519664599211869e+003 | 2.396e-06 |  | 4.519664599211869e+003 | 4.7863e-06 |  | 4.519664599211869e+003 | 4.1456e-06 |  | 4522.7985 | 4.0008e-06 | 29.386 | 4.0008e-06
4.522798477980032e+003 | 1.3613e-07 | 4522.7985 | 4.522798477980032e+003 | 2.3955e-06 |  | 4.522798477980032e+003 | 4.7853e-06 |  | 4.522798477980032e+003 | 4.1448e-06 |  | 4525.9345 | 4.0008e-06 | 29.39 | 4.0008e-06
4.525934529740443e+003 | 1.3611e-07 | 4525.9345 | 4.525934529740443e+003 | 2.395e-06 |  | 4.525934529740443e+003 | 4.7843e-06 |  | 4.525934529740443e+003 | 4.1439e-06 |  | 4529.0728 | 4.0008e-06 | 29.3941 | 4.0008e-06
4.529072755999825e+003 | 1.3609e-07 | 4529.0728 | 4.529072755999825e+003 | 2.3945e-06 |  | 4.529072755999825e+003 | 4.7833e-06 |  | 4.529072755999825e+003 | 4.143e-06 |  | 4532.2132 | 4.0008e-06 | 29.3981 | 4.0008e-06
4.532213158265950e+003 | 1.3607e-07 | 4532.2132 | 4.532213158265950e+003 | 2.3939e-06 |  | 4.532213158265950e+003 | 4.7823e-06 |  | 4.532213158265950e+003 | 4.1421e-06 |  | 4535.3557 | 4.0008e-06 | 29.4022 | 4.0008e-06
4.535355738047635e+003 | 1.3605e-07 | 4535.3557 | 4.535355738047635e+003 | 2.3934e-06 |  | 4.535355738047635e+003 | 4.7812e-06 |  | 4.535355738047635e+003 | 4.1412e-06 |  | 4538.5005 | 4.0008e-06 | 29.4063 | 4.0008e-06
4.538500496854741e+003 | 1.3603e-07 | 4538.5005 | 4.538500496854741e+003 | 2.3929e-06 |  | 4.538500496854741e+003 | 4.7802e-06 |  | 4.538500496854741e+003 | 4.1403e-06 |  | 4541.6474 | 4.0008e-06 | 29.4104 | 4.0008e-06
4.541647436198176e+003 | 1.3601e-07 | 4541.6474 | 4.541647436198176e+003 | 2.3924e-06 |  | 4.541647436198176e+003 | 4.7792e-06 |  | 4.541647436198176e+003 | 4.1394e-06 |  | 4544.7966 | 4.0008e-06 | 29.4145 | 4.0008e-06
4.544796557589897e+003 | 1.36e-07 | 4544.7966 | 4.544796557589897e+003 | 2.3919e-06 |  | 4.544796557589897e+003 | 4.7782e-06 |  | 4.544796557589897e+003 | 4.1386e-06 |  | 4547.9479 | 4.0008e-06 | 29.4185 | 4.0008e-06
4.547947862542909e+003 | 1.3598e-07 | 4547.9479 | 4.547947862542909e+003 | 2.3914e-06 |  | 4.547947862542909e+003 | 4.7771e-06 |  | 4.547947862542909e+003 | 4.1377e-06 |  | 4551.1014 | 4.0008e-06 | 29.4226 | 4.0008e-06
4.551101352571267e+003 | 1.3596e-07 | 4551.1014 | 4.551101352571267e+003 | 2.3909e-06 |  | 4.551101352571267e+003 | 4.7761e-06 |  | 4.551101352571267e+003 | 4.1368e-06 |  | 4554.257 | 4.0008e-06 | 29.4267 | 4.0008e-06
4.554257029190074e+003 | 1.3594e-07 | 4554.257 | 4.554257029190074e+003 | 2.3904e-06 |  | 4.554257029190074e+003 | 4.7751e-06 |  | 4.554257029190074e+003 | 4.1359e-06 |  | 4557.4149 | 4.0008e-06 | 29.4309 | 4.0008e-06
4.557414893915484e+003 | 1.3592e-07 | 4557.4149 | 4.557414893915484e+003 | 2.3898e-06 |  | 4.557414893915484e+003 | 4.774e-06 |  | 4.557414893915484e+003 | 4.135e-06 |  | 4560.5749 | 4.0008e-06 | 29.435 | 4.0008e-06
4.560574948264703e+003 | 1.359e-07 | 4560.5749 | 4.560574948264703e+003 | 2.3893e-06 |  | 4.560574948264703e+003 | 4.773e-06 |  | 4.560574948264703e+003 | 4.1341e-06 |  | 4563.7372 | 4.0008e-06 | 29.4391 | 4.0008e-06
4.563737193755989e+003 | 1.3588e-07 | 4563.7372 | 4.563737193755989e+003 | 2.3888e-06 |  | 4.563737193755989e+003 | 4.772e-06 |  | 4.563737193755989e+003 | 4.1332e-06 |  | 4566.9016 | 4.0008e-06 | 29.4432 | 4.0008e-06
4.566901631908652e+003 | 1.3586e-07 | 4566.9016 | 4.566901631908652e+003 | 2.3883e-06 |  | 4.566901631908652e+003 | 4.771e-06 |  | 4.566901631908652e+003 | 4.1323e-06 |  | 4570.0683 | 4.0008e-06 | 29.4473 | 4.0008e-06
4.570068264243057e+003 | 1.3584e-07 | 4570.0683 | 4.570068264243057e+003 | 2.3878e-06 |  | 4.570068264243057e+003 | 4.7699e-06 |  | 4.570068264243057e+003 | 4.1314e-06 |  | 4573.2371 | 4.0008e-06 | 29.4515 | 4.0008e-06
4.573237092280620e+003 | 1.3582e-07 | 4573.2371 | 4.573237092280620e+003 | 2.3873e-06 |  | 4.573237092280620e+003 | 4.7689e-06 |  | 4.573237092280620e+003 | 4.1305e-06 |  | 4576.4081 | 4.0008e-06 | 29.4556 | 4.0008e-06
4.576408117543817e+003 | 1.3581e-07 | 4576.4081 | 4.576408117543817e+003 | 2.3867e-06 |  | 4.576408117543817e+003 | 4.7678e-06 |  | 4.576408117543817e+003 | 4.1296e-06 |  | 4579.5813 | 4.0008e-06 | 29.4597 | 4.0008e-06
4.579581341556174e+003 | 1.3579e-07 | 4579.5813 | 4.579581341556174e+003 | 2.3862e-06 |  | 4.579581341556174e+003 | 4.7668e-06 |  | 4.579581341556174e+003 | 4.1287e-06 |  | 4582.7568 | 4.0008e-06 | 29.4639 | 4.0008e-06
4.582756765842277e+003 | 1.3577e-07 | 4582.7568 | 4.582756765842277e+003 | 2.3857e-06 |  | 4.582756765842277e+003 | 4.7658e-06 |  | 4.582756765842277e+003 | 4.1278e-06 |  | 4585.9344 | 4.0008e-06 | 29.468 | 4.0008e-06
4.585934391927769e+003 | 1.3575e-07 | 4585.9344 | 4.585934391927769e+003 | 2.3852e-06 |  | 4.585934391927769e+003 | 4.7647e-06 |  | 4.585934391927769e+003 | 4.1269e-06 |  | 4589.1142 | 4.0008e-06 | 29.4722 | 4.0008e-06
4.589114221339349e+003 | 1.3573e-07 | 4589.1142 | 4.589114221339349e+003 | 2.3847e-06 |  | 4.589114221339349e+003 | 4.7637e-06 |  | 4.589114221339349e+003 | 4.126e-06 |  | 4592.2963 | 4.0008e-06 | 29.4764 | 4.0008e-06
4.592296255604776e+003 | 1.3571e-07 | 4592.2963 | 4.592296255604776e+003 | 2.3841e-06 |  | 4.592296255604776e+003 | 4.7627e-06 |  | 4.592296255604776e+003 | 4.1251e-06 |  | 4595.4805 | 4.0008e-06 | 29.4805 | 4.0008e-06
4.595480496252869e+003 | 1.3569e-07 | 4595.4805 | 4.595480496252869e+003 | 2.3836e-06 |  | 4.595480496252869e+003 | 4.7616e-06 |  | 4.595480496252869e+003 | 4.1242e-06 |  | 4598.6669 | 4.0008e-06 | 29.4847 | 4.0008e-06
4.598666944813504e+003 | 1.3567e-07 | 4598.6669 | 4.598666944813504e+003 | 2.3831e-06 |  | 4.598666944813504e+003 | 4.7606e-06 |  | 4.598666944813504e+003 | 4.1233e-06 |  | 4601.8556 | 4.0008e-06 | 29.4889 | 4.0008e-06
4.601855602817622e+003 | 1.3565e-07 | 4601.8556 | 4.601855602817622e+003 | 2.3826e-06 |  | 4.601855602817622e+003 | 4.7595e-06 |  | 4.601855602817622e+003 | 4.1224e-06 |  | 4605.0465 | 4.0008e-06 | 29.4931 | 4.0008e-06
4.605046471797222e+003 | 1.3563e-07 | 4605.0465 | 4.605046471797222e+003 | 2.382e-06 |  | 4.605046471797222e+003 | 4.7585e-06 |  | 4.605046471797222e+003 | 4.1215e-06 |  | 4608.2396 | 4.0008e-06 | 29.4973 | 4.0008e-06
4.608239553285367e+003 | 1.3561e-07 | 4608.2396 | 4.608239553285367e+003 | 2.3815e-06 |  | 4.608239553285367e+003 | 4.7574e-06 |  | 4.608239553285367e+003 | 4.1206e-06 |  | 4611.4348 | 4.0008e-06 | 29.5014 | 4.0008e-06
4.611434848816183e+003 | 1.3559e-07 | 4611.4348 | 4.611434848816183e+003 | 2.381e-06 |  | 4.611434848816183e+003 | 4.7564e-06 |  | 4.611434848816183e+003 | 4.1197e-06 |  | 4614.6324 | 4.0008e-06 | 29.5056 | 4.0008e-06
4.614632359924860e+003 | 1.3557e-07 | 4614.6324 | 4.614632359924860e+003 | 2.3805e-06 |  | 4.614632359924860e+003 | 4.7553e-06 |  | 4.614632359924860e+003 | 4.1188e-06 |  | 4617.8321 | 4.0008e-06 | 29.5099 | 4.0008e-06
4.617832088147651e+003 | 1.3555e-07 | 4617.8321 | 4.617832088147651e+003 | 2.38e-06 |  | 4.617832088147651e+003 | 4.7543e-06 |  | 4.617832088147651e+003 | 4.1179e-06 |  | 4621.034 | 4.0008e-06 | 29.5141 | 4.0008e-06
4.621034035021875e+003 | 1.3554e-07 | 4621.034 | 4.621034035021875e+003 | 2.3794e-06 |  | 4.621034035021875e+003 | 4.7532e-06 |  | 4.621034035021875e+003 | 4.117e-06 |  | 4624.2382 | 4.0008e-06 | 29.5183 | 4.0008e-06
4.624238202085918e+003 | 1.3552e-07 | 4624.2382 | 4.624238202085918e+003 | 2.3789e-06 |  | 4.624238202085918e+003 | 4.7522e-06 |  | 4.624238202085918e+003 | 4.1161e-06 |  | 4627.4446 | 4.0008e-06 | 29.5225 | 4.0008e-06
4.627444590879230e+003 | 1.355e-07 | 4627.4446 | 4.627444590879230e+003 | 2.3784e-06 |  | 4.627444590879230e+003 | 4.7511e-06 |  | 4.627444590879230e+003 | 4.1152e-06 |  | 4630.6532 | 4.0008e-06 | 29.5267 | 4.0008e-06
4.630653202942332e+003 | 1.3548e-07 | 4630.6532 | 4.630653202942332e+003 | 2.3779e-06 |  | 4.630653202942332e+003 | 4.7501e-06 |  | 4.630653202942332e+003 | 4.1142e-06 |  | 4633.864 | 4.0008e-06 | 29.531 | 4.0008e-06
4.633864039816812e+003 | 1.3546e-07 | 4633.864 | 4.633864039816812e+003 | 2.3773e-06 |  | 4.633864039816812e+003 | 4.749e-06 |  | 4.633864039816812e+003 | 4.1133e-06 |  | 4637.0771 | 4.0008e-06 | 29.5352 | 4.0008e-06
4.637077103045323e+003 | 1.3544e-07 | 4637.0771 | 4.637077103045323e+003 | 2.3768e-06 |  | 4.637077103045323e+003 | 4.748e-06 |  | 4.637077103045323e+003 | 4.1124e-06 |  | 4640.2924 | 4.0008e-06 | 29.5394 | 4.0008e-06
4.640292394171595e+003 | 1.3542e-07 | 4640.2924 | 4.640292394171595e+003 | 2.3763e-06 |  | 4.640292394171595e+003 | 4.7469e-06 |  | 4.640292394171595e+003 | 4.1115e-06 |  | 4643.5099 | 4.0008e-06 | 29.5437 | 4.0008e-06
4.643509914740422e+003 | 1.354e-07 | 4643.5099 | 4.643509914740422e+003 | 2.3757e-06 |  | 4.643509914740422e+003 | 4.7459e-06 |  | 4.643509914740422e+003 | 4.1106e-06 |  | 4646.7297 | 4.0008e-06 | 29.5479 | 4.0008e-06
4.646729666297671e+003 | 1.3538e-07 | 4646.7297 | 4.646729666297671e+003 | 2.3752e-06 |  | 4.646729666297671e+003 | 4.7448e-06 |  | 4.646729666297671e+003 | 4.1097e-06 |  | 4649.9517 | 4.0008e-06 | 29.5522 | 4.0008e-06
4.649951650390284e+003 | 1.3536e-07 | 4649.9517 | 4.649951650390284e+003 | 2.3747e-06 |  | 4.649951650390284e+003 | 4.7438e-06 |  | 4.649951650390284e+003 | 4.1088e-06 |  | 4653.1759 | 4.0008e-06 | 29.5565 | 4.0008e-06
4.653175868566271e+003 | 1.3534e-07 | 4653.1759 | 4.653175868566271e+003 | 2.3742e-06 |  | 4.653175868566271e+003 | 4.7427e-06 |  | 4.653175868566271e+003 | 4.1078e-06 |  | 4656.4023 | 4.0008e-06 | 29.5607 | 4.0008e-06
4.656402322374717e+003 | 1.3532e-07 | 4656.4023 | 4.656402322374717e+003 | 2.3736e-06 |  | 4.656402322374717e+003 | 4.7416e-06 |  | 4.656402322374717e+003 | 4.1069e-06 |  | 4659.631 | 4.0008e-06 | 29.565 | 4.0008e-06
4.659631013365784e+003 | 1.353e-07 | 4659.631 | 4.659631013365784e+003 | 2.3731e-06 |  | 4.659631013365784e+003 | 4.7406e-06 |  | 4.659631013365784e+003 | 4.106e-06 |  | 4662.8619 | 4.0008e-06 | 29.5693 | 4.0008e-06
4.662861943090703e+003 | 1.3528e-07 | 4662.8619 | 4.662861943090703e+003 | 2.3726e-06 |  | 4.662861943090703e+003 | 4.7395e-06 |  | 4.662861943090703e+003 | 4.1051e-06 |  | 4666.0951 | 4.0008e-06 | 29.5736 | 4.0008e-06
4.666095113101786e+003 | 1.3526e-07 | 4666.0951 | 4.666095113101786e+003 | 2.372e-06 |  | 4.666095113101786e+003 | 4.7384e-06 |  | 4.666095113101786e+003 | 4.1042e-06 |  | 4669.3305 | 4.0008e-06 | 29.5779 | 4.0008e-06
4.669330524952420e+003 | 1.3524e-07 | 4669.3305 | 4.669330524952420e+003 | 2.3715e-06 |  | 4.669330524952420e+003 | 4.7374e-06 |  | 4.669330524952420e+003 | 4.1032e-06 |  | 4672.5682 | 4.0008e-06 | 29.5822 | 4.0008e-06
4.672568180197067e+003 | 1.3522e-07 | 4672.5682 | 4.672568180197067e+003 | 2.371e-06 |  | 4.672568180197067e+003 | 4.7363e-06 |  | 4.672568180197067e+003 | 4.1023e-06 |  | 4675.8081 | 4.0008e-06 | 29.5865 | 4.0008e-06
4.675808080391269e+003 | 1.352e-07 | 4675.8081 | 4.675808080391269e+003 | 2.3704e-06 |  | 4.675808080391269e+003 | 4.7353e-06 |  | 4.675808080391269e+003 | 4.1014e-06 |  | 4679.0502 | 4.0008e-06 | 29.5908 | 4.0008e-06
4.679050227091646e+003 | 1.3518e-07 | 4679.0502 | 4.679050227091646e+003 | 2.3699e-06 |  | 4.679050227091646e+003 | 4.7342e-06 |  | 4.679050227091646e+003 | 4.1005e-06 |  | 4682.2946 | 4.0008e-06 | 29.5951 | 4.0008e-06
4.682294621855896e+003 | 1.3516e-07 | 4682.2946 | 4.682294621855896e+003 | 2.3694e-06 |  | 4.682294621855896e+003 | 4.7331e-06 |  | 4.682294621855896e+003 | 4.0995e-06 |  | 4685.5413 | 4.0008e-06 | 29.5994 | 4.0008e-06
4.685541266242800e+003 | 1.3514e-07 | 4685.5413 | 4.685541266242800e+003 | 2.3688e-06 |  | 4.685541266242800e+003 | 4.732e-06 |  | 4.685541266242800e+003 | 4.0986e-06 |  | 4688.7902 | 4.0008e-06 | 29.6037 | 4.0008e-06
4.688790161812217e+003 | 1.3512e-07 | 4688.7902 | 4.688790161812217e+003 | 2.3683e-06 |  | 4.688790161812217e+003 | 4.731e-06 |  | 4.688790161812217e+003 | 4.0977e-06 |  | 4692.0413 | 4.0008e-06 | 29.6081 | 4.0008e-06
4.692041310125089e+003 | 1.351e-07 | 4692.0413 | 4.692041310125089e+003 | 2.3678e-06 |  | 4.692041310125089e+003 | 4.7299e-06 |  | 4.692041310125089e+003 | 4.0968e-06 |  | 4695.2947 | 4.0008e-06 | 29.6124 | 4.0008e-06
4.695294712743440e+003 | 1.3508e-07 | 4695.2947 | 4.695294712743440e+003 | 2.3672e-06 |  | 4.695294712743440e+003 | 4.7288e-06 |  | 4.695294712743440e+003 | 4.0958e-06 |  | 4698.5504 | 4.0008e-06 | 29.6167 | 4.0008e-06
4.698550371230377e+003 | 1.3506e-07 | 4698.5504 | 4.698550371230377e+003 | 2.3667e-06 |  | 4.698550371230377e+003 | 4.7278e-06 |  | 4.698550371230377e+003 | 4.0949e-06 |  | 4701.8083 | 4.0008e-06 | 29.6211 | 4.0008e-06
4.701808287150092e+003 | 1.3504e-07 | 4701.8083 | 4.701808287150092e+003 | 2.3661e-06 |  | 4.701808287150092e+003 | 4.7267e-06 |  | 4.701808287150092e+003 | 4.094e-06 |  | 4705.0685 | 4.0008e-06 | 29.6254 | 4.0008e-06
4.705068462067859e+003 | 1.3503e-07 | 4705.0685 | 4.705068462067859e+003 | 2.3656e-06 |  | 4.705068462067859e+003 | 4.7256e-06 |  | 4.705068462067859e+003 | 4.093e-06 |  | 4708.3309 | 4.0008e-06 | 29.6298 | 4.0008e-06
4.708330897550040e+003 | 1.3501e-07 | 4708.3309 | 4.708330897550040e+003 | 2.3651e-06 |  | 4.708330897550040e+003 | 4.7245e-06 |  | 4.708330897550040e+003 | 4.0921e-06 |  | 4711.5956 | 4.0008e-06 | 29.6342 | 4.0008e-06
4.711595595164083e+003 | 1.3499e-07 | 4711.5956 | 4.711595595164083e+003 | 2.3645e-06 |  | 4.711595595164083e+003 | 4.7235e-06 |  | 4.711595595164083e+003 | 4.0912e-06 |  | 4714.8626 | 4.0008e-06 | 29.6385 | 4.0008e-06
4.714862556478520e+003 | 1.3497e-07 | 4714.8626 | 4.714862556478520e+003 | 2.364e-06 |  | 4.714862556478520e+003 | 4.7224e-06 |  | 4.714862556478520e+003 | 4.0902e-06 |  | 4718.1318 | 4.0008e-06 | 29.6429 | 4.0008e-06
4.718131783062973e+003 | 1.3495e-07 | 4718.1318 | 4.718131783062973e+003 | 2.3634e-06 |  | 4.718131783062973e+003 | 4.7213e-06 |  | 4.718131783062973e+003 | 4.0893e-06 |  | 4721.4033 | 4.0008e-06 | 29.6473 | 4.0008e-06
4.721403276488152e+003 | 1.3493e-07 | 4721.4033 | 4.721403276488152e+003 | 2.3629e-06 |  | 4.721403276488152e+003 | 4.7202e-06 |  | 4.721403276488152e+003 | 4.0884e-06 |  | 4724.677 | 4.0008e-06 | 29.6516 | 4.0008e-06
4.724677038325856e+003 | 1.3491e-07 | 4724.677 | 4.724677038325856e+003 | 2.3624e-06 |  | 4.724677038325856e+003 | 4.7191e-06 |  | 4.724677038325856e+003 | 4.0874e-06 |  | 4727.9531 | 4.0008e-06 | 29.656 | 4.0008e-06
4.727953070148974e+003 | 1.3489e-07 | 4727.9531 | 4.727953070148974e+003 | 2.3618e-06 |  | 4.727953070148974e+003 | 4.718e-06 |  | 4.727953070148974e+003 | 4.0865e-06 |  | 4731.2314 | 4.0008e-06 | 29.6604 | 4.0008e-06
4.731231373531485e+003 | 1.3487e-07 | 4731.2314 | 4.731231373531485e+003 | 2.3613e-06 |  | 4.731231373531485e+003 | 4.717e-06 |  | 4.731231373531485e+003 | 4.0856e-06 |  | 4734.512 | 4.0008e-06 | 29.6649 | 4.0008e-06
4.734511950048460e+003 | 1.3485e-07 | 4734.512 | 4.734511950048460e+003 | 2.3607e-06 |  | 4.734511950048460e+003 | 4.7159e-06 |  | 4.734511950048460e+003 | 4.0846e-06 |  | 4737.7948 | 4.0008e-06 | 29.6693 | 4.0008e-06
4.737794801276062e+003 | 1.3483e-07 | 4737.7948 | 4.737794801276062e+003 | 2.3602e-06 |  | 4.737794801276062e+003 | 4.7148e-06 |  | 4.737794801276062e+003 | 4.0837e-06 |  | 4741.0799 | 4.0008e-06 | 29.6737 | 4.0008e-06
4.741079928791546e+003 | 1.3481e-07 | 4741.0799 | 4.741079928791546e+003 | 2.3597e-06 |  | 4.741079928791546e+003 | 4.7137e-06 |  | 4.741079928791546e+003 | 4.0827e-06 |  | 4744.3673 | 4.0008e-06 | 29.6781 | 4.0008e-06
4.744367334173263e+003 | 1.3478e-07 | 4744.3673 | 4.744367334173263e+003 | 2.3591e-06 |  | 4.744367334173263e+003 | 4.7126e-06 |  | 4.744367334173263e+003 | 4.0818e-06 |  | 4747.657 | 4.0008e-06 | 29.6825 | 4.0008e-06
4.747657019000655e+003 | 1.3476e-07 | 4747.657 | 4.747657019000655e+003 | 2.3586e-06 |  | 4.747657019000655e+003 | 4.7115e-06 |  | 4.747657019000655e+003 | 4.0808e-06 |  | 4750.949 | 4.0008e-06 | 29.6869 | 4.0008e-06
4.750948984854264e+003 | 1.3474e-07 | 4750.949 | 4.750948984854264e+003 | 2.358e-06 |  | 4.750948984854264e+003 | 4.7104e-06 |  | 4.750948984854264e+003 | 4.0799e-06 |  | 4754.2432 | 4.0008e-06 | 29.6914 | 4.0008e-06
4.754243233315721e+003 | 1.3472e-07 | 4754.2432 | 4.754243233315721e+003 | 2.3575e-06 |  | 4.754243233315721e+003 | 4.7094e-06 |  | 4.754243233315721e+003 | 4.079e-06 |  | 4757.5398 | 4.0008e-06 | 29.6958 | 4.0008e-06
4.757539765967761e+003 | 1.347e-07 | 4757.5398 | 4.757539765967761e+003 | 2.3569e-06 |  | 4.757539765967761e+003 | 4.7083e-06 |  | 4.757539765967761e+003 | 4.078e-06 |  | 4760.8386 | 4.0008e-06 | 29.7003 | 4.0008e-06
4.760838584394212e+003 | 1.3468e-07 | 4760.8386 | 4.760838584394212e+003 | 2.3564e-06 |  | 4.760838584394212e+003 | 4.7072e-06 |  | 4.760838584394212e+003 | 4.0771e-06 |  | 4764.1397 | 4.0008e-06 | 29.7047 | 4.0008e-06
4.764139690180002e+003 | 1.3466e-07 | 4764.1397 | 4.764139690180002e+003 | 2.3558e-06 |  | 4.764139690180002e+003 | 4.7061e-06 |  | 4.764139690180002e+003 | 4.0761e-06 |  | 4767.4431 | 4.0008e-06 | 29.7092 | 4.0008e-06
4.767443084911155e+003 | 1.3464e-07 | 4767.4431 | 4.767443084911155e+003 | 2.3553e-06 |  | 4.767443084911155e+003 | 4.705e-06 |  | 4.767443084911155e+003 | 4.0752e-06 |  | 4770.7488 | 4.0008e-06 | 29.7136 | 4.0008e-06
4.770748770174799e+003 | 1.3462e-07 | 4770.7488 | 4.770748770174799e+003 | 2.3547e-06 |  | 4.770748770174799e+003 | 4.7039e-06 |  | 4.770748770174799e+003 | 4.0742e-06 |  | 4774.0567 | 4.0008e-06 | 29.7181 | 4.0008e-06
4.774056747559161e+003 | 1.346e-07 | 4774.0567 | 4.774056747559161e+003 | 2.3542e-06 |  | 4.774056747559161e+003 | 4.7028e-06 |  | 4.774056747559161e+003 | 4.0733e-06 |  | 4777.367 | 4.0008e-06 | 29.7226 | 4.0008e-06
4.777367018653566e+003 | 1.3458e-07 | 4777.367 | 4.777367018653566e+003 | 2.3536e-06 |  | 4.777367018653566e+003 | 4.7017e-06 |  | 4.777367018653566e+003 | 4.0723e-06 |  | 4780.6796 | 4.0008e-06 | 29.727 | 4.0008e-06
4.780679585048447e+003 | 1.3456e-07 | 4780.6796 | 4.780679585048447e+003 | 2.3531e-06 |  | 4.780679585048447e+003 | 4.7006e-06 |  | 4.780679585048447e+003 | 4.0714e-06 |  | 4783.9944 | 4.0008e-06 | 29.7315 | 4.0008e-06
4.783994448335335e+003 | 1.3454e-07 | 4783.9944 | 4.783994448335335e+003 | 2.3525e-06 |  | 4.783994448335335e+003 | 4.6995e-06 |  | 4.783994448335335e+003 | 4.0704e-06 |  | 4787.3116 | 4.0007e-06 | 29.736 | 4.0008e-06
4.787311610106865e+003 | 1.3452e-07 | 4787.3116 | 4.787311610106865e+003 | 2.352e-06 |  | 4.787311610106865e+003 | 4.6984e-06 |  | 4.787311610106865e+003 | 4.0695e-06 |  | 4790.6311 | 4.0007e-06 | 29.7405 | 4.0008e-06
4.790631071956781e+003 | 1.345e-07 | 4790.6311 | 4.790631071956781e+003 | 2.3514e-06 |  | 4.790631071956781e+003 | 4.6973e-06 |  | 4.790631071956781e+003 | 4.0685e-06 |  | 4793.9528 | 4.0007e-06 | 29.745 | 4.0007e-06
4.793952835479925e+003 | 1.3448e-07 | 4793.9528 | 4.793952835479925e+003 | 2.3509e-06 |  | 4.793952835479925e+003 | 4.6962e-06 |  | 4.793952835479925e+003 | 4.0676e-06 |  | 4797.2769 | 4.0007e-06 | 29.7495 | 4.0007e-06
4.797276902272250e+003 | 1.3446e-07 | 4797.2769 | 4.797276902272250e+003 | 2.3503e-06 |  | 4.797276902272250e+003 | 4.6951e-06 |  | 4.797276902272250e+003 | 4.0666e-06 |  | 4800.6033 | 4.0007e-06 | 29.754 | 4.0007e-06
4.800603273930812e+003 | 1.3444e-07 | 4800.6033 | 4.800603273930812e+003 | 2.3498e-06 |  | 4.800603273930812e+003 | 4.694e-06 |  | 4.800603273930812e+003 | 4.0656e-06 |  | 4803.932 | 4.0007e-06 | 29.7585 | 4.0007e-06
4.803931952053779e+003 | 1.3442e-07 | 4803.932 | 4.803931952053779e+003 | 2.3492e-06 |  | 4.803931952053779e+003 | 4.6929e-06 |  | 4.803931952053779e+003 | 4.0647e-06 |  | 4807.2629 | 4.0007e-06 | 29.7631 | 4.0007e-06
4.807262938240424e+003 | 1.344e-07 | 4807.2629 | 4.807262938240424e+003 | 2.3487e-06 |  | 4.807262938240424e+003 | 4.6918e-06 |  | 4.807262938240424e+003 | 4.0637e-06 |  | 4810.5962 | 4.0007e-06 | 29.7676 | 4.0007e-06
4.810596234091128e+003 | 1.3438e-07 | 4810.5962 | 4.810596234091128e+003 | 2.3481e-06 |  | 4.810596234091128e+003 | 4.6907e-06 |  | 4.810596234091128e+003 | 4.0628e-06 |  | 4813.9318 | 4.0007e-06 | 29.7722 | 4.0007e-06
4.813931841207385e+003 | 1.3436e-07 | 4813.9318 | 4.813931841207385e+003 | 2.3476e-06 |  | 4.813931841207385e+003 | 4.6896e-06 |  | 4.813931841207385e+003 | 4.0618e-06 |  | 4817.2698 | 4.0007e-06 | 29.7767 | 4.0007e-06
4.817269761191796e+003 | 1.3434e-07 | 4817.2698 | 4.817269761191796e+003 | 2.347e-06 |  | 4.817269761191796e+003 | 4.6884e-06 |  | 4.817269761191796e+003 | 4.0608e-06 |  | 4820.61 | 4.0007e-06 | 29.7812 | 4.0007e-06
4.820609995648075e+003 | 1.3432e-07 | 4820.61 | 4.820609995648075e+003 | 2.3465e-06 |  | 4.820609995648075e+003 | 4.6873e-06 |  | 4.820609995648075e+003 | 4.0599e-06 |  | 4823.9525 | 4.0007e-06 | 29.7858 | 4.0007e-06
4.823952546181048e+003 | 1.343e-07 | 4823.9525 | 4.823952546181048e+003 | 2.3459e-06 |  | 4.823952546181048e+003 | 4.6862e-06 |  | 4.823952546181048e+003 | 4.0589e-06 |  | 4827.2974 | 4.0007e-06 | 29.7903 | 4.0007e-06
4.827297414396654e+003 | 1.3428e-07 | 4827.2974 | 4.827297414396654e+003 | 2.3453e-06 |  | 4.827297414396654e+003 | 4.6851e-06 |  | 4.827297414396654e+003 | 4.058e-06 |  | 4830.6446 | 4.0007e-06 | 29.7949 | 4.0007e-06
4.830644601901945e+003 | 1.3426e-07 | 4830.6446 | 4.830644601901945e+003 | 2.3448e-06 |  | 4.830644601901945e+003 | 4.684e-06 |  | 4.830644601901945e+003 | 4.057e-06 |  | 4833.9941 | 4.0007e-06 | 29.7995 | 4.0007e-06
4.833994110305086e+003 | 1.3423e-07 | 4833.9941 | 4.833994110305086e+003 | 2.3442e-06 |  | 4.833994110305086e+003 | 4.6829e-06 |  | 4.833994110305086e+003 | 4.056e-06 |  | 4837.3459 | 4.0007e-06 | 29.8041 | 4.0007e-06
4.837345941215361e+003 | 1.3421e-07 | 4837.3459 | 4.837345941215361e+003 | 2.3437e-06 |  | 4.837345941215361e+003 | 4.6818e-06 |  | 4.837345941215361e+003 | 4.0551e-06 |  | 4840.7001 | 4.0007e-06 | 29.8086 | 4.0007e-06
4.840700096243165e+003 | 1.3419e-07 | 4840.7001 | 4.840700096243165e+003 | 2.3431e-06 |  | 4.840700096243165e+003 | 4.6806e-06 |  | 4.840700096243165e+003 | 4.0541e-06 |  | 4844.0566 | 4.0007e-06 | 29.8132 | 4.0007e-06
4.844056577000012e+003 | 1.3417e-07 | 4844.0566 | 4.844056577000012e+003 | 2.3426e-06 |  | 4.844056577000012e+003 | 4.6795e-06 |  | 4.844056577000012e+003 | 4.0531e-06 |  | 4847.4154 | 4.0007e-06 | 29.8178 | 4.0007e-06
4.847415385098536e+003 | 1.3415e-07 | 4847.4154 | 4.847415385098536e+003 | 2.342e-06 |  | 4.847415385098536e+003 | 4.6784e-06 |  | 4.847415385098536e+003 | 4.0522e-06 |  | 4850.7765 | 4.0007e-06 | 29.8224 | 4.0007e-06
4.850776522152483e+003 | 1.3413e-07 | 4850.7765 | 4.850776522152483e+003 | 2.3414e-06 |  | 4.850776522152483e+003 | 4.6773e-06 |  | 4.850776522152483e+003 | 4.0512e-06 |  | 4854.14 | 4.0007e-06 | 29.827 | 4.0007e-06
4.854139989776724e+003 | 1.3411e-07 | 4854.14 | 4.854139989776724e+003 | 2.3409e-06 |  | 4.854139989776724e+003 | 4.6762e-06 |  | 4.854139989776724e+003 | 4.0502e-06 |  | 4857.5058 | 4.0007e-06 | 29.8316 | 4.0007e-06
4.857505789587247e+003 | 1.3409e-07 | 4857.5058 | 4.857505789587247e+003 | 2.3403e-06 |  | 4.857505789587247e+003 | 4.675e-06 |  | 4.857505789587247e+003 | 4.0492e-06 |  | 4860.8739 | 4.0007e-06 | 29.8362 | 4.0007e-06
4.860873923201159e+003 | 1.3407e-07 | 4860.8739 | 4.860873923201159e+003 | 2.3398e-06 |  | 4.860873923201159e+003 | 4.6739e-06 |  | 4.860873923201159e+003 | 4.0483e-06 |  | 4864.2444 | 4.0007e-06 | 29.8409 | 4.0007e-06
4.864244392236692e+003 | 1.3405e-07 | 4864.2444 | 4.864244392236692e+003 | 2.3392e-06 |  | 4.864244392236692e+003 | 4.6728e-06 |  | 4.864244392236692e+003 | 4.0473e-06 |  | 4867.6172 | 4.0007e-06 | 29.8455 | 4.0007e-06
4.867617198313197e+003 | 1.3403e-07 | 4867.6172 | 4.867617198313197e+003 | 2.3386e-06 |  | 4.867617198313197e+003 | 4.6717e-06 |  | 4.867617198313197e+003 | 4.0463e-06 |  | 4870.9923 | 4.0007e-06 | 29.8501 | 4.0007e-06
4.870992343051150e+003 | 1.3401e-07 | 4870.9923 | 4.870992343051150e+003 | 2.3381e-06 |  | 4.870992343051150e+003 | 4.6705e-06 |  | 4.870992343051150e+003 | 4.0454e-06 |  | 4874.3698 | 4.0007e-06 | 29.8548 | 4.0007e-06
4.874369828072147e+003 | 1.3399e-07 | 4874.3698 | 4.874369828072147e+003 | 2.3375e-06 |  | 4.874369828072147e+003 | 4.6694e-06 |  | 4.874369828072147e+003 | 4.0444e-06 |  | 4877.7497 | 4.0007e-06 | 29.8594 | 4.0007e-06
4.877749654998914e+003 | 1.3396e-07 | 4877.7497 | 4.877749654998914e+003 | 2.3369e-06 |  | 4.877749654998914e+003 | 4.6683e-06 |  | 4.877749654998914e+003 | 4.0434e-06 |  | 4881.1318 | 4.0007e-06 | 29.8641 | 4.0007e-06
4.881131825455297e+003 | 1.3394e-07 | 4881.1318 | 4.881131825455297e+003 | 2.3364e-06 |  | 4.881131825455297e+003 | 4.6672e-06 |  | 4.881131825455297e+003 | 4.0424e-06 |  | 4884.5163 | 4.0007e-06 | 29.8687 | 4.0007e-06
4.884516341066272e+003 | 1.3392e-07 | 4884.5163 | 4.884516341066272e+003 | 2.3358e-06 |  | 4.884516341066272e+003 | 4.666e-06 |  | 4.884516341066272e+003 | 4.0414e-06 |  | 4887.9032 | 4.0007e-06 | 29.8734 | 4.0007e-06
4.887903203457937e+003 | 1.339e-07 | 4887.9032 | 4.887903203457937e+003 | 2.3352e-06 |  | 4.887903203457937e+003 | 4.6649e-06 |  | 4.887903203457937e+003 | 4.0405e-06 |  | 4891.2924 | 4.0007e-06 | 29.8781 | 4.0007e-06
4.891292414257522e+003 | 1.3388e-07 | 4891.2924 | 4.891292414257522e+003 | 2.3347e-06 |  | 4.891292414257522e+003 | 4.6638e-06 |  | 4.891292414257522e+003 | 4.0395e-06 |  | 4894.684 | 4.0007e-06 | 29.8827 | 4.0007e-06
4.894683975093384e+003 | 1.3386e-07 | 4894.684 | 4.894683975093384e+003 | 2.3341e-06 |  | 4.894683975093384e+003 | 4.6626e-06 |  | 4.894683975093384e+003 | 4.0385e-06 |  | 4898.0779 | 4.0007e-06 | 29.8874 | 4.0007e-06
4.898077887595008e+003 | 1.3384e-07 | 4898.0779 | 4.898077887595008e+003 | 2.3335e-06 |  | 4.898077887595008e+003 | 4.6615e-06 |  | 4.898077887595008e+003 | 4.0375e-06 |  | 4901.4742 | 4.0007e-06 | 29.8921 | 4.0007e-06
4.901474153393010e+003 | 1.3382e-07 | 4901.4742 | 4.901474153393010e+003 | 2.333e-06 |  | 4.901474153393010e+003 | 4.6604e-06 |  | 4.901474153393010e+003 | 4.0365e-06 |  | 4904.8728 | 4.0007e-06 | 29.8968 | 4.0007e-06
4.904872774119136e+003 | 1.338e-07 | 4904.8728 | 4.904872774119136e+003 | 2.3324e-06 |  | 4.904872774119136e+003 | 4.6592e-06 |  | 4.904872774119136e+003 | 4.0356e-06 |  | 4908.2738 | 4.0007e-06 | 29.9015 | 4.0007e-06
4.908273751406263e+003 | 1.3378e-07 | 4908.2738 | 4.908273751406263e+003 | 2.3318e-06 |  | 4.908273751406263e+003 | 4.6581e-06 |  | 4.908273751406263e+003 | 4.0346e-06 |  | 4911.6771 | 4.0007e-06 | 29.9062 | 4.0007e-06
4.911677086888402e+003 | 1.3375e-07 | 4911.6771 | 4.911677086888402e+003 | 2.3313e-06 |  | 4.911677086888402e+003 | 4.657e-06 |  | 4.911677086888402e+003 | 4.0336e-06 |  | 4915.0828 | 4.0007e-06 | 29.9109 | 4.0007e-06
4.915082782200695e+003 | 1.3373e-07 | 4915.0828 | 4.915082782200695e+003 | 2.3307e-06 |  | 4.915082782200695e+003 | 4.6558e-06 |  | 4.915082782200695e+003 | 4.0326e-06 |  | 4918.4908 | 4.0007e-06 | 29.9156 | 4.0007e-06
4.918490838979419e+003 | 1.3371e-07 | 4918.4908 | 4.918490838979419e+003 | 2.3301e-06 |  | 4.918490838979419e+003 | 4.6547e-06 |  | 4.918490838979419e+003 | 4.0316e-06 |  | 4921.9013 | 4.0007e-06 | 29.9203 | 4.0007e-06
4.921901258861984e+003 | 1.3369e-07 | 4921.9013 | 4.921901258861984e+003 | 2.3296e-06 |  | 4.921901258861984e+003 | 4.6535e-06 |  | 4.921901258861984e+003 | 4.0306e-06 |  | 4925.314 | 4.0007e-06 | 29.9251 | 4.0007e-06
4.925314043486939e+003 | 1.3367e-07 | 4925.314 | 4.925314043486939e+003 | 2.329e-06 |  | 4.925314043486939e+003 | 4.6524e-06 |  | 4.925314043486939e+003 | 4.0296e-06 |  | 4928.7292 | 4.0007e-06 | 29.9298 | 4.0007e-06
4.928729194493966e+003 | 1.3365e-07 | 4928.7292 | 4.928729194493966e+003 | 2.3284e-06 |  | 4.928729194493966e+003 | 4.6512e-06 |  | 4.928729194493966e+003 | 4.0286e-06 |  | 4932.1467 | 4.0007e-06 | 29.9345 | 4.0007e-06
4.932146713523883e+003 | 1.3363e-07 | 4932.1467 | 4.932146713523883e+003 | 2.3278e-06 |  | 4.932146713523883e+003 | 4.6501e-06 |  | 4.932146713523883e+003 | 4.0276e-06 |  | 4935.5666 | 4.0007e-06 | 29.9393 | 4.0007e-06
4.935566602218649e+003 | 1.3361e-07 | 4935.5666 | 4.935566602218649e+003 | 2.3273e-06 |  | 4.935566602218649e+003 | 4.649e-06 |  | 4.935566602218649e+003 | 4.0267e-06 |  | 4938.9889 | 4.0007e-06 | 29.944 | 4.0007e-06
4.938988862221358e+003 | 1.3359e-07 | 4938.9889 | 4.938988862221358e+003 | 2.3267e-06 |  | 4.938988862221358e+003 | 4.6478e-06 |  | 4.938988862221358e+003 | 4.0257e-06 |  | 4942.4135 | 4.0007e-06 | 29.9488 | 4.0007e-06
4.942413495176248e+003 | 1.3356e-07 | 4942.4135 | 4.942413495176248e+003 | 2.3261e-06 |  | 4.942413495176248e+003 | 4.6467e-06 |  | 4.942413495176248e+003 | 4.0247e-06 |  | 4945.8405 | 4.0007e-06 | 29.9535 | 4.0007e-06
4.945840502728693e+003 | 1.3354e-07 | 4945.8405 | 4.945840502728693e+003 | 2.3256e-06 |  | 4.945840502728693e+003 | 4.6455e-06 |  | 4.945840502728693e+003 | 4.0237e-06 |  | 4949.2699 | 4.0007e-06 | 29.9583 | 4.0007e-06
4.949269886525209e+003 | 1.3352e-07 | 4949.2699 | 4.949269886525209e+003 | 2.325e-06 |  | 4.949269886525209e+003 | 4.6444e-06 |  | 4.949269886525209e+003 | 4.0227e-06 |  | 4952.7016 | 4.0007e-06 | 29.9631 | 4.0007e-06
4.952701648213453e+003 | 1.335e-07 | 4952.7016 | 4.952701648213453e+003 | 2.3244e-06 |  | 4.952701648213453e+003 | 4.6432e-06 |  | 4.952701648213453e+003 | 4.0217e-06 |  | 4956.1358 | 4.0007e-06 | 29.9679 | 4.0007e-06
4.956135789442226e+003 | 1.3348e-07 | 4956.1358 | 4.956135789442226e+003 | 2.3238e-06 |  | 4.956135789442226e+003 | 4.6421e-06 |  | 4.956135789442226e+003 | 4.0207e-06 |  | 4959.5723 | 4.0007e-06 | 29.9727 | 4.0007e-06
4.959572311861473e+003 | 1.3346e-07 | 4959.5723 | 4.959572311861473e+003 | 2.3232e-06 |  | 4.959572311861473e+003 | 4.6409e-06 |  | 4.959572311861473e+003 | 4.0197e-06 |  | 4963.0112 | 4.0007e-06 | 29.9774 | 4.0007e-06
4.963011217122280e+003 | 1.3344e-07 | 4963.0112 | 4.963011217122280e+003 | 2.3227e-06 |  | 4.963011217122280e+003 | 4.6398e-06 |  | 4.963011217122280e+003 | 4.0187e-06 |  | 4966.4525 | 4.0007e-06 | 29.9822 | 4.0007e-06
4.966452506876880e+003 | 1.3342e-07 | 4966.4525 | 4.966452506876880e+003 | 2.3221e-06 |  | 4.966452506876880e+003 | 4.6386e-06 |  | 4.966452506876880e+003 | 4.0177e-06 |  | 4969.8962 | 4.0007e-06 | 29.9871 | 4.0007e-06
4.969896182778650e+003 | 1.3339e-07 | 4969.8962 | 4.969896182778650e+003 | 2.3215e-06 |  | 4.969896182778650e+003 | 4.6375e-06 |  | 4.969896182778650e+003 | 4.0167e-06 |  | 4973.3422 | 4.0007e-06 | 29.9919 | 4.0007e-06
4.973342246482116e+003 | 1.3337e-07 | 4973.3422 | 4.973342246482116e+003 | 2.3209e-06 |  | 4.973342246482116e+003 | 4.6363e-06 |  | 4.973342246482116e+003 | 4.0157e-06 |  | 4976.7907 | 4.0007e-06 | 29.9967 | 4.0007e-06
4.976790699642949e+003 | 1.3335e-07 | 4976.7907 | 4.976790699642949e+003 | 2.3204e-06 |  | 4.976790699642949e+003 | 4.6351e-06 |  | 4.976790699642949e+003 | 4.0147e-06 |  | 4980.2415 | 4.0007e-06 | 30.0015 | 4.0007e-06
4.980241543917970e+003 | 1.3333e-07 | 4980.2415 | 4.980241543917970e+003 | 2.3198e-06 |  | 4.980241543917970e+003 | 4.634e-06 |  | 4.980241543917970e+003 | 4.0137e-06 |  | 4983.6948 | 4.0007e-06 | 30.0063 | 4.0007e-06
4.983694780965146e+003 | 1.3331e-07 | 4983.6948 | 4.983694780965146e+003 | 2.3192e-06 |  | 4.983694780965146e+003 | 4.6328e-06 |  | 4.983694780965146e+003 | 4.0127e-06 |  | 4987.1504 | 4.0007e-06 | 30.0112 | 4.0007e-06
4.987150412443595e+003 | 1.3329e-07 | 4987.1504 | 4.987150412443595e+003 | 2.3186e-06 |  | 4.987150412443595e+003 | 4.6317e-06 |  | 4.987150412443595e+003 | 4.0117e-06 |  | 4990.6084 | 4.0007e-06 | 30.016 | 4.0007e-06
4.990608440013588e+003 | 1.3326e-07 | 4990.6084 | 4.990608440013588e+003 | 2.318e-06 |  | 4.990608440013588e+003 | 4.6305e-06 |  | 4.990608440013588e+003 | 4.0107e-06 |  | 4994.0689 | 4.0007e-06 | 30.0208 | 4.0007e-06
4.994068865336542e+003 | 1.3324e-07 | 4994.0689 | 4.994068865336542e+003 | 2.3175e-06 |  | 4.994068865336542e+003 | 4.6293e-06 |  | 4.994068865336542e+003 | 4.0097e-06 |  | 4997.5317 | 4.0007e-06 | 30.0257 | 4.0007e-06
4.997531690075030e+003 | 1.3322e-07 | 4997.5317 | 4.997531690075030e+003 | 2.3169e-06 |  | 4.997531690075030e+003 | 4.6282e-06 |  | 4.997531690075030e+003 | 4.0086e-06 |  | 5000.9969 | 4.0007e-06 | 30.0306 | 4.0007e-06
5.000996915892778e+003 | 1.332e-07 | 5000.9969 | 5.000996915892778e+003 | 2.3163e-06 |  | 5.000996915892778e+003 | 4.627e-06 |  | 5.000996915892778e+003 | 4.0076e-06 |  | 5004.4645 | 4.0007e-06 | 30.0354 | 4.0007e-06
5.004464544454662e+003 | 1.3318e-07 | 5004.4645 | 5.004464544454662e+003 | 2.3157e-06 |  | 5.004464544454662e+003 | 4.6258e-06 |  | 5.004464544454662e+003 | 4.0066e-06 |  | 5007.9346 | 4.0007e-06 | 30.0403 | 4.0007e-06
5.007934577426717e+003 | 1.3316e-07 | 5007.9346 | 5.007934577426717e+003 | 2.3151e-06 |  | 5.007934577426717e+003 | 4.6247e-06 |  | 5.007934577426717e+003 | 4.0056e-06 |  | 5011.407 | 4.0007e-06 | 30.0452 | 4.0007e-06
5.011407016476129e+003 | 1.3314e-07 | 5011.407 | 5.011407016476129e+003 | 2.3145e-06 |  | 5.011407016476129e+003 | 4.6235e-06 |  | 5.011407016476129e+003 | 4.0046e-06 |  | 5014.8819 | 4.0007e-06 | 30.0501 | 4.0007e-06
5.014881863271242e+003 | 1.3311e-07 | 5014.8819 | 5.014881863271242e+003 | 2.314e-06 |  | 5.014881863271242e+003 | 4.6223e-06 |  | 5.014881863271242e+003 | 4.0036e-06 |  | 5018.3591 | 4.0007e-06 | 30.055 | 4.0007e-06
5.018359119481557e+003 | 1.3309e-07 | 5018.3591 | 5.018359119481557e+003 | 2.3134e-06 |  | 5.018359119481557e+003 | 4.6212e-06 |  | 5.018359119481557e+003 | 4.0026e-06 |  | 5021.8388 | 4.0007e-06 | 30.0598 | 4.0007e-06
5.021838786777733e+003 | 1.3307e-07 | 5021.8388 | 5.021838786777733e+003 | 2.3128e-06 |  | 5.021838786777733e+003 | 4.62e-06 |  | 5.021838786777733e+003 | 4.0016e-06 |  | 5025.3209 | 4.0007e-06 | 30.0648 | 4.0007e-06
5.025320866831586e+003 | 1.3305e-07 | 5025.3209 | 5.025320866831586e+003 | 2.3122e-06 |  | 5.025320866831586e+003 | 4.6188e-06 |  | 5.025320866831586e+003 | 4.0006e-06 |  | 5028.8054 | 4.0007e-06 | 30.0697 | 4.0007e-06
5.028805361316091e+003 | 1.3303e-07 | 5028.8054 | 5.028805361316091e+003 | 2.3116e-06 |  | 5.028805361316091e+003 | 4.6176e-06 |  | 5.028805361316091e+003 | 3.9995e-06 |  | 5032.2923 | 4.0007e-06 | 30.0746 | 4.0007e-06
5.032292271905386e+003 | 1.33e-07 | 5032.2923 | 5.032292271905386e+003 | 2.311e-06 |  | 5.032292271905386e+003 | 4.6165e-06 |  | 5.032292271905386e+003 | 3.9985e-06 |  | 5035.7816 | 4.0007e-06 | 30.0795 | 4.0007e-06
5.035781600274767e+003 | 1.3298e-07 | 5035.7816 | 5.035781600274767e+003 | 2.3104e-06 |  | 5.035781600274767e+003 | 4.6153e-06 |  | 5.035781600274767e+003 | 3.9975e-06 |  | 5039.2733 | 4.0007e-06 | 30.0844 | 4.0007e-06
5.039273348100692e+003 | 1.3296e-07 | 5039.2733 | 5.039273348100692e+003 | 2.3098e-06 |  | 5.039273348100692e+003 | 4.6141e-06 |  | 5.039273348100692e+003 | 3.9965e-06 |  | 5042.7675 | 4.0007e-06 | 30.0893 | 4.0007e-06
5.042767517060782e+003 | 1.3294e-07 | 5042.7675 | 5.042767517060782e+003 | 2.3093e-06 |  | 5.042767517060782e+003 | 4.6129e-06 |  | 5.042767517060782e+003 | 3.9955e-06 |  | 5046.2641 | 4.0007e-06 | 30.0943 | 4.0007e-06
5.046264108833821e+003 | 1.3292e-07 | 5046.2641 | 5.046264108833821e+003 | 2.3087e-06 |  | 5.046264108833821e+003 | 4.6118e-06 |  | 5.046264108833821e+003 | 3.9944e-06 |  | 5049.7631 | 4.0007e-06 | 30.0992 | 4.0007e-06
5.049763125099757e+003 | 1.329e-07 | 5049.7631 | 5.049763125099757e+003 | 2.3081e-06 |  | 5.049763125099757e+003 | 4.6106e-06 |  | 5.049763125099757e+003 | 3.9934e-06 |  | 5053.2646 | 4.0007e-06 | 30.1042 | 4.0007e-06
5.053264567539703e+003 | 1.3287e-07 | 5053.2646 | 5.053264567539703e+003 | 2.3075e-06 |  | 5.053264567539703e+003 | 4.6094e-06 |  | 5.053264567539703e+003 | 3.9924e-06 |  | 5056.7684 | 4.0007e-06 | 30.1091 | 4.0007e-06
5.056768437835937e+003 | 1.3285e-07 | 5056.7684 | 5.056768437835937e+003 | 2.3069e-06 |  | 5.056768437835937e+003 | 4.6082e-06 |  | 5.056768437835937e+003 | 3.9914e-06 |  | 5060.2747 | 4.0007e-06 | 30.1141 | 4.0007e-06
5.060274737671906e+003 | 1.3283e-07 | 5060.2747 | 5.060274737671906e+003 | 2.3063e-06 |  | 5.060274737671906e+003 | 4.607e-06 |  | 5.060274737671906e+003 | 3.9904e-06 |  | 5063.7835 | 4.0007e-06 | 30.1191 | 4.0007e-06
5.063783468732221e+003 | 1.3281e-07 | 5063.7835 | 5.063783468732221e+003 | 2.3057e-06 |  | 5.063783468732221e+003 | 4.6059e-06 |  | 5.063783468732221e+003 | 3.9893e-06 |  | 5067.2946 | 4.0007e-06 | 30.1241 | 4.0007e-06
5.067294632702663e+003 | 1.3279e-07 | 5067.2946 | 5.067294632702663e+003 | 2.3051e-06 |  | 5.067294632702663e+003 | 4.6047e-06 |  | 5.067294632702663e+003 | 3.9883e-06 |  | 5070.8082 | 4.0007e-06 | 30.129 | 4.0007e-06
5.070808231270182e+003 | 1.3276e-07 | 5070.8082 | 5.070808231270182e+003 | 2.3045e-06 |  | 5.070808231270182e+003 | 4.6035e-06 |  | 5.070808231270182e+003 | 3.9873e-06 |  | 5074.3243 | 4.0007e-06 | 30.134 | 4.0007e-06
5.074324266122895e+003 | 1.3274e-07 | 5074.3243 | 5.074324266122895e+003 | 2.3039e-06 |  | 5.074324266122895e+003 | 4.6023e-06 |  | 5.074324266122895e+003 | 3.9862e-06 |  | 5077.8427 | 4.0007e-06 | 30.139 | 4.0007e-06
5.077842738950093e+003 | 1.3272e-07 | 5077.8427 | 5.077842738950093e+003 | 2.3033e-06 |  | 5.077842738950093e+003 | 4.6011e-06 |  | 5.077842738950093e+003 | 3.9852e-06 |  | 5081.3637 | 4.0007e-06 | 30.144 | 4.0007e-06
5.081363651442237e+003 | 1.327e-07 | 5081.3637 | 5.081363651442237e+003 | 2.3027e-06 |  | 5.081363651442237e+003 | 4.5999e-06 |  | 5.081363651442237e+003 | 3.9842e-06 |  | 5084.887 | 4.0007e-06 | 30.149 | 4.0007e-06
5.084887005290961e+003 | 1.3268e-07 | 5084.887 | 5.084887005290961e+003 | 2.3022e-06 |  | 5.084887005290961e+003 | 4.5987e-06 |  | 5.084887005290961e+003 | 3.9832e-06 |  | 5088.4128 | 4.0007e-06 | 30.154 | 4.0007e-06
5.088412802189068e+003 | 1.3265e-07 | 5088.4128 | 5.088412802189068e+003 | 2.3016e-06 |  | 5.088412802189068e+003 | 4.5975e-06 |  | 5.088412802189068e+003 | 3.9821e-06 |  | 5091.941 | 4.0007e-06 | 30.159 | 4.0007e-06
5.091941043830541e+003 | 1.3263e-07 | 5091.941 | 5.091941043830541e+003 | 2.301e-06 |  | 5.091941043830541e+003 | 4.5964e-06 |  | 5.091941043830541e+003 | 3.9811e-06 |  | 5095.4717 | 4.0007e-06 | 30.1641 | 4.0007e-06
5.095471731910533e+003 | 1.3261e-07 | 5095.4717 | 5.095471731910533e+003 | 2.3004e-06 |  | 5.095471731910533e+003 | 4.5952e-06 |  | 5.095471731910533e+003 | 3.9801e-06 |  | 5099.0049 | 4.0007e-06 | 30.1691 | 4.0007e-06
5.099004868125374e+003 | 1.3259e-07 | 5099.0049 | 5.099004868125374e+003 | 2.2998e-06 |  | 5.099004868125374e+003 | 4.594e-06 |  | 5.099004868125374e+003 | 3.979e-06 |  | 5102.5405 | 4.0007e-06 | 30.1742 | 4.0007e-06
5.102540454172569e+003 | 1.3256e-07 | 5102.5405 | 5.102540454172569e+003 | 2.2992e-06 |  | 5.102540454172569e+003 | 4.5928e-06 |  | 5.102540454172569e+003 | 3.978e-06 |  | 5106.0785 | 4.0007e-06 | 30.1792 | 4.0007e-06
5.106078491750803e+003 | 1.3254e-07 | 5106.0785 | 5.106078491750803e+003 | 2.2986e-06 |  | 5.106078491750803e+003 | 4.5916e-06 |  | 5.106078491750803e+003 | 3.977e-06 |  | 5109.619 | 4.0007e-06 | 30.1842 | 4.0007e-06
5.109618982559936e+003 | 1.3252e-07 | 5109.619 | 5.109618982559936e+003 | 2.298e-06 |  | 5.109618982559936e+003 | 4.5904e-06 |  | 5.109618982559936e+003 | 3.9759e-06 |  | 5113.1619 | 4.0007e-06 | 30.1893 | 4.0007e-06
5.113161928301007e+003 | 1.325e-07 | 5113.1619 | 5.113161928301007e+003 | 2.2974e-06 |  | 5.113161928301007e+003 | 4.5892e-06 |  | 5.113161928301007e+003 | 3.9749e-06 |  | 5116.7073 | 4.0007e-06 | 30.1944 | 4.0007e-06
5.116707330676235e+003 | 1.3248e-07 | 5116.7073 | 5.116707330676235e+003 | 2.2968e-06 |  | 5.116707330676235e+003 | 4.588e-06 |  | 5.116707330676235e+003 | 3.9738e-06 |  | 5120.2552 | 4.0007e-06 | 30.1994 | 4.0007e-06
5.120255191389020e+003 | 1.3245e-07 | 5120.2552 | 5.120255191389020e+003 | 2.2962e-06 |  | 5.120255191389020e+003 | 4.5868e-06 |  | 5.120255191389020e+003 | 3.9728e-06 |  | 5123.8055 | 4.0007e-06 | 30.2045 | 4.0007e-06
5.123805512143943e+003 | 1.3243e-07 | 5123.8055 | 5.123805512143943e+003 | 2.2956e-06 |  | 5.123805512143943e+003 | 4.5856e-06 |  | 5.123805512143943e+003 | 3.9718e-06 |  | 5127.3583 | 4.0007e-06 | 30.2096 | 4.0007e-06
5.127358294646765e+003 | 1.3241e-07 | 5127.3583 | 5.127358294646765e+003 | 2.295e-06 |  | 5.127358294646765e+003 | 4.5844e-06 |  | 5.127358294646765e+003 | 3.9707e-06 |  | 5130.9135 | 4.0007e-06 | 30.2147 | 4.0007e-06
5.130913540604433e+003 | 1.3239e-07 | 5130.9135 | 5.130913540604433e+003 | 2.2944e-06 |  | 5.130913540604433e+003 | 4.5832e-06 |  | 5.130913540604433e+003 | 3.9697e-06 |  | 5134.4713 | 4.0007e-06 | 30.2198 | 4.0007e-06
5.134471251725073e+003 | 1.3236e-07 | 5134.4713 | 5.134471251725073e+003 | 2.2938e-06 |  | 5.134471251725073e+003 | 4.582e-06 |  | 5.134471251725073e+003 | 3.9686e-06 |  | 5138.0314 | 4.0007e-06 | 30.2249 | 4.0007e-06
5.138031429717999e+003 | 1.3234e-07 | 5138.0314 | 5.138031429717999e+003 | 2.2932e-06 |  | 5.138031429717999e+003 | 4.5808e-06 |  | 5.138031429717999e+003 | 3.9676e-06 |  | 5141.5941 | 4.0007e-06 | 30.23 | 4.0007e-06
5.141594076293711e+003 | 1.3232e-07 | 5141.5941 | 5.141594076293711e+003 | 2.2926e-06 |  | 5.141594076293711e+003 | 4.5796e-06 |  | 5.141594076293711e+003 | 3.9666e-06 |  | 5145.1592 | 4.0007e-06 | 30.2351 | 4.0007e-06
5.145159193163892e+003 | 1.323e-07 | 5145.1592 | 5.145159193163892e+003 | 2.292e-06 |  | 5.145159193163892e+003 | 4.5784e-06 |  | 5.145159193163892e+003 | 3.9655e-06 |  | 5148.7268 | 4.0007e-06 | 30.2402 | 4.0007e-06
5.148726782041414e+003 | 1.3227e-07 | 5148.7268 | 5.148726782041414e+003 | 2.2914e-06 |  | 5.148726782041414e+003 | 4.5771e-06 |  | 5.148726782041414e+003 | 3.9645e-06 |  | 5152.2968 | 4.0007e-06 | 30.2453 | 4.0007e-06
5.152296844640334e+003 | 1.3225e-07 | 5152.2968 | 5.152296844640334e+003 | 2.2908e-06 |  | 5.152296844640334e+003 | 4.5759e-06 |  | 5.152296844640334e+003 | 3.9634e-06 |  | 5155.8694 | 4.0007e-06 | 30.2505 | 4.0007e-06
5.155869382675901e+003 | 1.3223e-07 | 5155.8694 | 5.155869382675901e+003 | 2.2901e-06 |  | 5.155869382675901e+003 | 4.5747e-06 |  | 5.155869382675901e+003 | 3.9624e-06 |  | 5159.4444 | 4.0007e-06 | 30.2556 | 4.0007e-06
5.159444397864552e+003 | 1.3221e-07 | 5159.4444 | 5.159444397864552e+003 | 2.2895e-06 |  | 5.159444397864552e+003 | 4.5735e-06 |  | 5.159444397864552e+003 | 3.9613e-06 |  | 5163.0219 | 4.0007e-06 | 30.2608 | 4.0007e-06
5.163021891923913e+003 | 1.3218e-07 | 5163.0219 | 5.163021891923913e+003 | 2.2889e-06 |  | 5.163021891923913e+003 | 4.5723e-06 |  | 5.163021891923913e+003 | 3.9603e-06 |  | 5166.6019 | 4.0007e-06 | 30.2659 | 4.0007e-06
5.166601866572803e+003 | 1.3216e-07 | 5166.6019 | 5.166601866572803e+003 | 2.2883e-06 |  | 5.166601866572803e+003 | 4.5711e-06 |  | 5.166601866572803e+003 | 3.9592e-06 |  | 5170.1843 | 4.0007e-06 | 30.2711 | 4.0007e-06
5.170184323531230e+003 | 1.3214e-07 | 5170.1843 | 5.170184323531230e+003 | 2.2877e-06 |  | 5.170184323531230e+003 | 4.5699e-06 |  | 5.170184323531230e+003 | 3.9582e-06 |  | 5173.7693 | 4.0007e-06 | 30.2762 | 4.0007e-06
5.173769264520397e+003 | 1.3212e-07 | 5173.7693 | 5.173769264520397e+003 | 2.2871e-06 |  | 5.173769264520397e+003 | 4.5687e-06 |  | 5.173769264520397e+003 | 3.9571e-06 |  | 5177.3567 | 4.0007e-06 | 30.2814 | 4.0007e-06
5.177356691262701e+003 | 1.3209e-07 | 5177.3567 | 5.177356691262701e+003 | 2.2865e-06 |  | 5.177356691262701e+003 | 4.5674e-06 |  | 5.177356691262701e+003 | 3.9561e-06 |  | 5180.9466 | 4.0007e-06 | 30.2866 | 4.0007e-06
5.180946605481730e+003 | 1.3207e-07 | 5180.9466 | 5.180946605481730e+003 | 2.2859e-06 |  | 5.180946605481730e+003 | 4.5662e-06 |  | 5.180946605481730e+003 | 3.955e-06 |  | 5184.539 | 4.0007e-06 | 30.2918 | 4.0007e-06
5.184539008902271e+003 | 1.3205e-07 | 5184.539 | 5.184539008902271e+003 | 2.2853e-06 |  | 5.184539008902271e+003 | 4.565e-06 |  | 5.184539008902271e+003 | 3.9539e-06 |  | 5188.1339 | 4.0007e-06 | 30.297 | 4.0007e-06
5.188133903250304e+003 | 1.3203e-07 | 5188.1339 | 5.188133903250304e+003 | 2.2847e-06 |  | 5.188133903250304e+003 | 4.5638e-06 |  | 5.188133903250304e+003 | 3.9529e-06 |  | 5191.7313 | 4.0007e-06 | 30.3021 | 4.0007e-06
5.191731290253008e+003 | 1.32e-07 | 5191.7313 | 5.191731290253008e+003 | 2.2841e-06 |  | 5.191731290253008e+003 | 4.5626e-06 |  | 5.191731290253008e+003 | 3.9518e-06 |  | 5195.3312 | 4.0007e-06 | 30.3073 | 4.0007e-06
5.195331171638756e+003 | 1.3198e-07 | 5195.3312 | 5.195331171638756e+003 | 2.2835e-06 |  | 5.195331171638756e+003 | 4.5613e-06 |  | 5.195331171638756e+003 | 3.9508e-06 |  | 5198.9335 | 4.0007e-06 | 30.3126 | 4.0007e-06
5.198933549137125e+003 | 1.3196e-07 | 5198.9335 | 5.198933549137125e+003 | 2.2828e-06 |  | 5.198933549137125e+003 | 4.5601e-06 |  | 5.198933549137125e+003 | 3.9497e-06 |  | 5202.5384 | 4.0007e-06 | 30.3178 | 4.0007e-06
5.202538424478887e+003 | 1.3194e-07 | 5202.5384 | 5.202538424478887e+003 | 2.2822e-06 |  | 5.202538424478887e+003 | 4.5589e-06 |  | 5.202538424478887e+003 | 3.9487e-06 |  | 5206.1458 | 4.0007e-06 | 30.323 | 4.0007e-06
5.206145799396014e+003 | 1.3191e-07 | 5206.1458 | 5.206145799396014e+003 | 2.2816e-06 |  | 5.206145799396014e+003 | 4.5577e-06 |  | 5.206145799396014e+003 | 3.9476e-06 |  | 5209.7557 | 4.0007e-06 | 30.3282 | 4.0007e-06
5.209755675621683e+003 | 1.3189e-07 | 5209.7557 | 5.209755675621683e+003 | 2.281e-06 |  | 5.209755675621683e+003 | 4.5565e-06 |  | 5.209755675621683e+003 | 3.9465e-06 |  | 5213.3681 | 4.0007e-06 | 30.3335 | 4.0007e-06
5.213368054890267e+003 | 1.3187e-07 | 5213.3681 | 5.213368054890267e+003 | 2.2804e-06 |  | 5.213368054890267e+003 | 4.5552e-06 |  | 5.213368054890267e+003 | 3.9455e-06 |  | 5216.9829 | 4.0007e-06 | 30.3387 | 4.0007e-06
5.216982938937346e+003 | 1.3184e-07 | 5216.9829 | 5.216982938937346e+003 | 2.2798e-06 |  | 5.216982938937346e+003 | 4.554e-06 |  | 5.216982938937346e+003 | 3.9444e-06 |  | 5220.6003 | 4.0007e-06 | 30.3439 | 4.0007e-06
5.220600329499702e+003 | 1.3182e-07 | 5220.6003 | 5.220600329499702e+003 | 2.2792e-06 |  | 5.220600329499702e+003 | 4.5528e-06 |  | 5.220600329499702e+003 | 3.9433e-06 |  | 5224.2202 | 4.0007e-06 | 30.3492 | 4.0007e-06
5.224220228315322e+003 | 1.318e-07 | 5224.2202 | 5.224220228315322e+003 | 2.2785e-06 |  | 5.224220228315322e+003 | 4.5515e-06 |  | 5.224220228315322e+003 | 3.9423e-06 |  | 5227.8426 | 4.0007e-06 | 30.3545 | 4.0007e-06
5.227842637123395e+003 | 1.3178e-07 | 5227.8426 | 5.227842637123395e+003 | 2.2779e-06 |  | 5.227842637123395e+003 | 4.5503e-06 |  | 5.227842637123395e+003 | 3.9412e-06 |  | 5231.4676 | 4.0007e-06 | 30.3597 | 4.0007e-06
5.231467557664321e+003 | 1.3175e-07 | 5231.4676 | 5.231467557664321e+003 | 2.2773e-06 |  | 5.231467557664321e+003 | 4.5491e-06 |  | 5.231467557664321e+003 | 3.9401e-06 |  | 5235.095 | 4.0007e-06 | 30.365 | 4.0007e-06
5.235094991679704e+003 | 1.3173e-07 | 5235.095 | 5.235094991679704e+003 | 2.2767e-06 |  | 5.235094991679704e+003 | 4.5478e-06 |  | 5.235094991679704e+003 | 3.9391e-06 |  | 5238.7249 | 4.0007e-06 | 30.3703 | 4.0007e-06
5.238724940912352e+003 | 1.3171e-07 | 5238.7249 | 5.238724940912352e+003 | 2.2761e-06 |  | 5.238724940912352e+003 | 4.5466e-06 |  | 5.238724940912352e+003 | 3.938e-06 |  | 5242.3574 | 4.0007e-06 | 30.3756 | 4.0007e-06
5.242357407106289e+003 | 1.3168e-07 | 5242.3574 | 5.242357407106289e+003 | 2.2755e-06 |  | 5.242357407106289e+003 | 4.5454e-06 |  | 5.242357407106289e+003 | 3.9369e-06 |  | 5245.9924 | 4.0007e-06 | 30.3809 | 4.0007e-06
5.245992392006744e+003 | 1.3166e-07 | 5245.9924 | 5.245992392006744e+003 | 2.2748e-06 |  | 5.245992392006744e+003 | 4.5441e-06 |  | 5.245992392006744e+003 | 3.9359e-06 |  | 5249.6299 | 4.0007e-06 | 30.3862 | 4.0007e-06
5.249629897360154e+003 | 1.3164e-07 | 5249.6299 | 5.249629897360154e+003 | 2.2742e-06 |  | 5.249629897360154e+003 | 4.5429e-06 |  | 5.249629897360154e+003 | 3.9348e-06 |  | 5253.2699 | 4.0007e-06 | 30.3915 | 4.0007e-06
5.253269924914172e+003 | 1.3162e-07 | 5253.2699 | 5.253269924914172e+003 | 2.2736e-06 |  | 5.253269924914172e+003 | 4.5417e-06 |  | 5.253269924914172e+003 | 3.9337e-06 |  | 5256.9125 | 4.0007e-06 | 30.3968 | 4.0007e-06
5.256912476417660e+003 | 1.3159e-07 | 5256.9125 | 5.256912476417660e+003 | 2.273e-06 |  | 5.256912476417660e+003 | 4.5404e-06 |  | 5.256912476417660e+003 | 3.9327e-06 |  | 5260.5576 | 4.0007e-06 | 30.4021 | 4.0007e-06
5.260557553620692e+003 | 1.3157e-07 | 5260.5576 | 5.260557553620692e+003 | 2.2724e-06 |  | 5.260557553620692e+003 | 4.5392e-06 |  | 5.260557553620692e+003 | 3.9316e-06 |  | 5264.2052 | 4.0007e-06 | 30.4074 | 4.0007e-06
5.264205158274556e+003 | 1.3155e-07 | 5264.2052 | 5.264205158274556e+003 | 2.2717e-06 |  | 5.264205158274556e+003 | 4.5379e-06 |  | 5.264205158274556e+003 | 3.9305e-06 |  | 5267.8553 | 4.0007e-06 | 30.4128 | 4.0007e-06
5.267855292131756e+003 | 1.3152e-07 | 5267.8553 | 5.267855292131756e+003 | 2.2711e-06 |  | 5.267855292131756e+003 | 4.5367e-06 |  | 5.267855292131756e+003 | 3.9294e-06 |  | 5271.508 | 4.0007e-06 | 30.4181 | 4.0007e-06
5.271507956946010e+003 | 1.315e-07 | 5271.508 | 5.271507956946010e+003 | 2.2705e-06 |  | 5.271507956946010e+003 | 4.5355e-06 |  | 5.271507956946010e+003 | 3.9284e-06 |  | 5275.1632 | 4.0007e-06 | 30.4235 | 4.0007e-06
5.275163154472250e+003 | 1.3148e-07 | 5275.1632 | 5.275163154472250e+003 | 2.2699e-06 |  | 5.275163154472250e+003 | 4.5342e-06 |  | 5.275163154472250e+003 | 3.9273e-06 |  | 5278.8209 | 4.0007e-06 | 30.4288 | 4.0007e-06
5.278820886466628e+003 | 1.3145e-07 | 5278.8209 | 5.278820886466628e+003 | 2.2693e-06 |  | 5.278820886466628e+003 | 4.533e-06 |  | 5.278820886466628e+003 | 3.9262e-06 |  | 5282.4812 | 4.0007e-06 | 30.4342 | 4.0007e-06
5.282481154686513e+003 | 1.3143e-07 | 5282.4812 | 5.282481154686513e+003 | 2.2686e-06 |  | 5.282481154686513e+003 | 4.5317e-06 |  | 5.282481154686513e+003 | 3.9251e-06 |  | 5286.144 | 4.0007e-06 | 30.4395 | 4.0007e-06
5.286143960890491e+003 | 1.3141e-07 | 5286.144 | 5.286143960890491e+003 | 2.268e-06 |  | 5.286143960890491e+003 | 4.5305e-06 |  | 5.286143960890491e+003 | 3.924e-06 |  | 5289.8093 | 4.0007e-06 | 30.4449 | 4.0007e-06
5.289809306838369e+003 | 1.3138e-07 | 5289.8093 | 5.289809306838369e+003 | 2.2674e-06 |  | 5.289809306838369e+003 | 4.5292e-06 |  | 5.289809306838369e+003 | 3.923e-06 |  | 5293.4772 | 4.0007e-06 | 30.4503 | 4.0007e-06
5.293477194291173e+003 | 1.3136e-07 | 5293.4772 | 5.293477194291173e+003 | 2.2668e-06 |  | 5.293477194291173e+003 | 4.528e-06 |  | 5.293477194291173e+003 | 3.9219e-06 |  | 5297.1476 | 4.0007e-06 | 30.4557 | 4.0007e-06
5.297147625011151e+003 | 1.3134e-07 | 5297.1476 | 5.297147625011151e+003 | 2.2661e-06 |  | 5.297147625011151e+003 | 4.5267e-06 |  | 5.297147625011151e+003 | 3.9208e-06 |  | 5300.8206 | 4.0007e-06 | 30.4611 | 4.0007e-06
5.300820600761772e+003 | 1.3131e-07 | 5300.8206 | 5.300820600761772e+003 | 2.2655e-06 |  | 5.300820600761772e+003 | 4.5255e-06 |  | 5.300820600761772e+003 | 3.9197e-06 |  | 5304.4961 | 4.0007e-06 | 30.4665 | 4.0007e-06
5.304496123307729e+003 | 1.3129e-07 | 5304.4961 | 5.304496123307729e+003 | 2.2649e-06 |  | 5.304496123307729e+003 | 4.5242e-06 |  | 5.304496123307729e+003 | 3.9186e-06 |  | 5308.1742 | 4.0007e-06 | 30.4719 | 4.0007e-06
5.308174194414939e+003 | 1.3127e-07 | 5308.1742 | 5.308174194414939e+003 | 2.2643e-06 |  | 5.308174194414939e+003 | 4.523e-06 |  | 5.308174194414939e+003 | 3.9175e-06 |  | 5311.8548 | 4.0007e-06 | 30.4773 | 4.0007e-06
5.311854815850540e+003 | 1.3124e-07 | 5311.8548 | 5.311854815850540e+003 | 2.2636e-06 |  | 5.311854815850540e+003 | 4.5217e-06 |  | 5.311854815850540e+003 | 3.9164e-06 |  | 5315.538 | 4.0007e-06 | 30.4827 | 4.0007e-06
5.315537989382900e+003 | 1.3122e-07 | 5315.538 | 5.315537989382900e+003 | 2.263e-06 |  | 5.315537989382900e+003 | 4.5205e-06 |  | 5.315537989382900e+003 | 3.9154e-06 |  | 5319.2237 | 4.0007e-06 | 30.4881 | 4.0007e-06
5.319223716781608e+003 | 1.312e-07 | 5319.2237 | 5.319223716781608e+003 | 2.2624e-06 |  | 5.319223716781608e+003 | 4.5192e-06 |  | 5.319223716781608e+003 | 3.9143e-06 |  | 5322.912 | 4.0007e-06 | 30.4936 | 4.0007e-06
5.322911999817487e+003 | 1.3117e-07 | 5322.912 | 5.322911999817487e+003 | 2.2617e-06 |  | 5.322911999817487e+003 | 4.5179e-06 |  | 5.322911999817487e+003 | 3.9132e-06 |  | 5326.6028 | 4.0007e-06 | 30.499 | 4.0007e-06
5.326602840262580e+003 | 1.3115e-07 | 5326.6028 | 5.326602840262580e+003 | 2.2611e-06 |  | 5.326602840262580e+003 | 4.5167e-06 |  | 5.326602840262580e+003 | 3.9121e-06 |  | 5330.2962 | 4.0007e-06 | 30.5045 | 4.0007e-06
5.330296239890165e+003 | 1.3113e-07 | 5330.2962 | 5.330296239890165e+003 | 2.2605e-06 |  | 5.330296239890165e+003 | 4.5154e-06 |  | 5.330296239890165e+003 | 3.911e-06 |  | 5333.9922 | 4.0007e-06 | 30.5099 | 4.0007e-06
5.333992200474745e+003 | 1.311e-07 | 5333.9922 | 5.333992200474745e+003 | 2.2598e-06 |  | 5.333992200474745e+003 | 4.5142e-06 |  | 5.333992200474745e+003 | 3.9099e-06 |  | 5337.6907 | 4.0007e-06 | 30.5154 | 4.0007e-06
5.337690723792057e+003 | 1.3108e-07 | 5337.6907 | 5.337690723792057e+003 | 2.2592e-06 |  | 5.337690723792057e+003 | 4.5129e-06 |  | 5.337690723792057e+003 | 3.9088e-06 |  | 5341.3918 | 4.0007e-06 | 30.5208 | 4.0007e-06
5.341391811619067e+003 | 1.3106e-07 | 5341.3918 | 5.341391811619067e+003 | 2.2586e-06 |  | 5.341391811619067e+003 | 4.5116e-06 |  | 5.341391811619067e+003 | 3.9077e-06 |  | 5345.0955 | 4.0007e-06 | 30.5263 | 4.0007e-06
5.345095465733975e+003 | 1.3103e-07 | 5345.0955 | 5.345095465733975e+003 | 2.258e-06 |  | 5.345095465733975e+003 | 4.5104e-06 |  | 5.345095465733975e+003 | 3.9066e-06 |  | 5348.8017 | 4.0007e-06 | 30.5318 | 4.0007e-06
5.348801687916211e+003 | 1.3101e-07 | 5348.8017 | 5.348801687916211e+003 | 2.2573e-06 |  | 5.348801687916211e+003 | 4.5091e-06 |  | 5.348801687916211e+003 | 3.9055e-06 |  | 5352.5105 | 4.0007e-06 | 30.5373 | 4.0007e-06
5.352510479946443e+003 | 1.3099e-07 | 5352.5105 | 5.352510479946443e+003 | 2.2567e-06 |  | 5.352510479946443e+003 | 4.5078e-06 |  | 5.352510479946443e+003 | 3.9044e-06 |  | 5356.2218 | 4.0007e-06 | 30.5428 | 4.0007e-06
5.356221843606569e+003 | 1.3096e-07 | 5356.2218 | 5.356221843606569e+003 | 2.2561e-06 |  | 5.356221843606569e+003 | 4.5066e-06 |  | 5.356221843606569e+003 | 3.9033e-06 |  | 5359.9358 | 4.0007e-06 | 30.5483 | 4.0007e-06
5.359935780679726e+003 | 1.3094e-07 | 5359.9358 | 5.359935780679726e+003 | 2.2554e-06 |  | 5.359935780679726e+003 | 4.5053e-06 |  | 5.359935780679726e+003 | 3.9022e-06 |  | 5363.6523 | 4.0007e-06 | 30.5538 | 4.0007e-06
5.363652292950287e+003 | 1.3092e-07 | 5363.6523 | 5.363652292950287e+003 | 2.2548e-06 |  | 5.363652292950287e+003 | 4.504e-06 |  | 5.363652292950287e+003 | 3.9011e-06 |  | 5367.3714 | 4.0007e-06 | 30.5593 | 4.0007e-06
5.367371382203861e+003 | 1.3089e-07 | 5367.3714 | 5.367371382203861e+003 | 2.2541e-06 |  | 5.367371382203861e+003 | 4.5028e-06 |  | 5.367371382203861e+003 | 3.9e-06 |  | 5371.0931 | 4.0007e-06 | 30.5648 | 4.0007e-06
5.371093050227295e+003 | 1.3087e-07 | 5371.0931 | 5.371093050227295e+003 | 2.2535e-06 |  | 5.371093050227295e+003 | 4.5015e-06 |  | 5.371093050227295e+003 | 3.8989e-06 |  | 5374.8173 | 4.0007e-06 | 30.5703 | 4.0007e-06
5.374817298808676e+003 | 1.3084e-07 | 5374.8173 | 5.374817298808676e+003 | 2.2529e-06 |  | 5.374817298808676e+003 | 4.5002e-06 |  | 5.374817298808676e+003 | 3.8978e-06 |  | 5378.5441 | 4.0007e-06 | 30.5759 | 4.0007e-06
5.378544129737332e+003 | 1.3082e-07 | 5378.5441 | 5.378544129737332e+003 | 2.2522e-06 |  | 5.378544129737332e+003 | 4.4989e-06 |  | 5.378544129737332e+003 | 3.8967e-06 |  | 5382.2735 | 4.0007e-06 | 30.5814 | 4.0007e-06
5.382273544803828e+003 | 1.308e-07 | 5382.2735 | 5.382273544803828e+003 | 2.2516e-06 |  | 5.382273544803828e+003 | 4.4977e-06 |  | 5.382273544803828e+003 | 3.8956e-06 |  | 5386.0055 | 4.0007e-06 | 30.587 | 4.0007e-06
5.386005545799974e+003 | 1.3077e-07 | 5386.0055 | 5.386005545799974e+003 | 2.251e-06 |  | 5.386005545799974e+003 | 4.4964e-06 |  | 5.386005545799974e+003 | 3.8945e-06 |  | 5389.7401 | 4.0007e-06 | 30.5925 | 4.0007e-06
5.389740134518822e+003 | 1.3075e-07 | 5389.7401 | 5.389740134518822e+003 | 2.2503e-06 |  | 5.389740134518822e+003 | 4.4951e-06 |  | 5.389740134518822e+003 | 3.8934e-06 |  | 5393.4773 | 4.0007e-06 | 30.5981 | 4.0007e-06
5.393477312754665e+003 | 1.3073e-07 | 5393.4773 | 5.393477312754665e+003 | 2.2497e-06 |  | 5.393477312754665e+003 | 4.4938e-06 |  | 5.393477312754665e+003 | 3.8923e-06 |  | 5397.2171 | 4.0007e-06 | 30.6036 | 4.0007e-06
5.397217082303042e+003 | 1.307e-07 | 5397.2171 | 5.397217082303042e+003 | 2.249e-06 |  | 5.397217082303042e+003 | 4.4926e-06 |  | 5.397217082303042e+003 | 3.8912e-06 |  | 5400.9594 | 4.0007e-06 | 30.6092 | 4.0007e-06
5.400959444960738e+003 | 1.3068e-07 | 5400.9594 | 5.400959444960738e+003 | 2.2484e-06 |  | 5.400959444960738e+003 | 4.4913e-06 |  | 5.400959444960738e+003 | 3.8901e-06 |  | 5404.7044 | 4.0007e-06 | 30.6148 | 4.0007e-06
5.404704402525779e+003 | 1.3065e-07 | 5404.7044 | 5.404704402525779e+003 | 2.2478e-06 |  | 5.404704402525779e+003 | 4.49e-06 |  | 5.404704402525779e+003 | 3.889e-06 |  | 5408.452 | 4.0007e-06 | 30.6204 | 4.0007e-06
5.408451956797445e+003 | 1.3063e-07 | 5408.452 | 5.408451956797445e+003 | 2.2471e-06 |  | 5.408451956797445e+003 | 4.4887e-06 |  | 5.408451956797445e+003 | 3.8879e-06 |  | 5412.2021 | 4.0007e-06 | 30.626 | 4.0007e-06
5.412202109576258e+003 | 1.3061e-07 | 5412.2021 | 5.412202109576258e+003 | 2.2465e-06 |  | 5.412202109576258e+003 | 4.4874e-06 |  | 5.412202109576258e+003 | 3.8868e-06 |  | 5415.9549 | 4.0007e-06 | 30.6316 | 4.0007e-06
5.415954862663991e+003 | 1.3058e-07 | 5415.9549 | 5.415954862663991e+003 | 2.2458e-06 |  | 5.415954862663991e+003 | 4.4861e-06 |  | 5.415954862663991e+003 | 3.8856e-06 |  | 5419.7102 | 4.0007e-06 | 30.6372 | 4.0007e-06
5.419710217863665e+003 | 1.3056e-07 | 5419.7102 | 5.419710217863665e+003 | 2.2452e-06 |  | 5.419710217863665e+003 | 4.4849e-06 |  | 5.419710217863665e+003 | 3.8845e-06 |  | 5423.4682 | 4.0007e-06 | 30.6428 | 4.0007e-06
5.423468176979552e+003 | 1.3053e-07 | 5423.4682 | 5.423468176979552e+003 | 2.2445e-06 |  | 5.423468176979552e+003 | 4.4836e-06 |  | 5.423468176979552e+003 | 3.8834e-06 |  | 5427.2287 | 4.0007e-06 | 30.6485 | 4.0007e-06
5.427228741817175e+003 | 1.3051e-07 | 5427.2287 | 5.427228741817175e+003 | 2.2439e-06 |  | 5.427228741817175e+003 | 4.4823e-06 |  | 5.427228741817175e+003 | 3.8823e-06 |  | 5430.9919 | 4.0007e-06 | 30.6541 | 4.0007e-06
5.430991914183307e+003 | 1.3049e-07 | 5430.9919 | 5.430991914183307e+003 | 2.2433e-06 |  | 5.430991914183307e+003 | 4.481e-06 |  | 5.430991914183307e+003 | 3.8812e-06 |  | 5434.7577 | 4.0007e-06 | 30.6597 | 4.0007e-06
5.434757695885979e+003 | 1.3046e-07 | 5434.7577 | 5.434757695885979e+003 | 2.2426e-06 |  | 5.434757695885979e+003 | 4.4797e-06 |  | 5.434757695885979e+003 | 3.8801e-06 |  | 5438.5261 | 4.0007e-06 | 30.6654 | 4.0007e-06
5.438526088734470e+003 | 1.3044e-07 | 5438.5261 | 5.438526088734470e+003 | 2.242e-06 |  | 5.438526088734470e+003 | 4.4784e-06 |  | 5.438526088734470e+003 | 3.879e-06 |  | 5442.2971 | 4.0007e-06 | 30.671 | 4.0007e-06
5.442297094539316e+003 | 1.3041e-07 | 5442.2971 | 5.442297094539316e+003 | 2.2413e-06 |  | 5.442297094539316e+003 | 4.4771e-06 |  | 5.442297094539316e+003 | 3.8778e-06 |  | 5446.0707 | 4.0007e-06 | 30.6767 | 4.0007e-06
5.446070715112309e+003 | 1.3039e-07 | 5446.0707 | 5.446070715112309e+003 | 2.2407e-06 |  | 5.446070715112309e+003 | 4.4758e-06 |  | 5.446070715112309e+003 | 3.8767e-06 |  | 5449.847 | 4.0007e-06 | 30.6823 | 4.0007e-06
5.449846952266496e+003 | 1.3037e-07 | 5449.847 | 5.449846952266496e+003 | 2.24e-06 |  | 5.449846952266496e+003 | 4.4745e-06 |  | 5.449846952266496e+003 | 3.8756e-06 |  | 5453.6258 | 4.0007e-06 | 30.688 | 4.0007e-06
5.453625807816180e+003 | 1.3034e-07 | 5453.6258 | 5.453625807816180e+003 | 2.2394e-06 |  | 5.453625807816180e+003 | 4.4732e-06 |  | 5.453625807816180e+003 | 3.8745e-06 |  | 5457.4073 | 4.0007e-06 | 30.6937 | 4.0007e-06
5.457407283576926e+003 | 1.3032e-07 | 5457.4073 | 5.457407283576926e+003 | 2.2387e-06 |  | 5.457407283576926e+003 | 4.4719e-06 |  | 5.457407283576926e+003 | 3.8734e-06 |  | 5461.1914 | 4.0007e-06 | 30.6994 | 4.0007e-06
5.461191381365555e+003 | 1.3029e-07 | 5461.1914 | 5.461191381365555e+003 | 2.2381e-06 |  | 5.461191381365555e+003 | 4.4707e-06 |  | 5.461191381365555e+003 | 3.8722e-06 |  | 5464.9781 | 4.0007e-06 | 30.7051 | 4.0007e-06
5.464978103000147e+003 | 1.3027e-07 | 5464.9781 | 5.464978103000147e+003 | 2.2374e-06 |  | 5.464978103000147e+003 | 4.4694e-06 |  | 5.464978103000147e+003 | 3.8711e-06 |  | 5468.7675 | 4.0007e-06 | 30.7108 | 4.0007e-06
5.468767450300044e+003 | 1.3024e-07 | 5468.7675 | 5.468767450300044e+003 | 2.2368e-06 |  | 5.468767450300044e+003 | 4.4681e-06 |  | 5.468767450300044e+003 | 3.87e-06 |  | 5472.5594 | 4.0007e-06 | 30.7165 | 4.0007e-06
5.472559425085851e+003 | 1.3022e-07 | 5472.5594 | 5.472559425085851e+003 | 2.2361e-06 |  | 5.472559425085851e+003 | 4.4668e-06 |  | 5.472559425085851e+003 | 3.8689e-06 |  | 5476.354 | 4.0007e-06 | 30.7222 | 4.0007e-06
5.476354029179433e+003 | 1.302e-07 | 5476.354 | 5.476354029179433e+003 | 2.2355e-06 |  | 5.476354029179433e+003 | 4.4655e-06 |  | 5.476354029179433e+003 | 3.8677e-06 |  | 5480.1513 | 4.0007e-06 | 30.7279 | 4.0007e-06
5.480151264403919e+003 | 1.3017e-07 | 5480.1513 | 5.480151264403919e+003 | 2.2348e-06 |  | 5.480151264403919e+003 | 4.4642e-06 |  | 5.480151264403919e+003 | 3.8666e-06 |  | 5483.9511 | 4.0007e-06 | 30.7337 | 4.0007e-06
5.483951132583703e+003 | 1.3015e-07 | 5483.9511 | 5.483951132583703e+003 | 2.2342e-06 |  | 5.483951132583703e+003 | 4.4628e-06 |  | 5.483951132583703e+003 | 3.8655e-06 |  | 5487.7536 | 4.0007e-06 | 30.7394 | 4.0007e-06
5.487753635544441e+003 | 1.3012e-07 | 5487.7536 | 5.487753635544441e+003 | 2.2335e-06 |  | 5.487753635544441e+003 | 4.4615e-06 |  | 5.487753635544441e+003 | 3.8643e-06 |  | 5491.5588 | 4.0007e-06 | 30.7451 | 4.0007e-06
5.491558775113059e+003 | 1.301e-07 | 5491.5588 | 5.491558775113059e+003 | 2.2329e-06 |  | 5.491558775113059e+003 | 4.4602e-06 |  | 5.491558775113059e+003 | 3.8632e-06 |  | 5495.3666 | 4.0007e-06 | 30.7509 | 4.0007e-06
5.495366553117747e+003 | 1.3007e-07 | 5495.3666 | 5.495366553117747e+003 | 2.2322e-06 |  | 5.495366553117747e+003 | 4.4589e-06 |  | 5.495366553117747e+003 | 3.8621e-06 |  | 5499.177 | 4.0007e-06 | 30.7566 | 4.0007e-06
5.499176971387964e+003 | 1.3005e-07 | 5499.177 | 5.499176971387964e+003 | 2.2316e-06 |  | 5.499176971387964e+003 | 4.4576e-06 |  | 5.499176971387964e+003 | 3.8609e-06 |  | 5502.99 | 4.0007e-06 | 30.7624 | 4.0007e-06
5.502990031754436e+003 | 1.3003e-07 | 5502.99 | 5.502990031754436e+003 | 2.2309e-06 |  | 5.502990031754436e+003 | 4.4563e-06 |  | 5.502990031754436e+003 | 3.8598e-06 |  | 5506.8057 | 4.0007e-06 | 30.7682 | 4.0007e-06
5.506805736049161e+003 | 1.3e-07 | 5506.8057 | 5.506805736049161e+003 | 2.2303e-06 |  | 5.506805736049161e+003 | 4.455e-06 |  | 5.506805736049161e+003 | 3.8587e-06 |  | 5510.6241 | 4.0007e-06 | 30.774 | 4.0007e-06
5.510624086105405e+003 | 1.2998e-07 | 5510.6241 | 5.510624086105405e+003 | 2.2296e-06 |  | 5.510624086105405e+003 | 4.4537e-06 |  | 5.510624086105405e+003 | 3.8575e-06 |  | 5514.4451 | 4.0007e-06 | 30.7797 | 4.0007e-06
5.514445083757705e+003 | 1.2995e-07 | 5514.4451 | 5.514445083757705e+003 | 2.229e-06 |  | 5.514445083757705e+003 | 4.4524e-06 |  | 5.514445083757705e+003 | 3.8564e-06 |  | 5518.2687 | 4.0007e-06 | 30.7855 | 4.0007e-06
5.518268730841872e+003 | 1.2993e-07 | 5518.2687 | 5.518268730841872e+003 | 2.2283e-06 |  | 5.518268730841872e+003 | 4.4511e-06 |  | 5.518268730841872e+003 | 3.8553e-06 |  | 5522.095 | 4.0007e-06 | 30.7913 | 4.0007e-06
5.522095029194989e+003 | 1.299e-07 | 5522.095 | 5.522095029194989e+003 | 2.2276e-06 |  | 5.522095029194989e+003 | 4.4498e-06 |  | 5.522095029194989e+003 | 3.8541e-06 |  | 5525.924 | 4.0007e-06 | 30.7971 | 4.0007e-06
5.525923980655412e+003 | 1.2988e-07 | 5525.924 | 5.525923980655412e+003 | 2.227e-06 |  | 5.525923980655412e+003 | 4.4484e-06 |  | 5.525923980655412e+003 | 3.853e-06 |  | 5529.7556 | 4.0006e-06 | 30.8029 | 4.0006e-06
5.529755587062771e+003 | 1.2985e-07 | 5529.7556 | 5.529755587062771e+003 | 2.2263e-06 |  | 5.529755587062771e+003 | 4.4471e-06 |  | 5.529755587062771e+003 | 3.8519e-06 |  | 5533.5899 | 4.0006e-06 | 30.8088 | 4.0006e-06
5.533589850257976e+003 | 1.2983e-07 | 5533.5899 | 5.533589850257976e+003 | 2.2257e-06 |  | 5.533589850257976e+003 | 4.4458e-06 |  | 5.533589850257976e+003 | 3.8507e-06 |  | 5537.4268 | 4.0006e-06 | 30.8146 | 4.0006e-06
5.537426772083208e+003 | 1.2981e-07 | 5537.4268 | 5.537426772083208e+003 | 2.225e-06 |  | 5.537426772083208e+003 | 4.4445e-06 |  | 5.537426772083208e+003 | 3.8496e-06 |  | 5541.2664 | 4.0006e-06 | 30.8204 | 4.0006e-06
5.541266354381929e+003 | 1.2978e-07 | 5541.2664 | 5.541266354381929e+003 | 2.2243e-06 |  | 5.541266354381929e+003 | 4.4432e-06 |  | 5.541266354381929e+003 | 3.8484e-06 |  | 5545.1086 | 4.0006e-06 | 30.8263 | 4.0006e-06
5.545108598998877e+003 | 1.2976e-07 | 5545.1086 | 5.545108598998877e+003 | 2.2237e-06 |  | 5.545108598998877e+003 | 4.4419e-06 |  | 5.545108598998877e+003 | 3.8473e-06 |  | 5548.9535 | 4.0006e-06 | 30.8321 | 4.0006e-06
5.548953507780071e+003 | 1.2973e-07 | 5548.9535 | 5.548953507780071e+003 | 2.223e-06 |  | 5.548953507780071e+003 | 4.4405e-06 |  | 5.548953507780071e+003 | 3.8461e-06 |  | 5552.8011 | 4.0006e-06 | 30.838 | 4.0006e-06
5.552801082572809e+003 | 1.2971e-07 | 5552.8011 | 5.552801082572809e+003 | 2.2224e-06 |  | 5.552801082572809e+003 | 4.4392e-06 |  | 5.552801082572809e+003 | 3.845e-06 |  | 5556.6513 | 4.0006e-06 | 30.8438 | 4.0006e-06
5.556651325225669e+003 | 1.2968e-07 | 5556.6513 | 5.556651325225669e+003 | 2.2217e-06 |  | 5.556651325225669e+003 | 4.4379e-06 |  | 5.556651325225669e+003 | 3.8439e-06 |  | 5560.5042 | 4.0006e-06 | 30.8497 | 4.0006e-06
5.560504237588512e+003 | 1.2966e-07 | 5560.5042 | 5.560504237588512e+003 | 2.221e-06 |  | 5.560504237588512e+003 | 4.4366e-06 |  | 5.560504237588512e+003 | 3.8427e-06 |  | 5564.3598 | 4.0006e-06 | 30.8556 | 4.0006e-06
5.564359821512483e+003 | 1.2963e-07 | 5564.3598 | 5.564359821512483e+003 | 2.2204e-06 |  | 5.564359821512483e+003 | 4.4352e-06 |  | 5.564359821512483e+003 | 3.8416e-06 |  | 5568.2181 | 4.0006e-06 | 30.8615 | 4.0006e-06
5.568218078850006e+003 | 1.2961e-07 | 5568.2181 | 5.568218078850006e+003 | 2.2197e-06 |  | 5.568218078850006e+003 | 4.4339e-06 |  | 5.568218078850006e+003 | 3.8404e-06 |  | 5572.079 | 4.0006e-06 | 30.8674 | 4.0006e-06
5.572079011454796e+003 | 1.2958e-07 | 5572.079 | 5.572079011454796e+003 | 2.2191e-06 |  | 5.572079011454796e+003 | 4.4326e-06 |  | 5.572079011454796e+003 | 3.8393e-06 |  | 5575.9426 | 4.0006e-06 | 30.8733 | 4.0006e-06
5.575942621181847e+003 | 1.2956e-07 | 5575.9426 | 5.575942621181847e+003 | 2.2184e-06 |  | 5.575942621181847e+003 | 4.4313e-06 |  | 5.575942621181847e+003 | 3.8381e-06 |  | 5579.8089 | 4.0006e-06 | 30.8792 | 4.0006e-06
5.579808909887444e+003 | 1.2953e-07 | 5579.8089 | 5.579808909887444e+003 | 2.2177e-06 |  | 5.579808909887444e+003 | 4.4299e-06 |  | 5.579808909887444e+003 | 3.837e-06 |  | 5583.6779 | 4.0006e-06 | 30.8851 | 4.0006e-06
5.583677879429156e+003 | 1.2951e-07 | 5583.6779 | 5.583677879429156e+003 | 2.2171e-06 |  | 5.583677879429156e+003 | 4.4286e-06 |  | 5.583677879429156e+003 | 3.8358e-06 |  | 5587.5495 | 4.0006e-06 | 30.891 | 4.0006e-06
5.587549531665841e+003 | 1.2948e-07 | 5587.5495 | 5.587549531665841e+003 | 2.2164e-06 |  | 5.587549531665841e+003 | 4.4273e-06 |  | 5.587549531665841e+003 | 3.8347e-06 |  | 5591.4239 | 4.0006e-06 | 30.8969 | 4.0006e-06
5.591423868457646e+003 | 1.2946e-07 | 5591.4239 | 5.591423868457646e+003 | 2.2157e-06 |  | 5.591423868457646e+003 | 4.4259e-06 |  | 5.591423868457646e+003 | 3.8335e-06 |  | 5595.3009 | 4.0006e-06 | 30.9029 | 4.0006e-06
5.595300891666009e+003 | 1.2943e-07 | 5595.3009 | 5.595300891666009e+003 | 2.2151e-06 |  | 5.595300891666009e+003 | 4.4246e-06 |  | 5.595300891666009e+003 | 3.8324e-06 |  | 5599.1806 | 4.0006e-06 | 30.9088 | 4.0006e-06
5.599180603153656e+003 | 1.2941e-07 | 5599.1806 | 5.599180603153656e+003 | 2.2144e-06 |  | 5.599180603153656e+003 | 4.4233e-06 |  | 5.599180603153656e+003 | 3.8312e-06 |  | 5603.063 | 4.0006e-06 | 30.9148 | 4.0006e-06
5.603063004784608e+003 | 1.2938e-07 | 5603.063 | 5.603063004784608e+003 | 2.2137e-06 |  | 5.603063004784608e+003 | 4.4219e-06 |  | 5.603063004784608e+003 | 3.83e-06 |  | 5606.9481 | 4.0006e-06 | 30.9207 | 4.0006e-06
5.606948098424175e+003 | 1.2936e-07 | 5606.9481 | 5.606948098424175e+003 | 2.2131e-06 |  | 5.606948098424175e+003 | 4.4206e-06 |  | 5.606948098424175e+003 | 3.8289e-06 |  | 5610.8359 | 4.0006e-06 | 30.9267 | 4.0006e-06
5.610835885938963e+003 | 1.2933e-07 | 5610.8359 | 5.610835885938963e+003 | 2.2124e-06 |  | 5.610835885938963e+003 | 4.4193e-06 |  | 5.610835885938963e+003 | 3.8277e-06 |  | 5614.7264 | 4.0006e-06 | 30.9327 | 4.0006e-06
5.614726369196870e+003 | 1.2931e-07 | 5614.7264 | 5.614726369196870e+003 | 2.2117e-06 |  | 5.614726369196870e+003 | 4.4179e-06 |  | 5.614726369196870e+003 | 3.8266e-06 |  | 5618.6196 | 4.0006e-06 | 30.9386 | 4.0006e-06
5.618619550067092e+003 | 1.2928e-07 | 5618.6196 | 5.618619550067092e+003 | 2.211e-06 |  | 5.618619550067092e+003 | 4.4166e-06 |  | 5.618619550067092e+003 | 3.8254e-06 |  | 5622.5154 | 4.0006e-06 | 30.9446 | 4.0006e-06
5.622515430420119e+003 | 1.2926e-07 | 5622.5154 | 5.622515430420119e+003 | 2.2104e-06 |  | 5.622515430420119e+003 | 4.4152e-06 |  | 5.622515430420119e+003 | 3.8242e-06 |  | 5626.414 | 4.0006e-06 | 30.9506 | 4.0006e-06
5.626414012127739e+003 | 1.2923e-07 | 5626.414 | 5.626414012127739e+003 | 2.2097e-06 |  | 5.626414012127739e+003 | 4.4139e-06 |  | 5.626414012127739e+003 | 3.8231e-06 |  | 5630.3153 | 4.0006e-06 | 30.9566 | 4.0006e-06
5.630315297063035e+003 | 1.2921e-07 | 5630.3153 | 5.630315297063035e+003 | 2.209e-06 |  | 5.630315297063035e+003 | 4.4126e-06 |  | 5.630315297063035e+003 | 3.8219e-06 |  | 5634.2193 | 4.0006e-06 | 30.9626 | 4.0006e-06
5.634219287100395e+003 | 1.2918e-07 | 5634.2193 | 5.634219287100395e+003 | 2.2084e-06 |  | 5.634219287100395e+003 | 4.4112e-06 |  | 5.634219287100395e+003 | 3.8208e-06 |  | 5638.126 | 4.0006e-06 | 30.9686 | 4.0006e-06
5.638125984115501e+003 | 1.2916e-07 | 5638.126 | 5.638125984115501e+003 | 2.2077e-06 |  | 5.638125984115501e+003 | 4.4099e-06 |  | 5.638125984115501e+003 | 3.8196e-06 |  | 5642.0354 | 4.0006e-06 | 30.9747 | 4.0006e-06
5.642035389985336e+003 | 1.2913e-07 | 5642.0354 | 5.642035389985336e+003 | 2.207e-06 |  | 5.642035389985336e+003 | 4.4085e-06 |  | 5.642035389985336e+003 | 3.8184e-06 |  | 5645.9475 | 4.0006e-06 | 30.9807 | 4.0006e-06
5.645947506588188e+003 | 1.2911e-07 | 5645.9475 | 5.645947506588188e+003 | 2.2063e-06 |  | 5.645947506588188e+003 | 4.4072e-06 |  | 5.645947506588188e+003 | 3.8173e-06 |  | 5649.8623 | 4.0006e-06 | 30.9867 | 4.0006e-06
5.649862335803645e+003 | 1.2908e-07 | 5649.8623 | 5.649862335803645e+003 | 2.2057e-06 |  | 5.649862335803645e+003 | 4.4058e-06 |  | 5.649862335803645e+003 | 3.8161e-06 |  | 5653.7799 | 4.0006e-06 | 30.9928 | 4.0006e-06
5.653779879512598e+003 | 1.2906e-07 | 5653.7799 | 5.653779879512598e+003 | 2.205e-06 |  | 5.653779879512598e+003 | 4.4045e-06 |  | 5.653779879512598e+003 | 3.8149e-06 |  | 5657.7001 | 4.0006e-06 | 30.9988 | 4.0006e-06
5.657700139597242e+003 | 1.2903e-07 | 5657.7001 | 5.657700139597242e+003 | 2.2043e-06 |  | 5.657700139597242e+003 | 4.4031e-06 |  | 5.657700139597242e+003 | 3.8138e-06 |  | 5661.6231 | 4.0006e-06 | 31.0049 | 4.0006e-06
5.661623117941080e+003 | 1.2901e-07 | 5661.6231 | 5.661623117941080e+003 | 2.2036e-06 |  | 5.661623117941080e+003 | 4.4018e-06 |  | 5.661623117941080e+003 | 3.8126e-06 |  | 5665.5488 | 4.0006e-06 | 31.011 | 4.0006e-06
5.665548816428917e+003 | 1.2898e-07 | 5665.5488 | 5.665548816428917e+003 | 2.203e-06 |  | 5.665548816428917e+003 | 4.4004e-06 |  | 5.665548816428917e+003 | 3.8114e-06 |  | 5669.4772 | 4.0006e-06 | 31.017 | 4.0006e-06
5.669477236946867e+003 | 1.2896e-07 | 5669.4772 | 5.669477236946867e+003 | 2.2023e-06 |  | 5.669477236946867e+003 | 4.3991e-06 |  | 5.669477236946867e+003 | 3.8102e-06 |  | 5673.4084 | 4.0006e-06 | 31.0231 | 4.0006e-06
5.673408381382353e+003 | 1.2893e-07 | 5673.4084 | 5.673408381382353e+003 | 2.2016e-06 |  | 5.673408381382353e+003 | 4.3977e-06 |  | 5.673408381382353e+003 | 3.8091e-06 |  | 5677.3423 | 4.0006e-06 | 31.0292 | 4.0006e-06
5.677342251624103e+003 | 1.2891e-07 | 5677.3423 | 5.677342251624103e+003 | 2.2009e-06 |  | 5.677342251624103e+003 | 4.3964e-06 |  | 5.677342251624103e+003 | 3.8079e-06 |  | 5681.2788 | 4.0006e-06 | 31.0353 | 4.0006e-06
5.681278849562158e+003 | 1.2888e-07 | 5681.2788 | 5.681278849562158e+003 | 2.2003e-06 |  | 5.681278849562158e+003 | 4.395e-06 |  | 5.681278849562158e+003 | 3.8067e-06 |  | 5685.2182 | 4.0006e-06 | 31.0414 | 4.0006e-06
5.685218177087870e+003 | 1.2886e-07 | 5685.2182 | 5.685218177087870e+003 | 2.1996e-06 |  | 5.685218177087870e+003 | 4.3937e-06 |  | 5.685218177087870e+003 | 3.8055e-06 |  | 5689.1602 | 4.0006e-06 | 31.0475 | 4.0006e-06
5.689160236093898e+003 | 1.2883e-07 | 5689.1602 | 5.689160236093898e+003 | 2.1989e-06 |  | 5.689160236093898e+003 | 4.3923e-06 |  | 5.689160236093898e+003 | 3.8044e-06 |  | 5693.105 | 4.0006e-06 | 31.0536 | 4.0006e-06
5.693105028474217e+003 | 1.288e-07 | 5693.105 | 5.693105028474217e+003 | 2.1982e-06 |  | 5.693105028474217e+003 | 4.3909e-06 |  | 5.693105028474217e+003 | 3.8032e-06 |  | 5697.0526 | 4.0006e-06 | 31.0598 | 4.0006e-06
5.697052556124116e+003 | 1.2878e-07 | 5697.0526 | 5.697052556124116e+003 | 2.1975e-06 |  | 5.697052556124116e+003 | 4.3896e-06 |  | 5.697052556124116e+003 | 3.802e-06 |  | 5701.0028 | 4.0006e-06 | 31.0659 | 4.0006e-06
5.701002820940195e+003 | 1.2875e-07 | 5701.0028 | 5.701002820940195e+003 | 2.1969e-06 |  | 5.701002820940195e+003 | 4.3882e-06 |  | 5.701002820940195e+003 | 3.8008e-06 |  | 5704.9558 | 4.0006e-06 | 31.0721 | 4.0006e-06
5.704955824820372e+003 | 1.2873e-07 | 5704.9558 | 5.704955824820372e+003 | 2.1962e-06 |  | 5.704955824820372e+003 | 4.3868e-06 |  | 5.704955824820372e+003 | 3.7997e-06 |  | 5708.9116 | 4.0006e-06 | 31.0782 | 4.0006e-06
5.708911569663879e+003 | 1.287e-07 | 5708.9116 | 5.708911569663879e+003 | 2.1955e-06 |  | 5.708911569663879e+003 | 4.3855e-06 |  | 5.708911569663879e+003 | 3.7985e-06 |  | 5712.8701 | 4.0006e-06 | 31.0844 | 4.0006e-06
5.712870057371266e+003 | 1.2868e-07 | 5712.8701 | 5.712870057371266e+003 | 2.1948e-06 |  | 5.712870057371266e+003 | 4.3841e-06 |  | 5.712870057371266e+003 | 3.7973e-06 |  | 5716.8313 | 4.0006e-06 | 31.0905 | 4.0006e-06
5.716831289844399e+003 | 1.2865e-07 | 5716.8313 | 5.716831289844399e+003 | 2.1941e-06 |  | 5.716831289844399e+003 | 4.3828e-06 |  | 5.716831289844399e+003 | 3.7961e-06 |  | 5720.7953 | 4.0006e-06 | 31.0967 | 4.0006e-06
5.720795268986466e+003 | 1.2863e-07 | 5720.7953 | 5.720795268986466e+003 | 2.1934e-06 |  | 5.720795268986466e+003 | 4.3814e-06 |  | 5.720795268986466e+003 | 3.7949e-06 |  | 5724.762 | 4.0006e-06 | 31.1029 | 4.0006e-06
5.724761996701972e+003 | 1.286e-07 | 5724.762 | 5.724761996701972e+003 | 2.1928e-06 |  | 5.724761996701972e+003 | 4.38e-06 |  | 5.724761996701972e+003 | 3.7937e-06 |  | 5728.7315 | 4.0006e-06 | 31.1091 | 4.0006e-06
5.728731474896743e+003 | 1.2857e-07 | 5728.7315 | 5.728731474896743e+003 | 2.1921e-06 |  | 5.728731474896743e+003 | 4.3787e-06 |  | 5.728731474896743e+003 | 3.7926e-06 |  | 5732.7037 | 4.0006e-06 | 31.1152 | 4.0006e-06
5.732703705477928e+003 | 1.2855e-07 | 5732.7037 | 5.732703705477928e+003 | 2.1914e-06 |  | 5.732703705477928e+003 | 4.3773e-06 |  | 5.732703705477928e+003 | 3.7914e-06 |  | 5736.6787 | 4.0006e-06 | 31.1215 | 4.0006e-06
5.736678690353995e+003 | 1.2852e-07 | 5736.6787 | 5.736678690353995e+003 | 2.1907e-06 |  | 5.736678690353995e+003 | 4.3759e-06 |  | 5.736678690353995e+003 | 3.7902e-06 |  | 5740.6564 | 4.0006e-06 | 31.1276 | 4.0006e-06
5.740656431434740e+003 | 1.285e-07 | 5740.6564 | 5.740656431434740e+003 | 2.19e-06 |  | 5.740656431434740e+003 | 4.3745e-06 |  | 5.740656431434740e+003 | 3.789e-06 |  | 5744.6369 | 4.0006e-06 | 31.1339 | 4.0006e-06
5.744636930631280e+003 | 1.2847e-07 | 5744.6369 | 5.744636930631280e+003 | 2.1893e-06 |  | 5.744636930631280e+003 | 4.3732e-06 |  | 5.744636930631280e+003 | 3.7878e-06 |  | 5748.6202 | 4.0006e-06 | 31.1401 | 4.0006e-06
5.748620189856058e+003 | 1.2845e-07 | 5748.6202 | 5.748620189856058e+003 | 2.1886e-06 |  | 5.748620189856058e+003 | 4.3718e-06 |  | 5.748620189856058e+003 | 3.7866e-06 |  | 5752.6062 | 4.0006e-06 | 31.1463 | 4.0006e-06
5.752606211022841e+003 | 1.2842e-07 | 5752.6062 | 5.752606211022841e+003 | 2.188e-06 |  | 5.752606211022841e+003 | 4.3704e-06 |  | 5.752606211022841e+003 | 3.7854e-06 |  | 5756.595 | 4.0006e-06 | 31.1526 | 4.0006e-06
5.756594996046728e+003 | 1.2839e-07 | 5756.595 | 5.756594996046728e+003 | 2.1873e-06 |  | 5.756594996046728e+003 | 4.369e-06 |  | 5.756594996046728e+003 | 3.7842e-06 |  | 5760.5865 | 4.0006e-06 | 31.1588 | 4.0006e-06
5.760586546844142e+003 | 1.2837e-07 | 5760.5865 | 5.760586546844142e+003 | 2.1866e-06 |  | 5.760586546844142e+003 | 4.3677e-06 |  | 5.760586546844142e+003 | 3.783e-06 |  | 5764.5809 | 4.0006e-06 | 31.1651 | 4.0006e-06
5.764580865332834e+003 | 1.2834e-07 | 5764.5809 | 5.764580865332834e+003 | 2.1859e-06 |  | 5.764580865332834e+003 | 4.3663e-06 |  | 5.764580865332834e+003 | 3.7818e-06 |  | 5768.578 | 4.0006e-06 | 31.1713 | 4.0006e-06
5.768577953431888e+003 | 1.2832e-07 | 5768.578 | 5.768577953431888e+003 | 2.1852e-06 |  | 5.768577953431888e+003 | 4.3649e-06 |  | 5.768577953431888e+003 | 3.7806e-06 |  | 5772.5778 | 4.0006e-06 | 31.1776 | 4.0006e-06
5.772577813061716e+003 | 1.2829e-07 | 5772.5778 | 5.772577813061716e+003 | 2.1845e-06 |  | 5.772577813061716e+003 | 4.3635e-06 |  | 5.772577813061716e+003 | 3.7795e-06 |  | 5776.5804 | 4.0006e-06 | 31.1839 | 4.0006e-06
5.776580446144065e+003 | 1.2827e-07 | 5776.5804 | 5.776580446144065e+003 | 2.1838e-06 |  | 5.776580446144065e+003 | 4.3621e-06 |  | 5.776580446144065e+003 | 3.7783e-06 |  | 5780.5859 | 4.0006e-06 | 31.1902 | 4.0006e-06
5.780585854602009e+003 | 1.2824e-07 | 5780.5859 | 5.780585854602009e+003 | 2.1831e-06 |  | 5.780585854602009e+003 | 4.3608e-06 |  | 5.780585854602009e+003 | 3.7771e-06 |  | 5784.594 | 4.0006e-06 | 31.1965 | 4.0006e-06
5.784594040359962e+003 | 1.2821e-07 | 5784.594 | 5.784594040359962e+003 | 2.1824e-06 |  | 5.784594040359962e+003 | 4.3594e-06 |  | 5.784594040359962e+003 | 3.7759e-06 |  | 5788.605 | 4.0006e-06 | 31.2028 | 4.0006e-06
5.788605005343666e+003 | 1.2819e-07 | 5788.605 | 5.788605005343666e+003 | 2.1817e-06 |  | 5.788605005343666e+003 | 4.358e-06 |  | 5.788605005343666e+003 | 3.7747e-06 |  | 5792.6188 | 4.0006e-06 | 31.2091 | 4.0006e-06
5.792618751480202e+003 | 1.2816e-07 | 5792.6188 | 5.792618751480202e+003 | 2.181e-06 |  | 5.792618751480202e+003 | 4.3566e-06 |  | 5.792618751480202e+003 | 3.7735e-06 |  | 5796.6353 | 4.0006e-06 | 31.2154 | 4.0006e-06
5.796635280697989e+003 | 1.2814e-07 | 5796.6353 | 5.796635280697989e+003 | 2.1804e-06 |  | 5.796635280697989e+003 | 4.3552e-06 |  | 5.796635280697989e+003 | 3.7723e-06 |  | 5800.6546 | 4.0006e-06 | 31.2217 | 4.0006e-06
5.800654594926777e+003 | 1.2811e-07 | 5800.6546 | 5.800654594926777e+003 | 2.1797e-06 |  | 5.800654594926777e+003 | 4.3538e-06 |  | 5.800654594926777e+003 | 3.7711e-06 |  | 5804.6767 | 4.0006e-06 | 31.228 | 4.0006e-06
5.804676696097659e+003 | 1.2808e-07 | 5804.6767 | 5.804676696097659e+003 | 2.179e-06 |  | 5.804676696097659e+003 | 4.3524e-06 |  | 5.804676696097659e+003 | 3.7699e-06 |  | 5808.7016 | 4.0006e-06 | 31.2344 | 4.0006e-06
5.808701586143067e+003 | 1.2806e-07 | 5808.7016 | 5.808701586143067e+003 | 2.1783e-06 |  | 5.808701586143067e+003 | 4.3511e-06 |  | 5.808701586143067e+003 | 3.7687e-06 |  | 5812.7293 | 4.0006e-06 | 31.2407 | 4.0006e-06
5.812729266996772e+003 | 1.2803e-07 | 5812.7293 | 5.812729266996772e+003 | 2.1776e-06 |  | 5.812729266996772e+003 | 4.3497e-06 |  | 5.812729266996772e+003 | 3.7675e-06 |  | 5816.7597 | 4.0006e-06 | 31.2471 | 4.0006e-06
5.816759740593882e+003 | 1.2801e-07 | 5816.7597 | 5.816759740593882e+003 | 2.1769e-06 |  | 5.816759740593882e+003 | 4.3483e-06 |  | 5.816759740593882e+003 | 3.7662e-06 |  | 5820.793 | 4.0006e-06 | 31.2535 | 4.0006e-06
5.820793008870855e+003 | 1.2798e-07 | 5820.793 | 5.820793008870855e+003 | 2.1762e-06 |  | 5.820793008870855e+003 | 4.3469e-06 |  | 5.820793008870855e+003 | 3.765e-06 |  | 5824.8291 | 4.0006e-06 | 31.2598 | 4.0006e-06
5.824829073765483e+003 | 1.2795e-07 | 5824.8291 | 5.824829073765483e+003 | 2.1755e-06 |  | 5.824829073765483e+003 | 4.3455e-06 |  | 5.824829073765483e+003 | 3.7638e-06 |  | 5828.8679 | 4.0006e-06 | 31.2662 | 4.0006e-06
5.828867937216906e+003 | 1.2793e-07 | 5828.8679 | 5.828867937216906e+003 | 2.1748e-06 |  | 5.828867937216906e+003 | 4.3441e-06 |  | 5.828867937216906e+003 | 3.7626e-06 |  | 5832.9096 | 4.0006e-06 | 31.2726 | 4.0006e-06
5.832909601165611e+003 | 1.279e-07 | 5832.9096 | 5.832909601165611e+003 | 2.1741e-06 |  | 5.832909601165611e+003 | 4.3427e-06 |  | 5.832909601165611e+003 | 3.7614e-06 |  | 5836.9541 | 4.0006e-06 | 31.279 | 4.0006e-06
5.836954067553425e+003 | 1.2787e-07 | 5836.9541 | 5.836954067553425e+003 | 2.1734e-06 |  | 5.836954067553425e+003 | 4.3413e-06 |  | 5.836954067553425e+003 | 3.7602e-06 |  | 5841.0013 | 4.0006e-06 | 31.2854 | 4.0006e-06
5.841001338323526e+003 | 1.2785e-07 | 5841.0013 | 5.841001338323526e+003 | 2.1727e-06 |  | 5.841001338323526e+003 | 4.3399e-06 |  | 5.841001338323526e+003 | 3.759e-06 |  | 5845.0514 | 4.0006e-06 | 31.2918 | 4.0006e-06
5.845051415420436e+003 | 1.2782e-07 | 5845.0514 | 5.845051415420436e+003 | 2.172e-06 |  | 5.845051415420436e+003 | 4.3385e-06 |  | 5.845051415420436e+003 | 3.7578e-06 |  | 5849.1043 | 4.0006e-06 | 31.2982 | 4.0006e-06
5.849104300790028e+003 | 1.278e-07 | 5849.1043 | 5.849104300790028e+003 | 2.1713e-06 |  | 5.849104300790028e+003 | 4.3371e-06 |  | 5.849104300790028e+003 | 3.7566e-06 |  | 5853.16 | 4.0006e-06 | 31.3046 | 4.0006e-06
5.853159996379523e+003 | 1.2777e-07 | 5853.16 | 5.853159996379523e+003 | 2.1706e-06 |  | 5.853159996379523e+003 | 4.3357e-06 |  | 5.853159996379523e+003 | 3.7554e-06 |  | 5857.2185 | 4.0006e-06 | 31.3111 | 4.0006e-06
5.857218504137491e+003 | 1.2774e-07 | 5857.2185 | 5.857218504137491e+003 | 2.1699e-06 |  | 5.857218504137491e+003 | 4.3343e-06 |  | 5.857218504137491e+003 | 3.7541e-06 |  | 5861.2798 | 4.0006e-06 | 31.3175 | 4.0006e-06
5.861279826013854e+003 | 1.2772e-07 | 5861.2798 | 5.861279826013854e+003 | 2.1692e-06 |  | 5.861279826013854e+003 | 4.3329e-06 |  | 5.861279826013854e+003 | 3.7529e-06 |  | 5865.344 | 4.0006e-06 | 31.3239 | 4.0006e-06
5.865343963959889e+003 | 1.2769e-07 | 5865.344 | 5.865343963959889e+003 | 2.1685e-06 |  | 5.865343963959889e+003 | 4.3315e-06 |  | 5.865343963959889e+003 | 3.7517e-06 |  | 5869.4109 | 4.0006e-06 | 31.3304 | 4.0006e-06
5.869410919928222e+003 | 1.2766e-07 | 5869.4109 | 5.869410919928222e+003 | 2.1678e-06 |  | 5.869410919928222e+003 | 4.3301e-06 |  | 5.869410919928222e+003 | 3.7505e-06 |  | 5873.4807 | 4.0006e-06 | 31.3369 | 4.0006e-06
5.873480695872834e+003 | 1.2764e-07 | 5873.4807 | 5.873480695872834e+003 | 2.1671e-06 |  | 5.873480695872834e+003 | 4.3287e-06 |  | 5.873480695872834e+003 | 3.7493e-06 |  | 5877.5533 | 4.0006e-06 | 31.3433 | 4.0006e-06
5.877553293749062e+003 | 1.2761e-07 | 5877.5533 | 5.877553293749062e+003 | 2.1664e-06 |  | 5.877553293749062e+003 | 4.3273e-06 |  | 5.877553293749062e+003 | 3.7481e-06 |  | 5881.6287 | 4.0006e-06 | 31.3498 | 4.0006e-06
5.881628715513597e+003 | 1.2759e-07 | 5881.6287 | 5.881628715513597e+003 | 2.1657e-06 |  | 5.881628715513597e+003 | 4.3259e-06 |  | 5.881628715513597e+003 | 3.7468e-06 |  | 5885.707 | 4.0006e-06 | 31.3563 | 4.0006e-06
5.885706963124488e+003 | 1.2756e-07 | 5885.707 | 5.885706963124488e+003 | 2.165e-06 |  | 5.885706963124488e+003 | 4.3245e-06 |  | 5.885706963124488e+003 | 3.7456e-06 |  | 5889.788 | 4.0006e-06 | 31.3628 | 4.0006e-06
5.889788038541142e+003 | 1.2753e-07 | 5889.788 | 5.889788038541142e+003 | 2.1643e-06 |  | 5.889788038541142e+003 | 4.323e-06 |  | 5.889788038541142e+003 | 3.7444e-06 |  | 5893.8719 | 4.0006e-06 | 31.3693 | 4.0006e-06
5.893871943724324e+003 | 1.2751e-07 | 5893.8719 | 5.893871943724324e+003 | 2.1636e-06 |  | 5.893871943724324e+003 | 4.3216e-06 |  | 5.893871943724324e+003 | 3.7432e-06 |  | 5897.9587 | 4.0006e-06 | 31.3758 | 4.0006e-06
5.897958680636158e+003 | 1.2748e-07 | 5897.9587 | 5.897958680636158e+003 | 2.1629e-06 |  | 5.897958680636158e+003 | 4.3202e-06 |  | 5.897958680636158e+003 | 3.742e-06 |  | 5902.0483 | 4.0006e-06 | 31.3823 | 4.0006e-06
5.902048251240130e+003 | 1.2745e-07 | 5902.0483 | 5.902048251240130e+003 | 2.1621e-06 |  | 5.902048251240130e+003 | 4.3188e-06 |  | 5.902048251240130e+003 | 3.7407e-06 |  | 5906.1407 | 4.0006e-06 | 31.3889 | 4.0006e-06
5.906140657501086e+003 | 1.2743e-07 | 5906.1407 | 5.906140657501086e+003 | 2.1614e-06 |  | 5.906140657501086e+003 | 4.3174e-06 |  | 5.906140657501086e+003 | 3.7395e-06 |  | 5910.2359 | 4.0006e-06 | 31.3954 | 4.0006e-06
5.910235901385235e+003 | 1.274e-07 | 5910.2359 | 5.910235901385235e+003 | 2.1607e-06 |  | 5.910235901385235e+003 | 4.316e-06 |  | 5.910235901385235e+003 | 3.7383e-06 |  | 5914.334 | 4.0006e-06 | 31.4019 | 4.0006e-06
5.914333984860149e+003 | 1.2737e-07 | 5914.334 | 5.914333984860149e+003 | 2.16e-06 |  | 5.914333984860149e+003 | 4.3146e-06 |  | 5.914333984860149e+003 | 3.7371e-06 |  | 5918.4349 | 4.0006e-06 | 31.4085 | 4.0006e-06
5.918434909894766e+003 | 1.2735e-07 | 5918.4349 | 5.918434909894766e+003 | 2.1593e-06 |  | 5.918434909894766e+003 | 4.3131e-06 |  | 5.918434909894766e+003 | 3.7358e-06 |  | 5922.5387 | 4.0006e-06 | 31.415 | 4.0006e-06
5.922538678459387e+003 | 1.2732e-07 | 5922.5387 | 5.922538678459387e+003 | 2.1586e-06 |  | 5.922538678459387e+003 | 4.3117e-06 |  | 5.922538678459387e+003 | 3.7346e-06 |  | 5926.6453 | 4.0006e-06 | 31.4216 | 4.0006e-06
5.926645292525679e+003 | 1.2729e-07 | 5926.6453 | 5.926645292525679e+003 | 2.1579e-06 |  | 5.926645292525679e+003 | 4.3103e-06 |  | 5.926645292525679e+003 | 3.7334e-06 |  | 5930.7548 | 4.0006e-06 | 31.4282 | 4.0006e-06
5.930754754066678e+003 | 1.2727e-07 | 5930.7548 | 5.930754754066678e+003 | 2.1572e-06 |  | 5.930754754066678e+003 | 4.3089e-06 |  | 5.930754754066678e+003 | 3.7321e-06 |  | 5934.8671 | 4.0006e-06 | 31.4348 | 4.0006e-06
5.934867065056789e+003 | 1.2724e-07 | 5934.8671 | 5.934867065056789e+003 | 2.1565e-06 |  | 5.934867065056789e+003 | 4.3075e-06 |  | 5.934867065056789e+003 | 3.7309e-06 |  | 5938.9822 | 4.0006e-06 | 31.4413 | 4.0006e-06
5.938982227471782e+003 | 1.2721e-07 | 5938.9822 | 5.938982227471782e+003 | 2.1558e-06 |  | 5.938982227471782e+003 | 4.306e-06 |  | 5.938982227471782e+003 | 3.7297e-06 |  | 5943.1002 | 4.0006e-06 | 31.448 | 4.0006e-06
5.943100243288800e+003 | 1.2719e-07 | 5943.1002 | 5.943100243288800e+003 | 2.155e-06 |  | 5.943100243288800e+003 | 4.3046e-06 |  | 5.943100243288800e+003 | 3.7284e-06 |  | 5947.2211 | 4.0006e-06 | 31.4545 | 4.0006e-06
5.947221114486357e+003 | 1.2716e-07 | 5947.2211 | 5.947221114486357e+003 | 2.1543e-06 |  | 5.947221114486357e+003 | 4.3032e-06 |  | 5.947221114486357e+003 | 3.7272e-06 |  | 5951.3448 | 4.0006e-06 | 31.4612 | 4.0006e-06
5.951344843044336e+003 | 1.2713e-07 | 5951.3448 | 5.951344843044336e+003 | 2.1536e-06 |  | 5.951344843044336e+003 | 4.3018e-06 |  | 5.951344843044336e+003 | 3.726e-06 |  | 5955.4714 | 4.0006e-06 | 31.4678 | 4.0006e-06
5.955471430943997e+003 | 1.2711e-07 | 5955.4714 | 5.955471430943997e+003 | 2.1529e-06 |  | 5.955471430943997e+003 | 4.3003e-06 |  | 5.955471430943997e+003 | 3.7247e-06 |  | 5959.6009 | 4.0006e-06 | 31.4744 | 4.0006e-06
5.959600880167971e+003 | 1.2708e-07 | 5959.6009 | 5.959600880167971e+003 | 2.1522e-06 |  | 5.959600880167971e+003 | 4.2989e-06 |  | 5.959600880167971e+003 | 3.7235e-06 |  | 5963.7332 | 4.0006e-06 | 31.481 | 4.0006e-06
5.963733192700264e+003 | 1.2705e-07 | 5963.7332 | 5.963733192700264e+003 | 2.1515e-06 |  | 5.963733192700264e+003 | 4.2975e-06 |  | 5.963733192700264e+003 | 3.7223e-06 |  | 5967.8684 | 4.0006e-06 | 31.4877 | 4.0006e-06
5.967868370526258e+003 | 1.2703e-07 | 5967.8684 | 5.967868370526258e+003 | 2.1508e-06 |  | 5.967868370526258e+003 | 4.2961e-06 |  | 5.967868370526258e+003 | 3.721e-06 |  | 5972.0064 | 4.0006e-06 | 31.4943 | 4.0006e-06
5.972006415632713e+003 | 1.27e-07 | 5972.0064 | 5.972006415632713e+003 | 2.15e-06 |  | 5.972006415632713e+003 | 4.2946e-06 |  | 5.972006415632713e+003 | 3.7198e-06 |  | 5976.1473 | 4.0006e-06 | 31.501 | 4.0006e-06
5.976147330007763e+003 | 1.2697e-07 | 5976.1473 | 5.976147330007763e+003 | 2.1493e-06 |  | 5.976147330007763e+003 | 4.2932e-06 |  | 5.976147330007763e+003 | 3.7185e-06 |  | 5980.2911 | 4.0006e-06 | 31.5077 | 4.0006e-06
5.980291115640926e+003 | 1.2695e-07 | 5980.2911 | 5.980291115640926e+003 | 2.1486e-06 |  | 5.980291115640926e+003 | 4.2918e-06 |  | 5.980291115640926e+003 | 3.7173e-06 |  | 5984.4378 | 4.0006e-06 | 31.5144 | 4.0006e-06
5.984437774523093e+003 | 1.2692e-07 | 5984.4378 | 5.984437774523093e+003 | 2.1479e-06 |  | 5.984437774523093e+003 | 4.2903e-06 |  | 5.984437774523093e+003 | 3.7161e-06 |  | 5988.5873 | 4.0006e-06 | 31.521 | 4.0006e-06
5.988587308646542e+003 | 1.2689e-07 | 5988.5873 | 5.988587308646542e+003 | 2.1472e-06 |  | 5.988587308646542e+003 | 4.2889e-06 |  | 5.988587308646542e+003 | 3.7148e-06 |  | 5992.7397 | 4.0006e-06 | 31.5277 | 4.0006e-06
5.992739720004926e+003 | 1.2686e-07 | 5992.7397 | 5.992739720004926e+003 | 2.1465e-06 |  | 5.992739720004926e+003 | 4.2875e-06 |  | 5.992739720004926e+003 | 3.7136e-06 |  | 5996.895 | 4.0006e-06 | 31.5344 | 4.0006e-06
5.996895010593287e+003 | 1.2684e-07 | 5996.895 | 5.996895010593287e+003 | 2.1457e-06 |  | 5.996895010593287e+003 | 4.286e-06 |  | 5.996895010593287e+003 | 3.7123e-06 |  | 6001.0532 | 4.0006e-06 | 31.5412 | 4.0006e-06
6.001053182408044e+003 | 1.2681e-07 | 6001.0532 | 6.001053182408044e+003 | 2.145e-06 |  | 6.001053182408044e+003 | 4.2846e-06 |  | 6.001053182408044e+003 | 3.7111e-06 |  | 6005.2142 | 4.0006e-06 | 31.5479 | 4.0006e-06
6.005214237447006e+003 | 1.2678e-07 | 6005.2142 | 6.005214237447006e+003 | 2.1443e-06 |  | 6.005214237447006e+003 | 4.2831e-06 |  | 6.005214237447006e+003 | 3.7098e-06 |  | 6009.3782 | 4.0006e-06 | 31.5546 | 4.0006e-06
6.009378177709363e+003 | 1.2676e-07 | 6009.3782 | 6.009378177709363e+003 | 2.1436e-06 |  | 6.009378177709363e+003 | 4.2817e-06 |  | 6.009378177709363e+003 | 3.7086e-06 |  | 6013.545 | 4.0006e-06 | 31.5613 | 4.0006e-06
6.013545005195691e+003 | 1.2673e-07 | 6013.545 | 6.013545005195691e+003 | 2.1429e-06 |  | 6.013545005195691e+003 | 4.2803e-06 |  | 6.013545005195691e+003 | 3.7073e-06 |  | 6017.7147 | 4.0006e-06 | 31.5681 | 4.0006e-06
6.017714721907959e+003 | 1.267e-07 | 6017.7147 | 6.017714721907959e+003 | 2.1421e-06 |  | 6.017714721907959e+003 | 4.2788e-06 |  | 6.017714721907959e+003 | 3.7061e-06 |  | 6021.8873 | 4.0006e-06 | 31.5748 | 4.0006e-06
6.021887329849516e+003 | 1.2667e-07 | 6021.8873 | 6.021887329849516e+003 | 2.1414e-06 |  | 6.021887329849516e+003 | 4.2774e-06 |  | 6.021887329849516e+003 | 3.7048e-06 |  | 6026.0628 | 4.0006e-06 | 31.5816 | 4.0006e-06
6.026062831025108e+003 | 1.2665e-07 | 6026.0628 | 6.026062831025108e+003 | 2.1407e-06 |  | 6.026062831025108e+003 | 4.2759e-06 |  | 6.026062831025108e+003 | 3.7036e-06 |  | 6030.2412 | 4.0006e-06 | 31.5883 | 4.0006e-06
6.030241227440863e+003 | 1.2662e-07 | 6030.2412 | 6.030241227440863e+003 | 2.14e-06 |  | 6.030241227440863e+003 | 4.2745e-06 |  | 6.030241227440863e+003 | 3.7023e-06 |  | 6034.4225 | 4.0006e-06 | 31.5951 | 4.0006e-06
6.034422521104308e+003 | 1.2659e-07 | 6034.4225 | 6.034422521104308e+003 | 2.1393e-06 |  | 6.034422521104308e+003 | 4.273e-06 |  | 6.034422521104308e+003 | 3.7011e-06 |  | 6038.6067 | 4.0006e-06 | 31.6019 | 4.0006e-06
6.038606714024356e+003 | 1.2657e-07 | 6038.6067 | 6.038606714024356e+003 | 2.1385e-06 |  | 6.038606714024356e+003 | 4.2716e-06 |  | 6.038606714024356e+003 | 3.6998e-06 |  | 6042.7938 | 4.0006e-06 | 31.6087 | 4.0006e-06
6.042793808211315e+003 | 1.2654e-07 | 6042.7938 | 6.042793808211315e+003 | 2.1378e-06 |  | 6.042793808211315e+003 | 4.2701e-06 |  | 6.042793808211315e+003 | 3.6986e-06 |  | 6046.9838 | 4.0006e-06 | 31.6155 | 4.0006e-06
6.046983805676890e+003 | 1.2651e-07 | 6046.9838 | 6.046983805676890e+003 | 2.1371e-06 |  | 6.046983805676890e+003 | 4.2687e-06 |  | 6.046983805676890e+003 | 3.6973e-06 |  | 6051.1767 | 4.0006e-06 | 31.6223 | 4.0006e-06
6.051176708434174e+003 | 1.2648e-07 | 6051.1767 | 6.051176708434174e+003 | 2.1364e-06 |  | 6.051176708434174e+003 | 4.2672e-06 |  | 6.051176708434174e+003 | 3.6961e-06 |  | 6055.3725 | 4.0006e-06 | 31.6291 | 4.0006e-06
6.055372518497662e+003 | 1.2646e-07 | 6055.3725 | 6.055372518497662e+003 | 2.1356e-06 |  | 6.055372518497662e+003 | 4.2658e-06 |  | 6.055372518497662e+003 | 3.6948e-06 |  | 6059.5712 | 4.0006e-06 | 31.6359 | 4.0006e-06
6.059571237883243e+003 | 1.2643e-07 | 6059.5712 | 6.059571237883243e+003 | 2.1349e-06 |  | 6.059571237883243e+003 | 4.2643e-06 |  | 6.059571237883243e+003 | 3.6936e-06 |  | 6063.7729 | 4.0006e-06 | 31.6428 | 4.0006e-06
6.063772868608206e+003 | 1.264e-07 | 6063.7729 | 6.063772868608206e+003 | 2.1342e-06 |  | 6.063772868608206e+003 | 4.2629e-06 |  | 6.063772868608206e+003 | 3.6923e-06 |  | 6067.9774 | 4.0006e-06 | 31.6496 | 4.0006e-06
6.067977412691235e+003 | 1.2638e-07 | 6067.9774 | 6.067977412691235e+003 | 2.1334e-06 |  | 6.067977412691235e+003 | 4.2614e-06 |  | 6.067977412691235e+003 | 3.691e-06 |  | 6072.1849 | 4.0006e-06 | 31.6565 | 4.0006e-06
6.072184872152418e+003 | 1.2635e-07 | 6072.1849 | 6.072184872152418e+003 | 2.1327e-06 |  | 6.072184872152418e+003 | 4.26e-06 |  | 6.072184872152418e+003 | 3.6898e-06 |  | 6076.3952 | 4.0006e-06 | 31.6633 | 4.0006e-06
6.076395249013241e+003 | 1.2632e-07 | 6076.3952 | 6.076395249013241e+003 | 2.132e-06 |  | 6.076395249013241e+003 | 4.2585e-06 |  | 6.076395249013241e+003 | 3.6885e-06 |  | 6080.6085 | 4.0006e-06 | 31.6702 | 4.0006e-06
6.080608545296591e+003 | 1.2629e-07 | 6080.6085 | 6.080608545296591e+003 | 2.1313e-06 |  | 6.080608545296591e+003 | 4.2571e-06 |  | 6.080608545296591e+003 | 3.6873e-06 |  | 6084.8248 | 4.0006e-06 | 31.6771 | 4.0006e-06
6.084824763026760e+003 | 1.2627e-07 | 6084.8248 | 6.084824763026760e+003 | 2.1305e-06 |  | 6.084824763026760e+003 | 4.2556e-06 |  | 6.084824763026760e+003 | 3.686e-06 |  | 6089.0439 | 4.0006e-06 | 31.6839 | 4.0006e-06
6.089043904229443e+003 | 1.2624e-07 | 6089.0439 | 6.089043904229443e+003 | 2.1298e-06 |  | 6.089043904229443e+003 | 4.2541e-06 |  | 6.089043904229443e+003 | 3.6847e-06 |  | 6093.266 | 4.0006e-06 | 31.6908 | 4.0006e-06
6.093265970931739e+003 | 1.2621e-07 | 6093.266 | 6.093265970931739e+003 | 2.1291e-06 |  | 6.093265970931739e+003 | 4.2527e-06 |  | 6.093265970931739e+003 | 3.6835e-06 |  | 6097.491 | 4.0006e-06 | 31.6977 | 4.0006e-06
6.097490965162152e+003 | 1.2618e-07 | 6097.491 | 6.097490965162152e+003 | 2.1283e-06 |  | 6.097490965162152e+003 | 4.2512e-06 |  | 6.097490965162152e+003 | 3.6822e-06 |  | 6101.7189 | 4.0006e-06 | 31.7046 | 4.0006e-06
6.101718888950594e+003 | 1.2616e-07 | 6101.7189 | 6.101718888950594e+003 | 2.1276e-06 |  | 6.101718888950594e+003 | 4.2498e-06 |  | 6.101718888950594e+003 | 3.6809e-06 |  | 6105.9497 | 4.0006e-06 | 31.7115 | 4.0006e-06
6.105949744328384e+003 | 1.2613e-07 | 6105.9497 | 6.105949744328384e+003 | 2.1269e-06 |  | 6.105949744328384e+003 | 4.2483e-06 |  | 6.105949744328384e+003 | 3.6797e-06 |  | 6110.1835 | 4.0006e-06 | 31.7184 | 4.0006e-06
6.110183533328248e+003 | 1.261e-07 | 6110.1835 | 6.110183533328248e+003 | 2.1261e-06 |  | 6.110183533328248e+003 | 4.2468e-06 |  | 6.110183533328248e+003 | 3.6784e-06 |  | 6114.4203 | 4.0006e-06 | 31.7254 | 4.0006e-06
6.114420257984325e+003 | 1.2607e-07 | 6114.4203 | 6.114420257984325e+003 | 2.1254e-06 |  | 6.114420257984325e+003 | 4.2454e-06 |  | 6.114420257984325e+003 | 3.6771e-06 |  | 6118.6599 | 4.0006e-06 | 31.7323 | 4.0006e-06
6.118659920332160e+003 | 1.2605e-07 | 6118.6599 | 6.118659920332160e+003 | 2.1247e-06 |  | 6.118659920332160e+003 | 4.2439e-06 |  | 6.118659920332160e+003 | 3.6758e-06 |  | 6122.9025 | 4.0006e-06 | 31.7393 | 4.0006e-06
6.122902522408713e+003 | 1.2602e-07 | 6122.9025 | 6.122902522408713e+003 | 2.1239e-06 |  | 6.122902522408713e+003 | 4.2424e-06 |  | 6.122902522408713e+003 | 3.6746e-06 |  | 6127.1481 | 4.0006e-06 | 31.7462 | 4.0006e-06
6.127148066252355e+003 | 1.2599e-07 | 6127.1481 | 6.127148066252355e+003 | 2.1232e-06 |  | 6.127148066252355e+003 | 4.241e-06 |  | 6.127148066252355e+003 | 3.6733e-06 |  | 6131.3966 | 4.0006e-06 | 31.7532 | 4.0006e-06
6.131396553902870e+003 | 1.2596e-07 | 6131.3966 | 6.131396553902870e+003 | 2.1225e-06 |  | 6.131396553902870e+003 | 4.2395e-06 |  | 6.131396553902870e+003 | 3.672e-06 |  | 6135.648 | 4.0006e-06 | 31.7602 | 4.0006e-06
6.135647987401456e+003 | 1.2593e-07 | 6135.648 | 6.135647987401456e+003 | 2.1217e-06 |  | 6.135647987401456e+003 | 4.238e-06 |  | 6.135647987401456e+003 | 3.6708e-06 |  | 6139.9024 | 4.0006e-06 | 31.7671 | 4.0006e-06
6.139902368790728e+003 | 1.2591e-07 | 6139.9024 | 6.139902368790728e+003 | 2.121e-06 |  | 6.139902368790728e+003 | 4.2366e-06 |  | 6.139902368790728e+003 | 3.6695e-06 |  | 6144.1597 | 4.0006e-06 | 31.7741 | 4.0006e-06
6.144159700114717e+003 | 1.2588e-07 | 6144.1597 | 6.144159700114717e+003 | 2.1203e-06 |  | 6.144159700114717e+003 | 4.2351e-06 |  | 6.144159700114717e+003 | 3.6682e-06 |  | 6148.42 | 4.0006e-06 | 31.7811 | 4.0006e-06
6.148419983418869e+003 | 1.2585e-07 | 6148.42 | 6.148419983418869e+003 | 2.1195e-06 |  | 6.148419983418869e+003 | 4.2336e-06 |  | 6.148419983418869e+003 | 3.6669e-06 |  | 6152.6832 | 4.0006e-06 | 31.7881 | 4.0006e-06
6.152683220750052e+003 | 1.2582e-07 | 6152.6832 | 6.152683220750052e+003 | 2.1188e-06 |  | 6.152683220750052e+003 | 4.2321e-06 |  | 6.152683220750052e+003 | 3.6657e-06 |  | 6156.9494 | 4.0006e-06 | 31.7951 | 4.0006e-06
6.156949414156550e+003 | 1.258e-07 | 6156.9494 | 6.156949414156550e+003 | 2.118e-06 |  | 6.156949414156550e+003 | 4.2307e-06 |  | 6.156949414156550e+003 | 3.6644e-06 |  | 6161.2186 | 4.0006e-06 | 31.8022 | 4.0006e-06
6.161218565688069e+003 | 1.2577e-07 | 6161.2186 | 6.161218565688069e+003 | 2.1173e-06 |  | 6.161218565688069e+003 | 4.2292e-06 |  | 6.161218565688069e+003 | 3.6631e-06 |  | 6165.4907 | 4.0006e-06 | 31.8092 | 4.0006e-06
6.165490677395736e+003 | 1.2574e-07 | 6165.4907 | 6.165490677395736e+003 | 2.1166e-06 |  | 6.165490677395736e+003 | 4.2277e-06 |  | 6.165490677395736e+003 | 3.6618e-06 |  | 6169.7658 | 4.0006e-06 | 31.8163 | 4.0006e-06
6.169765751332101e+003 | 1.2571e-07 | 6169.7658 | 6.169765751332101e+003 | 2.1158e-06 |  | 6.169765751332101e+003 | 4.2262e-06 |  | 6.169765751332101e+003 | 3.6605e-06 |  | 6174.0438 | 4.0006e-06 | 31.8233 | 4.0006e-06
6.174043789551134e+003 | 1.2568e-07 | 6174.0438 | 6.174043789551134e+003 | 2.1151e-06 |  | 6.174043789551134e+003 | 4.2247e-06 |  | 6.174043789551134e+003 | 3.6593e-06 |  | 6178.3248 | 4.0006e-06 | 31.8303 | 4.0006e-06
6.178324794108233e+003 | 1.2566e-07 | 6178.3248 | 6.178324794108233e+003 | 2.1144e-06 |  | 6.178324794108233e+003 | 4.2233e-06 |  | 6.178324794108233e+003 | 3.658e-06 |  | 6182.6088 | 4.0006e-06 | 31.8374 | 4.0006e-06
6.182608767060218e+003 | 1.2563e-07 | 6182.6088 | 6.182608767060218e+003 | 2.1136e-06 |  | 6.182608767060218e+003 | 4.2218e-06 |  | 6.182608767060218e+003 | 3.6567e-06 |  | 6186.8957 | 4.0006e-06 | 31.8445 | 4.0006e-06
6.186895710465339e+003 | 1.256e-07 | 6186.8957 | 6.186895710465339e+003 | 2.1129e-06 |  | 6.186895710465339e+003 | 4.2203e-06 |  | 6.186895710465339e+003 | 3.6554e-06 |  | 6191.1856 | 4.0006e-06 | 31.8516 | 4.0006e-06
6.191185626383270e+003 | 1.2557e-07 | 6191.1856 | 6.191185626383270e+003 | 2.1121e-06 |  | 6.191185626383270e+003 | 4.2188e-06 |  | 6.191185626383270e+003 | 3.6541e-06 |  | 6195.4785 | 4.0006e-06 | 31.8586 | 4.0006e-06
6.195478516875113e+003 | 1.2554e-07 | 6195.4785 | 6.195478516875113e+003 | 2.1114e-06 |  | 6.195478516875113e+003 | 4.2173e-06 |  | 6.195478516875113e+003 | 3.6528e-06 |  | 6199.7744 | 4.0006e-06 | 31.8657 | 4.0006e-06
6.199774384003402e+003 | 1.2552e-07 | 6199.7744 | 6.199774384003402e+003 | 2.1106e-06 |  | 6.199774384003402e+003 | 4.2158e-06 |  | 6.199774384003402e+003 | 3.6515e-06 |  | 6204.0732 | 4.0006e-06 | 31.8728 | 4.0006e-06
6.204073229832098e+003 | 1.2549e-07 | 6204.0732 | 6.204073229832098e+003 | 2.1099e-06 |  | 6.204073229832098e+003 | 4.2143e-06 |  | 6.204073229832098e+003 | 3.6503e-06 |  | 6208.3751 | 4.0006e-06 | 31.88 | 4.0006e-06
6.208375056426596e+003 | 1.2546e-07 | 6208.3751 | 6.208375056426596e+003 | 2.1092e-06 |  | 6.208375056426596e+003 | 4.2129e-06 |  | 6.208375056426596e+003 | 3.649e-06 |  | 6212.6799 | 4.0006e-06 | 31.8871 | 4.0006e-06
6.212679865853720e+003 | 1.2543e-07 | 6212.6799 | 6.212679865853720e+003 | 2.1084e-06 |  | 6.212679865853720e+003 | 4.2114e-06 |  | 6.212679865853720e+003 | 3.6477e-06 |  | 6216.9877 | 4.0006e-06 | 31.8942 | 4.0006e-06
6.216987660181731e+003 | 1.254e-07 | 6216.9877 | 6.216987660181731e+003 | 2.1077e-06 |  | 6.216987660181731e+003 | 4.2099e-06 |  | 6.216987660181731e+003 | 3.6464e-06 |  | 6221.2984 | 4.0006e-06 | 31.9014 | 4.0006e-06
6.221298441480319e+003 | 1.2538e-07 | 6221.2984 | 6.221298441480319e+003 | 2.1069e-06 |  | 6.221298441480319e+003 | 4.2084e-06 |  | 6.221298441480319e+003 | 3.6451e-06 |  | 6225.6122 | 4.0006e-06 | 31.9085 | 4.0006e-06
6.225612211820614e+003 | 1.2535e-07 | 6225.6122 | 6.225612211820614e+003 | 2.1062e-06 |  | 6.225612211820614e+003 | 4.2069e-06 |  | 6.225612211820614e+003 | 3.6438e-06 |  | 6229.929 | 4.0006e-06 | 31.9157 | 4.0006e-06
6.229928973275180e+003 | 1.2532e-07 | 6229.929 | 6.229928973275180e+003 | 2.1054e-06 |  | 6.229928973275180e+003 | 4.2054e-06 |  | 6.229928973275180e+003 | 3.6425e-06 |  | 6234.2487 | 4.0006e-06 | 31.9229 | 4.0006e-06
6.234248727918016e+003 | 1.2529e-07 | 6234.2487 | 6.234248727918016e+003 | 2.1047e-06 |  | 6.234248727918016e+003 | 4.2039e-06 |  | 6.234248727918016e+003 | 3.6412e-06 |  | 6238.5715 | 4.0006e-06 | 31.93 | 4.0006e-06
6.238571477824564e+003 | 1.2526e-07 | 6238.5715 | 6.238571477824564e+003 | 2.1039e-06 |  | 6.238571477824564e+003 | 4.2024e-06 |  | 6.238571477824564e+003 | 3.6399e-06 |  | 6242.8972 | 4.0006e-06 | 31.9372 | 4.0006e-06
6.242897225071701e+003 | 1.2524e-07 | 6242.8972 | 6.242897225071701e+003 | 2.1032e-06 |  | 6.242897225071701e+003 | 4.2009e-06 |  | 6.242897225071701e+003 | 3.6386e-06 |  | 6247.226 | 4.0006e-06 | 31.9444 | 4.0006e-06
6.247225971737745e+003 | 1.2521e-07 | 6247.226 | 6.247225971737745e+003 | 2.1024e-06 |  | 6.247225971737745e+003 | 4.1994e-06 |  | 6.247225971737745e+003 | 3.6373e-06 |  | 6251.5577 | 4.0006e-06 | 31.9516 | 4.0006e-06
6.251557719902456e+003 | 1.2518e-07 | 6251.5577 | 6.251557719902456e+003 | 2.1017e-06 |  | 6.251557719902456e+003 | 4.1979e-06 |  | 6.251557719902456e+003 | 3.636e-06 |  | 6255.8925 | 4.0006e-06 | 31.9588 | 4.0006e-06
6.255892471647035e+003 | 1.2515e-07 | 6255.8925 | 6.255892471647035e+003 | 2.1009e-06 |  | 6.255892471647035e+003 | 4.1964e-06 |  | 6.255892471647035e+003 | 3.6347e-06 |  | 6260.2302 | 4.0006e-06 | 31.966 | 4.0006e-06
6.260230229054127e+003 | 1.2512e-07 | 6260.2302 | 6.260230229054127e+003 | 2.1002e-06 |  | 6.260230229054127e+003 | 4.1949e-06 |  | 6.260230229054127e+003 | 3.6334e-06 |  | 6264.571 | 4.0006e-06 | 31.9733 | 4.0006e-06
6.264570994207822e+003 | 1.2509e-07 | 6264.571 | 6.264570994207822e+003 | 2.0994e-06 |  | 6.264570994207822e+003 | 4.1934e-06 |  | 6.264570994207822e+003 | 3.6321e-06 |  | 6268.9148 | 4.0006e-06 | 31.9805 | 4.0006e-06
6.268914769193652e+003 | 1.2507e-07 | 6268.9148 | 6.268914769193652e+003 | 2.0987e-06 |  | 6.268914769193652e+003 | 4.1919e-06 |  | 6.268914769193652e+003 | 3.6308e-06 |  | 6273.2616 | 4.0006e-06 | 31.9877 | 4.0006e-06
6.273261556098598e+003 | 1.2504e-07 | 6273.2616 | 6.273261556098598e+003 | 2.0979e-06 |  | 6.273261556098598e+003 | 4.1904e-06 |  | 6.273261556098598e+003 | 3.6295e-06 |  | 6277.6114 | 4.0006e-06 | 31.995 | 4.0006e-06
6.277611357011086e+003 | 1.2501e-07 | 6277.6114 | 6.277611357011086e+003 | 2.0972e-06 |  | 6.277611357011086e+003 | 4.1889e-06 |  | 6.277611357011086e+003 | 3.6282e-06 |  | 6281.9642 | 4.0006e-06 | 32.0022 | 4.0006e-06
6.281964174020991e+003 | 1.2498e-07 | 6281.9642 | 6.281964174020991e+003 | 2.0964e-06 |  | 6.281964174020991e+003 | 4.1874e-06 |  | 6.281964174020991e+003 | 3.6269e-06 |  | 6286.32 | 4.0006e-06 | 32.0095 | 4.0006e-06
6.286320009219638e+003 | 1.2495e-07 | 6286.32 | 6.286320009219638e+003 | 2.0957e-06 |  | 6.286320009219638e+003 | 4.1859e-06 |  | 6.286320009219638e+003 | 3.6256e-06 |  | 6290.6789 | 4.0006e-06 | 32.0168 | 4.0006e-06
6.290678864699800e+003 | 1.2492e-07 | 6290.6789 | 6.290678864699800e+003 | 2.0949e-06 |  | 6.290678864699800e+003 | 4.1844e-06 |  | 6.290678864699800e+003 | 3.6243e-06 |  | 6295.0407 | 4.0006e-06 | 32.0241 | 4.0006e-06
6.295040742555704e+003 | 1.249e-07 | 6295.0407 | 6.295040742555704e+003 | 2.0942e-06 |  | 6.295040742555704e+003 | 4.1829e-06 |  | 6.295040742555704e+003 | 3.623e-06 |  | 6299.4056 | 4.0006e-06 | 32.0314 | 4.0006e-06
6.299405644883026e+003 | 1.2487e-07 | 6299.4056 | 6.299405644883026e+003 | 2.0934e-06 |  | 6.299405644883026e+003 | 4.1814e-06 |  | 6.299405644883026e+003 | 3.6217e-06 |  | 6303.7736 | 4.0006e-06 | 32.0387 | 4.0006e-06
6.303773573778898e+003 | 1.2484e-07 | 6303.7736 | 6.303773573778898e+003 | 2.0927e-06 |  | 6.303773573778898e+003 | 4.1799e-06 |  | 6.303773573778898e+003 | 3.6204e-06 |  | 6308.1445 | 4.0006e-06 | 32.046 | 4.0006e-06
6.308144531341904e+003 | 1.2481e-07 | 6308.1445 | 6.308144531341904e+003 | 2.0919e-06 |  | 6.308144531341904e+003 | 4.1784e-06 |  | 6.308144531341904e+003 | 3.6191e-06 |  | 6312.5185 | 4.0006e-06 | 32.0533 | 4.0006e-06
6.312518519672082e+003 | 1.2478e-07 | 6312.5185 | 6.312518519672082e+003 | 2.0911e-06 |  | 6.312518519672082e+003 | 4.1768e-06 |  | 6.312518519672082e+003 | 3.6178e-06 |  | 6316.8955 | 4.0006e-06 | 32.0607 | 4.0006e-06
6.316895540870931e+003 | 1.2475e-07 | 6316.8955 | 6.316895540870931e+003 | 2.0904e-06 |  | 6.316895540870931e+003 | 4.1753e-06 |  | 6.316895540870931e+003 | 3.6165e-06 |  | 6321.2756 | 4.0006e-06 | 32.068 | 4.0006e-06
6.321275597041403e+003 | 1.2472e-07 | 6321.2756 | 6.321275597041403e+003 | 2.0896e-06 |  | 6.321275597041403e+003 | 4.1738e-06 |  | 6.321275597041403e+003 | 3.6152e-06 |  | 6325.6587 | 4.0006e-06 | 32.0753 | 4.0006e-06
6.325658690287908e+003 | 1.247e-07 | 6325.6587 | 6.325658690287908e+003 | 2.0889e-06 |  | 6.325658690287908e+003 | 4.1723e-06 |  | 6.325658690287908e+003 | 3.6138e-06 |  | 6330.0448 | 4.0006e-06 | 32.0827 | 4.0006e-06
6.330044822716318e+003 | 1.2467e-07 | 6330.0448 | 6.330044822716318e+003 | 2.0881e-06 |  | 6.330044822716318e+003 | 4.1708e-06 |  | 6.330044822716318e+003 | 3.6125e-06 |  | 6334.434 | 4.0006e-06 | 32.0901 | 4.0006e-06
6.334433996433962e+003 | 1.2464e-07 | 6334.434 | 6.334433996433962e+003 | 2.0873e-06 |  | 6.334433996433962e+003 | 4.1693e-06 |  | 6.334433996433962e+003 | 3.6112e-06 |  | 6338.8262 | 4.0006e-06 | 32.0974 | 4.0006e-06
6.338826213549634e+003 | 1.2461e-07 | 6338.8262 | 6.338826213549634e+003 | 2.0866e-06 |  | 6.338826213549634e+003 | 4.1678e-06 |  | 6.338826213549634e+003 | 3.6099e-06 |  | 6343.2215 | 4.0006e-06 | 32.1048 | 4.0006e-06
6.343221476173588e+003 | 1.2458e-07 | 6343.2215 | 6.343221476173588e+003 | 2.0858e-06 |  | 6.343221476173588e+003 | 4.1662e-06 |  | 6.343221476173588e+003 | 3.6086e-06 |  | 6347.6198 | 4.0006e-06 | 32.1122 | 4.0006e-06
6.347619786417538e+003 | 1.2455e-07 | 6347.6198 | 6.347619786417538e+003 | 2.0851e-06 |  | 6.347619786417538e+003 | 4.1647e-06 |  | 6.347619786417538e+003 | 3.6073e-06 |  | 6352.0211 | 4.0006e-06 | 32.1196 | 4.0006e-06
6.352021146394669e+003 | 1.2452e-07 | 6352.0211 | 6.352021146394669e+003 | 2.0843e-06 |  | 6.352021146394669e+003 | 4.1632e-06 |  | 6.352021146394669e+003 | 3.606e-06 |  | 6356.4256 | 4.0006e-06 | 32.127 | 4.0006e-06
6.356425558219627e+003 | 1.2449e-07 | 6356.4256 | 6.356425558219627e+003 | 2.0835e-06 |  | 6.356425558219627e+003 | 4.1617e-06 |  | 6.356425558219627e+003 | 3.6046e-06 |  | 6360.833 | 4.0006e-06 | 32.1344 | 4.0006e-06
6.360833024008522e+003 | 1.2447e-07 | 6360.833 | 6.360833024008522e+003 | 2.0828e-06 |  | 6.360833024008522e+003 | 4.1601e-06 |  | 6.360833024008522e+003 | 3.6033e-06 |  | 6365.2435 | 4.0006e-06 | 32.1419 | 4.0006e-06
6.365243545878939e+003 | 1.2444e-07 | 6365.2435 | 6.365243545878939e+003 | 2.082e-06 |  | 6.365243545878939e+003 | 4.1586e-06 |  | 6.365243545878939e+003 | 3.602e-06 |  | 6369.6571 | 4.0006e-06 | 32.1493 | 4.0006e-06
6.369657125949924e+003 | 1.2441e-07 | 6369.6571 | 6.369657125949924e+003 | 2.0813e-06 |  | 6.369657125949924e+003 | 4.1571e-06 |  | 6.369657125949924e+003 | 3.6007e-06 |  | 6374.0738 | 4.0006e-06 | 32.1567 | 4.0006e-06
6.374073766341995e+003 | 1.2438e-07 | 6374.0738 | 6.374073766341995e+003 | 2.0805e-06 |  | 6.374073766341995e+003 | 4.1556e-06 |  | 6.374073766341995e+003 | 3.5994e-06 |  | 6378.4935 | 4.0006e-06 | 32.1642 | 4.0006e-06
6.378493469177141e+003 | 1.2435e-07 | 6378.4935 | 6.378493469177141e+003 | 2.0797e-06 |  | 6.378493469177141e+003 | 4.154e-06 |  | 6.378493469177141e+003 | 3.598e-06 |  | 6382.9162 | 4.0006e-06 | 32.1717 | 4.0006e-06
6.382916236578821e+003 | 1.2432e-07 | 6382.9162 | 6.382916236578821e+003 | 2.079e-06 |  | 6.382916236578821e+003 | 4.1525e-06 |  | 6.382916236578821e+003 | 3.5967e-06 |  | 6387.3421 | 4.0006e-06 | 32.1791 | 4.0006e-06
6.387342070671966e+003 | 1.2429e-07 | 6387.3421 | 6.387342070671966e+003 | 2.0782e-06 |  | 6.387342070671966e+003 | 4.151e-06 |  | 6.387342070671966e+003 | 3.5954e-06 |  | 6391.771 | 4.0006e-06 | 32.1866 | 4.0006e-06
6.391770973582984e+003 | 1.2426e-07 | 6391.771 | 6.391770973582984e+003 | 2.0774e-06 |  | 6.391770973582984e+003 | 4.1495e-06 |  | 6.391770973582984e+003 | 3.5941e-06 |  | 6396.2029 | 4.0006e-06 | 32.1941 | 4.0006e-06
6.396202947439753e+003 | 1.2423e-07 | 6396.2029 | 6.396202947439753e+003 | 2.0767e-06 |  | 6.396202947439753e+003 | 4.1479e-06 |  | 6.396202947439753e+003 | 3.5927e-06 |  | 6400.638 | 4.0006e-06 | 32.2016 | 4.0006e-06
6.400637994371629e+003 | 1.2421e-07 | 6400.638 | 6.400637994371629e+003 | 2.0759e-06 |  | 6.400637994371629e+003 | 4.1464e-06 |  | 6.400637994371629e+003 | 3.5914e-06 |  | 6405.0761 | 4.0006e-06 | 32.2091 | 4.0006e-06
6.405076116509444e+003 | 1.2418e-07 | 6405.0761 | 6.405076116509444e+003 | 2.0751e-06 |  | 6.405076116509444e+003 | 4.1449e-06 |  | 6.405076116509444e+003 | 3.5901e-06 |  | 6409.5173 | 4.0006e-06 | 32.2166 | 4.0006e-06
6.409517315985507e+003 | 1.2415e-07 | 6409.5173 | 6.409517315985507e+003 | 2.0744e-06 |  | 6.409517315985507e+003 | 4.1433e-06 |  | 6.409517315985507e+003 | 3.5887e-06 |  | 6413.9616 | 4.0006e-06 | 32.2242 | 4.0006e-06
6.413961594933604e+003 | 1.2412e-07 | 6413.9616 | 6.413961594933604e+003 | 2.0736e-06 |  | 6.413961594933604e+003 | 4.1418e-06 |  | 6.413961594933604e+003 | 3.5874e-06 |  | 6418.409 | 4.0006e-06 | 32.2317 | 4.0006e-06
6.418408955489005e+003 | 1.2409e-07 | 6418.409 | 6.418408955489005e+003 | 2.0728e-06 |  | 6.418408955489005e+003 | 4.1403e-06 |  | 6.418408955489005e+003 | 3.5861e-06 |  | 6422.8594 | 4.0006e-06 | 32.2392 | 4.0006e-06
6.422859399788456e+003 | 1.2406e-07 | 6422.8594 | 6.422859399788456e+003 | 2.0721e-06 |  | 6.422859399788456e+003 | 4.1387e-06 |  | 6.422859399788456e+003 | 3.5848e-06 |  | 6427.3129 | 4.0006e-06 | 32.2468 | 4.0006e-06
6.427312929970188e+003 | 1.2403e-07 | 6427.3129 | 6.427312929970188e+003 | 2.0713e-06 |  | 6.427312929970188e+003 | 4.1372e-06 |  | 6.427312929970188e+003 | 3.5834e-06 |  | 6431.7695 | 4.0006e-06 | 32.2543 | 4.0006e-06
6.431769548173911e+003 | 1.24e-07 | 6431.7695 | 6.431769548173911e+003 | 2.0705e-06 |  | 6.431769548173911e+003 | 4.1356e-06 |  | 6.431769548173911e+003 | 3.5821e-06 |  | 6436.2293 | 4.0006e-06 | 32.2619 | 4.0006e-06
6.436229256540823e+003 | 1.2397e-07 | 6436.2293 | 6.436229256540823e+003 | 2.0698e-06 |  | 6.436229256540823e+003 | 4.1341e-06 |  | 6.436229256540823e+003 | 3.5808e-06 |  | 6440.6921 | 4.0006e-06 | 32.2695 | 4.0006e-06
6.440692057213603e+003 | 1.2394e-07 | 6440.6921 | 6.440692057213603e+003 | 2.069e-06 |  | 6.440692057213603e+003 | 4.1326e-06 |  | 6.440692057213603e+003 | 3.5794e-06 |  | 6445.158 | 4.0006e-06 | 32.2771 | 4.0006e-06
6.445157952336418e+003 | 1.2392e-07 | 6445.158 | 6.445157952336418e+003 | 2.0682e-06 |  | 6.445157952336418e+003 | 4.131e-06 |  | 6.445157952336418e+003 | 3.5781e-06 |  | 6449.6269 | 4.0006e-06 | 32.2847 | 4.0006e-06
6.449626944054920e+003 | 1.2389e-07 | 6449.6269 | 6.449626944054920e+003 | 2.0674e-06 |  | 6.449626944054920e+003 | 4.1295e-06 |  | 6.449626944054920e+003 | 3.5768e-06 |  | 6454.099 | 4.0006e-06 | 32.2923 | 4.0006e-06
6.454099034516249e+003 | 1.2386e-07 | 6454.099 | 6.454099034516249e+003 | 2.0667e-06 |  | 6.454099034516249e+003 | 4.1279e-06 |  | 6.454099034516249e+003 | 3.5754e-06 |  | 6458.5742 | 4.0006e-06 | 32.2999 | 4.0006e-06
6.458574225869037e+003 | 1.2383e-07 | 6458.5742 | 6.458574225869037e+003 | 2.0659e-06 |  | 6.458574225869037e+003 | 4.1264e-06 |  | 6.458574225869037e+003 | 3.5741e-06 |  | 6463.0525 | 4.0006e-06 | 32.3075 | 4.0006e-06
6.463052520263401e+003 | 1.238e-07 | 6463.0525 | 6.463052520263401e+003 | 2.0651e-06 |  | 6.463052520263401e+003 | 4.1248e-06 |  | 6.463052520263401e+003 | 3.5727e-06 |  | 6467.5339 | 4.0006e-06 | 32.3152 | 4.0006e-06
6.467533919850952e+003 | 1.2377e-07 | 6467.5339 | 6.467533919850952e+003 | 2.0644e-06 |  | 6.467533919850952e+003 | 4.1233e-06 |  | 6.467533919850952e+003 | 3.5714e-06 |  | 6472.0184 | 4.0006e-06 | 32.3228 | 4.0006e-06
6.472018426784792e+003 | 1.2374e-07 | 6472.0184 | 6.472018426784792e+003 | 2.0636e-06 |  | 6.472018426784792e+003 | 4.1217e-06 |  | 6.472018426784792e+003 | 3.5701e-06 |  | 6476.506 | 4.0006e-06 | 32.3305 | 4.0006e-06
6.476506043219515e+003 | 1.2371e-07 | 6476.506 | 6.476506043219515e+003 | 2.0628e-06 |  | 6.476506043219515e+003 | 4.1202e-06 |  | 6.476506043219515e+003 | 3.5687e-06 |  | 6480.9968 | 4.0006e-06 | 32.3381 | 4.0006e-06
6.480996771311211e+003 | 1.2368e-07 | 6480.9968 | 6.480996771311211e+003 | 2.062e-06 |  | 6.480996771311211e+003 | 4.1186e-06 |  | 6.480996771311211e+003 | 3.5674e-06 |  | 6485.4906 | 4.0006e-06 | 32.3458 | 4.0006e-06
6.485490613217464e+003 | 1.2365e-07 | 6485.4906 | 6.485490613217464e+003 | 2.0613e-06 |  | 6.485490613217464e+003 | 4.1171e-06 |  | 6.485490613217464e+003 | 3.566e-06 |  | 6489.9876 | 4.0006e-06 | 32.3535 | 4.0006e-06
6.489987571097353e+003 | 1.2362e-07 | 6489.9876 | 6.489987571097353e+003 | 2.0605e-06 |  | 6.489987571097353e+003 | 4.1155e-06 |  | 6.489987571097353e+003 | 3.5647e-06 |  | 6494.4876 | 4.0006e-06 | 32.3611 | 4.0006e-06
6.494487647111456e+003 | 1.2359e-07 | 6494.4876 | 6.494487647111456e+003 | 2.0597e-06 |  | 6.494487647111456e+003 | 4.114e-06 |  | 6.494487647111456e+003 | 3.5633e-06 |  | 6498.9908 | 4.0006e-06 | 32.3688 | 4.0006e-06
6.498990843421848e+003 | 1.2356e-07 | 6498.9908 | 6.498990843421848e+003 | 2.0589e-06 |  | 6.498990843421848e+003 | 4.1124e-06 |  | 6.498990843421848e+003 | 3.562e-06 |  | 6503.4972 | 4.0006e-06 | 32.3765 | 4.0006e-06
6.503497162192103e+003 | 1.2353e-07 | 6503.4972 | 6.503497162192103e+003 | 2.0581e-06 |  | 6.503497162192103e+003 | 4.1109e-06 |  | 6.503497162192103e+003 | 3.5606e-06 |  | 6508.0066 | 4.0006e-06 | 32.3843 | 4.0006e-06
6.508006605587296e+003 | 1.235e-07 | 6508.0066 | 6.508006605587296e+003 | 2.0574e-06 |  | 6.508006605587296e+003 | 4.1093e-06 |  | 6.508006605587296e+003 | 3.5593e-06 |  | 6512.5192 | 4.0006e-06 | 32.392 | 4.0006e-06
6.512519175774002e+003 | 1.2347e-07 | 6512.5192 | 6.512519175774002e+003 | 2.0566e-06 |  | 6.512519175774002e+003 | 4.1078e-06 |  | 6.512519175774002e+003 | 3.558e-06 |  | 6517.0349 | 4.0006e-06 | 32.3997 | 4.0006e-06
6.517034874920299e+003 | 1.2345e-07 | 6517.0349 | 6.517034874920299e+003 | 2.0558e-06 |  | 6.517034874920299e+003 | 4.1062e-06 |  | 6.517034874920299e+003 | 3.5566e-06 |  | 6521.5537 | 4.0006e-06 | 32.4074 | 4.0006e-06
6.521553705195770e+003 | 1.2342e-07 | 6521.5537 | 6.521553705195770e+003 | 2.055e-06 |  | 6.521553705195770e+003 | 4.1047e-06 |  | 6.521553705195770e+003 | 3.5553e-06 |  | 6526.0757 | 4.0006e-06 | 32.4152 | 4.0006e-06
6.526075668771499e+003 | 1.2339e-07 | 6526.0757 | 6.526075668771499e+003 | 2.0542e-06 |  | 6.526075668771499e+003 | 4.1031e-06 |  | 6.526075668771499e+003 | 3.5539e-06 |  | 6530.6008 | 4.0005e-06 | 32.423 | 4.0005e-06
6.530600767820078e+003 | 1.2336e-07 | 6530.6008 | 6.530600767820078e+003 | 2.0535e-06 |  | 6.530600767820078e+003 | 4.1015e-06 |  | 6.530600767820078e+003 | 3.5526e-06 |  | 6535.129 | 4.0005e-06 | 32.4307 | 4.0005e-06
6.535129004515604e+003 | 1.2333e-07 | 6535.129 | 6.535129004515604e+003 | 2.0527e-06 |  | 6.535129004515604e+003 | 4.1e-06 |  | 6.535129004515604e+003 | 3.5512e-06 |  | 6539.6604 | 4.0005e-06 | 32.4385 | 4.0005e-06
6.539660381033682e+003 | 1.233e-07 | 6539.6604 | 6.539660381033682e+003 | 2.0519e-06 |  | 6.539660381033682e+003 | 4.0984e-06 |  | 6.539660381033682e+003 | 3.5498e-06 |  | 6544.1949 | 4.0005e-06 | 32.4463 | 4.0005e-06
6.544194899551426e+003 | 1.2327e-07 | 6544.1949 | 6.544194899551426e+003 | 2.0511e-06 |  | 6.544194899551426e+003 | 4.0968e-06 |  | 6.544194899551426e+003 | 3.5485e-06 |  | 6548.7326 | 4.0005e-06 | 32.4541 | 4.0005e-06
6.548732562247459e+003 | 1.2324e-07 | 6548.7326 | 6.548732562247459e+003 | 2.0503e-06 |  | 6.548732562247459e+003 | 4.0953e-06 |  | 6.548732562247459e+003 | 3.5471e-06 |  | 6553.2734 | 4.0005e-06 | 32.4619 | 4.0005e-06
6.553273371301914e+003 | 1.2321e-07 | 6553.2734 | 6.553273371301914e+003 | 2.0496e-06 |  | 6.553273371301914e+003 | 4.0937e-06 |  | 6.553273371301914e+003 | 3.5458e-06 |  | 6557.8173 | 4.0005e-06 | 32.4697 | 4.0005e-06
6.557817328896439e+003 | 1.2318e-07 | 6557.8173 | 6.557817328896439e+003 | 2.0488e-06 |  | 6.557817328896439e+003 | 4.0921e-06 |  | 6.557817328896439e+003 | 3.5444e-06 |  | 6562.3644 | 4.0005e-06 | 32.4775 | 4.0005e-06
6.562364437214190e+003 | 1.2315e-07 | 6562.3644 | 6.562364437214190e+003 | 2.048e-06 |  | 6.562364437214190e+003 | 4.0906e-06 |  | 6.562364437214190e+003 | 3.5431e-06 |  | 6566.9147 | 4.0005e-06 | 32.4854 | 4.0005e-06
6.566914698439839e+003 | 1.2312e-07 | 6566.9147 | 6.566914698439839e+003 | 2.0472e-06 |  | 6.566914698439839e+003 | 4.089e-06 |  | 6.566914698439839e+003 | 3.5417e-06 |  | 6571.4681 | 4.0005e-06 | 32.4932 | 4.0005e-06
6.571468114759574e+003 | 1.2309e-07 | 6571.4681 | 6.571468114759574e+003 | 2.0464e-06 |  | 6.571468114759574e+003 | 4.0874e-06 |  | 6.571468114759574e+003 | 3.5403e-06 |  | 6576.0247 | 4.0005e-06 | 32.5011 | 4.0005e-06
6.576024688361096e+003 | 1.2306e-07 | 6576.0247 | 6.576024688361096e+003 | 2.0456e-06 |  | 6.576024688361096e+003 | 4.0859e-06 |  | 6.576024688361096e+003 | 3.539e-06 |  | 6580.5844 | 4.0005e-06 | 32.5089 | 4.0005e-06
6.580584421433627e+003 | 1.2303e-07 | 6580.5844 | 6.580584421433627e+003 | 2.0449e-06 |  | 6.580584421433627e+003 | 4.0843e-06 |  | 6.580584421433627e+003 | 3.5376e-06 |  | 6585.1473 | 4.0005e-06 | 32.5168 | 4.0005e-06
6.585147316167902e+003 | 1.23e-07 | 6585.1473 | 6.585147316167902e+003 | 2.0441e-06 |  | 6.585147316167902e+003 | 4.0827e-06 |  | 6.585147316167902e+003 | 3.5363e-06 |  | 6589.7134 | 4.0005e-06 | 32.5247 | 4.0005e-06
6.589713374756179e+003 | 1.2297e-07 | 6589.7134 | 6.589713374756179e+003 | 2.0433e-06 |  | 6.589713374756179e+003 | 4.0812e-06 |  | 6.589713374756179e+003 | 3.5349e-06 |  | 6594.2826 | 4.0005e-06 | 32.5326 | 4.0005e-06
6.594282599392235e+003 | 1.2294e-07 | 6594.2826 | 6.594282599392235e+003 | 2.0425e-06 |  | 6.594282599392235e+003 | 4.0796e-06 |  | 6.594282599392235e+003 | 3.5335e-06 |  | 6598.855 | 4.0005e-06 | 32.5405 | 4.0005e-06
6.598854992271367e+003 | 1.2291e-07 | 6598.855 | 6.598854992271367e+003 | 2.0417e-06 |  | 6.598854992271367e+003 | 4.078e-06 |  | 6.598854992271367e+003 | 3.5322e-06 |  | 6603.4306 | 4.0005e-06 | 32.5484 | 4.0005e-06
6.603430555590397e+003 | 1.2288e-07 | 6603.4306 | 6.603430555590397e+003 | 2.0409e-06 |  | 6.603430555590397e+003 | 4.0764e-06 |  | 6.603430555590397e+003 | 3.5308e-06 |  | 6608.0093 | 4.0005e-06 | 32.5563 | 4.0005e-06
6.608009291547664e+003 | 1.2285e-07 | 6608.0093 | 6.608009291547664e+003 | 2.0401e-06 |  | 6.608009291547664e+003 | 4.0749e-06 |  | 6.608009291547664e+003 | 3.5294e-06 |  | 6612.5912 | 4.0005e-06 | 32.5642 | 4.0005e-06
6.612591202343040e+003 | 1.2282e-07 | 6612.5912 | 6.612591202343040e+003 | 2.0393e-06 |  | 6.612591202343040e+003 | 4.0733e-06 |  | 6.612591202343040e+003 | 3.5281e-06 |  | 6617.1763 | 4.0005e-06 | 32.5722 | 4.0005e-06
6.617176290177916e+003 | 1.2279e-07 | 6617.1763 | 6.617176290177916e+003 | 2.0385e-06 |  | 6.617176290177916e+003 | 4.0717e-06 |  | 6.617176290177916e+003 | 3.5267e-06 |  | 6621.7646 | 4.0005e-06 | 32.5801 | 4.0005e-06
6.621764557255211e+003 | 1.2276e-07 | 6621.7646 | 6.621764557255211e+003 | 2.0378e-06 |  | 6.621764557255211e+003 | 4.0701e-06 |  | 6.621764557255211e+003 | 3.5253e-06 |  | 6626.356 | 4.0005e-06 | 32.588 | 4.0005e-06
6.626356005779372e+003 | 1.2273e-07 | 6626.356 | 6.626356005779372e+003 | 2.037e-06 |  | 6.626356005779372e+003 | 4.0685e-06 |  | 6.626356005779372e+003 | 3.524e-06 |  | 6630.9506 | 4.0005e-06 | 32.596 | 4.0005e-06
6.630950637956375e+003 | 1.227e-07 | 6630.9506 | 6.630950637956375e+003 | 2.0362e-06 |  | 6.630950637956375e+003 | 4.067e-06 |  | 6.630950637956375e+003 | 3.5226e-06 |  | 6635.5485 | 4.0005e-06 | 32.604 | 4.0005e-06
6.635548455993726e+003 | 1.2267e-07 | 6635.5485 | 6.635548455993726e+003 | 2.0354e-06 |  | 6.635548455993726e+003 | 4.0654e-06 |  | 6.635548455993726e+003 | 3.5212e-06 |  | 6640.1495 | 4.0005e-06 | 32.612 | 4.0005e-06
6.640149462100458e+003 | 1.2264e-07 | 6640.1495 | 6.640149462100458e+003 | 2.0346e-06 |  | 6.640149462100458e+003 | 4.0638e-06 |  | 6.640149462100458e+003 | 3.5199e-06 |  | 6644.7537 | 4.0005e-06 | 32.6199 | 4.0005e-06
6.644753658487140e+003 | 1.2261e-07 | 6644.7537 | 6.644753658487140e+003 | 2.0338e-06 |  | 6.644753658487140e+003 | 4.0622e-06 |  | 6.644753658487140e+003 | 3.5185e-06 |  | 6649.361 | 4.0005e-06 | 32.6279 | 4.0005e-06
6.649361047365872e+003 | 1.2258e-07 | 6649.361 | 6.649361047365872e+003 | 2.033e-06 |  | 6.649361047365872e+003 | 4.0606e-06 |  | 6.649361047365872e+003 | 3.5171e-06 |  | 6653.9716 | 4.0005e-06 | 32.636 | 4.0005e-06
6.653971630950287e+003 | 1.2255e-07 | 6653.9716 | 6.653971630950287e+003 | 2.0322e-06 |  | 6.653971630950287e+003 | 4.059e-06 |  | 6.653971630950287e+003 | 3.5157e-06 |  | 6658.5854 | 4.0005e-06 | 32.644 | 4.0005e-06
6.658585411455555e+003 | 1.2252e-07 | 6658.5854 | 6.658585411455555e+003 | 2.0314e-06 |  | 6.658585411455555e+003 | 4.0574e-06 |  | 6.658585411455555e+003 | 3.5144e-06 |  | 6663.2024 | 4.0005e-06 | 32.652 | 4.0005e-06
6.663202391098381e+003 | 1.2249e-07 | 6663.2024 | 6.663202391098381e+003 | 2.0306e-06 |  | 6.663202391098381e+003 | 4.0559e-06 |  | 6.663202391098381e+003 | 3.513e-06 |  | 6667.8226 | 4.0005e-06 | 32.6601 | 4.0005e-06
6.667822572097006e+003 | 1.2246e-07 | 6667.8226 | 6.667822572097006e+003 | 2.0298e-06 |  | 6.667822572097006e+003 | 4.0543e-06 |  | 6.667822572097006e+003 | 3.5116e-06 |  | 6672.446 | 4.0005e-06 | 32.6681 | 4.0005e-06
6.672445956671210e+003 | 1.2243e-07 | 6672.446 | 6.672445956671210e+003 | 2.029e-06 |  | 6.672445956671210e+003 | 4.0527e-06 |  | 6.672445956671210e+003 | 3.5102e-06 |  | 6677.0725 | 4.0005e-06 | 32.6761 | 4.0005e-06
6.677072547042313e+003 | 1.224e-07 | 6677.0725 | 6.677072547042313e+003 | 2.0282e-06 |  | 6.677072547042313e+003 | 4.0511e-06 |  | 6.677072547042313e+003 | 3.5089e-06 |  | 6681.7023 | 4.0005e-06 | 32.6842 | 4.0005e-06
6.681702345433173e+003 | 1.2237e-07 | 6681.7023 | 6.681702345433173e+003 | 2.0274e-06 |  | 6.681702345433173e+003 | 4.0495e-06 |  | 6.681702345433173e+003 | 3.5075e-06 |  | 6686.3354 | 4.0005e-06 | 32.6923 | 4.0005e-06
6.686335354068192e+003 | 1.2234e-07 | 6686.3354 | 6.686335354068192e+003 | 2.0266e-06 |  | 6.686335354068192e+003 | 4.0479e-06 |  | 6.686335354068192e+003 | 3.5061e-06 |  | 6690.9716 | 4.0005e-06 | 32.7004 | 4.0005e-06
6.690971575173313e+003 | 1.2231e-07 | 6690.9716 | 6.690971575173313e+003 | 2.0258e-06 |  | 6.690971575173313e+003 | 4.0463e-06 |  | 6.690971575173313e+003 | 3.5047e-06 |  | 6695.611 | 4.0005e-06 | 32.7085 | 4.0005e-06
6.695611010976021e+003 | 1.2228e-07 | 6695.611 | 6.695611010976021e+003 | 2.025e-06 |  | 6.695611010976021e+003 | 4.0447e-06 |  | 6.695611010976021e+003 | 3.5033e-06 |  | 6700.2537 | 4.0005e-06 | 32.7166 | 4.0005e-06
6.700253663705349e+003 | 1.2225e-07 | 6700.2537 | 6.700253663705349e+003 | 2.0242e-06 |  | 6.700253663705349e+003 | 4.0431e-06 |  | 6.700253663705349e+003 | 3.502e-06 |  | 6704.8995 | 4.0005e-06 | 32.7247 | 4.0005e-06
6.704899535591872e+003 | 1.2222e-07 | 6704.8995 | 6.704899535591872e+003 | 2.0235e-06 |  | 6.704899535591872e+003 | 4.0415e-06 |  | 6.704899535591872e+003 | 3.5006e-06 |  | 6709.5486 | 4.0005e-06 | 32.7328 | 4.0005e-06
6.709548628867714e+003 | 1.2219e-07 | 6709.5486 | 6.709548628867714e+003 | 2.0227e-06 |  | 6.709548628867714e+003 | 4.0399e-06 |  | 6.709548628867714e+003 | 3.4992e-06 |  | 6714.2009 | 4.0005e-06 | 32.7409 | 4.0005e-06
6.714200945766546e+003 | 1.2216e-07 | 6714.2009 | 6.714200945766546e+003 | 2.0219e-06 |  | 6.714200945766546e+003 | 4.0383e-06 |  | 6.714200945766546e+003 | 3.4978e-06 |  | 6718.8565 | 4.0005e-06 | 32.7491 | 4.0005e-06
6.718856488523587e+003 | 1.2213e-07 | 6718.8565 | 6.718856488523587e+003 | 2.0211e-06 |  | 6.718856488523587e+003 | 4.0367e-06 |  | 6.718856488523587e+003 | 3.4964e-06 |  | 6723.5153 | 4.0005e-06 | 32.7572 | 4.0005e-06
6.723515259375608e+003 | 1.221e-07 | 6723.5153 | 6.723515259375608e+003 | 2.0202e-06 |  | 6.723515259375608e+003 | 4.0351e-06 |  | 6.723515259375608e+003 | 3.495e-06 |  | 6728.1773 | 4.0005e-06 | 32.7654 | 4.0005e-06
6.728177260560929e+003 | 1.2207e-07 | 6728.1773 | 6.728177260560929e+003 | 2.0194e-06 |  | 6.728177260560929e+003 | 4.0335e-06 |  | 6.728177260560929e+003 | 3.4936e-06 |  | 6732.8425 | 4.0005e-06 | 32.7736 | 4.0005e-06
6.732842494319422e+003 | 1.2204e-07 | 6732.8425 | 6.732842494319422e+003 | 2.0186e-06 |  | 6.732842494319422e+003 | 4.0319e-06 |  | 6.732842494319422e+003 | 3.4923e-06 |  | 6737.511 | 4.0005e-06 | 32.7818 | 4.0005e-06
6.737510962892513e+003 | 1.22e-07 | 6737.511 | 6.737510962892513e+003 | 2.0178e-06 |  | 6.737510962892513e+003 | 4.0303e-06 |  | 6.737510962892513e+003 | 3.4909e-06 |  | 6742.1827 | 4.0005e-06 | 32.79 | 4.0005e-06
6.742182668523183e+003 | 1.2197e-07 | 6742.1827 | 6.742182668523183e+003 | 2.017e-06 |  | 6.742182668523183e+003 | 4.0287e-06 |  | 6.742182668523183e+003 | 3.4895e-06 |  | 6746.8576 | 4.0005e-06 | 32.7982 | 4.0005e-06
6.746857613455965e+003 | 1.2194e-07 | 6746.8576 | 6.746857613455965e+003 | 2.0162e-06 |  | 6.746857613455965e+003 | 4.0271e-06 |  | 6.746857613455965e+003 | 3.4881e-06 |  | 6751.5358 | 4.0005e-06 | 32.8064 | 4.0005e-06
6.751535799936952e+003 | 1.2191e-07 | 6751.5358 | 6.751535799936952e+003 | 2.0154e-06 |  | 6.751535799936952e+003 | 4.0255e-06 |  | 6.751535799936952e+003 | 3.4867e-06 |  | 6756.2172 | 4.0005e-06 | 32.8146 | 4.0005e-06
6.756217230213792e+003 | 1.2188e-07 | 6756.2172 | 6.756217230213792e+003 | 2.0146e-06 |  | 6.756217230213792e+003 | 4.0239e-06 |  | 6.756217230213792e+003 | 3.4853e-06 |  | 6760.9019 | 4.0005e-06 | 32.8228 | 4.0005e-06
6.760901906535694e+003 | 1.2185e-07 | 6760.9019 | 6.760901906535694e+003 | 2.0138e-06 |  | 6.760901906535694e+003 | 4.0223e-06 |  | 6.760901906535694e+003 | 3.4839e-06 |  | 6765.5898 | 4.0005e-06 | 32.8311 | 4.0005e-06
6.765589831153424e+003 | 1.2182e-07 | 6765.5898 | 6.765589831153424e+003 | 2.013e-06 |  | 6.765589831153424e+003 | 4.0207e-06 |  | 6.765589831153424e+003 | 3.4825e-06 |  | 6770.281 | 4.0005e-06 | 32.8393 | 4.0005e-06
6.770281006319308e+003 | 1.2179e-07 | 6770.281 | 6.770281006319308e+003 | 2.0122e-06 |  | 6.770281006319308e+003 | 4.0191e-06 |  | 6.770281006319308e+003 | 3.4811e-06 |  | 6774.9754 | 4.0005e-06 | 32.8475 | 4.0005e-06
6.774975434287238e+003 | 1.2176e-07 | 6774.9754 | 6.774975434287238e+003 | 2.0114e-06 |  | 6.774975434287238e+003 | 4.0174e-06 |  | 6.774975434287238e+003 | 3.4797e-06 |  | 6779.6731 | 4.0005e-06 | 32.8558 | 4.0005e-06
6.779673117312665e+003 | 1.2173e-07 | 6779.6731 | 6.779673117312665e+003 | 2.0106e-06 |  | 6.779673117312665e+003 | 4.0158e-06 |  | 6.779673117312665e+003 | 3.4783e-06 |  | 6784.3741 | 4.0005e-06 | 32.8641 | 4.0005e-06
6.784374057652604e+003 | 1.217e-07 | 6784.3741 | 6.784374057652604e+003 | 2.0098e-06 |  | 6.784374057652604e+003 | 4.0142e-06 |  | 6.784374057652604e+003 | 3.4769e-06 |  | 6789.0783 | 4.0005e-06 | 32.8724 | 4.0005e-06
6.789078257565638e+003 | 1.2167e-07 | 6789.0783 | 6.789078257565638e+003 | 2.009e-06 |  | 6.789078257565638e+003 | 4.0126e-06 |  | 6.789078257565638e+003 | 3.4755e-06 |  | 6793.7857 | 4.0005e-06 | 32.8807 | 4.0005e-06
6.793785719311913e+003 | 1.2164e-07 | 6793.7857 | 6.793785719311913e+003 | 2.0082e-06 |  | 6.793785719311913e+003 | 4.011e-06 |  | 6.793785719311913e+003 | 3.4741e-06 |  | 6798.4964 | 4.0005e-06 | 32.889 | 4.0005e-06
6.798496445153142e+003 | 1.2161e-07 | 6798.4964 | 6.798496445153142e+003 | 2.0074e-06 |  | 6.798496445153142e+003 | 4.0094e-06 |  | 6.798496445153142e+003 | 3.4727e-06 |  | 6803.2104 | 4.0005e-06 | 32.8973 | 4.0005e-06
6.803210437352611e+003 | 1.2158e-07 | 6803.2104 | 6.803210437352611e+003 | 2.0066e-06 |  | 6.803210437352611e+003 | 4.0078e-06 |  | 6.803210437352611e+003 | 3.4713e-06 |  | 6807.9277 | 4.0005e-06 | 32.9056 | 4.0005e-06
6.807927698175169e+003 | 1.2154e-07 | 6807.9277 | 6.807927698175169e+003 | 2.0058e-06 |  | 6.807927698175169e+003 | 4.0061e-06 |  | 6.807927698175169e+003 | 3.4699e-06 |  | 6812.6482 | 4.0005e-06 | 32.914 | 4.0005e-06
6.812648229887239e+003 | 1.2151e-07 | 6812.6482 | 6.812648229887239e+003 | 2.0049e-06 |  | 6.812648229887239e+003 | 4.0045e-06 |  | 6.812648229887239e+003 | 3.4685e-06 |  | 6817.372 | 4.0005e-06 | 32.9223 | 4.0005e-06
6.817372034756815e+003 | 1.2148e-07 | 6817.372 | 6.817372034756815e+003 | 2.0041e-06 |  | 6.817372034756815e+003 | 4.0029e-06 |  | 6.817372034756815e+003 | 3.4671e-06 |  | 6822.0991 | 4.0005e-06 | 32.9307 | 4.0005e-06
6.822099115053463e+003 | 1.2145e-07 | 6822.0991 | 6.822099115053463e+003 | 2.0033e-06 |  | 6.822099115053463e+003 | 4.0013e-06 |  | 6.822099115053463e+003 | 3.4657e-06 |  | 6826.8295 | 4.0005e-06 | 32.939 | 4.0005e-06
6.826829473048323e+003 | 1.2142e-07 | 6826.8295 | 6.826829473048323e+003 | 2.0025e-06 |  | 6.826829473048323e+003 | 3.9997e-06 |  | 6.826829473048323e+003 | 3.4643e-06 |  | 6831.5631 | 4.0005e-06 | 32.9474 | 4.0005e-06
6.831563111014111e+003 | 1.2139e-07 | 6831.5631 | 6.831563111014111e+003 | 2.0017e-06 |  | 6.831563111014111e+003 | 3.998e-06 |  | 6.831563111014111e+003 | 3.4629e-06 |  | 6836.3 | 4.0005e-06 | 32.9558 | 4.0005e-06
6.836300031225117e+003 | 1.2136e-07 | 6836.3 | 6.836300031225117e+003 | 2.0009e-06 |  | 6.836300031225117e+003 | 3.9964e-06 |  | 6.836300031225117e+003 | 3.4615e-06 |  | 6841.0402 | 4.0005e-06 | 32.9642 | 4.0005e-06
6.841040235957208e+003 | 1.2133e-07 | 6841.0402 | 6.841040235957208e+003 | 2.0001e-06 |  | 6.841040235957208e+003 | 3.9948e-06 |  | 6.841040235957208e+003 | 3.4601e-06 |  | 6845.7837 | 4.0005e-06 | 32.9726 | 4.0005e-06
6.845783727487830e+003 | 1.213e-07 | 6845.7837 | 6.845783727487830e+003 | 1.9993e-06 |  | 6.845783727487830e+003 | 3.9932e-06 |  | 6.845783727487830e+003 | 3.4587e-06 |  | 6850.5305 | 4.0005e-06 | 32.981 | 4.0005e-06
6.850530508096009e+003 | 1.2127e-07 | 6850.5305 | 6.850530508096009e+003 | 1.9985e-06 |  | 6.850530508096009e+003 | 3.9915e-06 |  | 6.850530508096009e+003 | 3.4573e-06 |  | 6855.2806 | 4.0005e-06 | 32.9894 | 4.0005e-06
6.855280580062348e+003 | 1.2124e-07 | 6855.2806 | 6.855280580062348e+003 | 1.9976e-06 |  | 6.855280580062348e+003 | 3.9899e-06 |  | 6.855280580062348e+003 | 3.4559e-06 |  | 6860.0339 | 4.0005e-06 | 32.9979 | 4.0005e-06
6.860033945669036e+003 | 1.212e-07 | 6860.0339 | 6.860033945669036e+003 | 1.9968e-06 |  | 6.860033945669036e+003 | 3.9883e-06 |  | 6.860033945669036e+003 | 3.4545e-06 |  | 6864.7906 | 4.0005e-06 | 33.0063 | 4.0005e-06
6.864790607199841e+003 | 1.2117e-07 | 6864.7906 | 6.864790607199841e+003 | 1.996e-06 |  | 6.864790607199841e+003 | 3.9866e-06 |  | 6.864790607199841e+003 | 3.4531e-06 |  | 6869.5506 | 4.0005e-06 | 33.0147 | 4.0005e-06
6.869550566940115e+003 | 1.2114e-07 | 6869.5506 | 6.869550566940115e+003 | 1.9952e-06 |  | 6.869550566940115e+003 | 3.985e-06 |  | 6.869550566940115e+003 | 3.4516e-06 |  | 6874.3138 | 4.0005e-06 | 33.0232 | 4.0005e-06
6.874313827176795e+003 | 1.2111e-07 | 6874.3138 | 6.874313827176795e+003 | 1.9944e-06 |  | 6.874313827176795e+003 | 3.9834e-06 |  | 6.874313827176795e+003 | 3.4502e-06 |  | 6879.0804 | 4.0005e-06 | 33.0317 | 4.0005e-06
6.879080390198404e+003 | 1.2108e-07 | 6879.0804 | 6.879080390198404e+003 | 1.9936e-06 |  | 6.879080390198404e+003 | 3.9818e-06 |  | 6.879080390198404e+003 | 3.4488e-06 |  | 6883.8503 | 4.0005e-06 | 33.0402 | 4.0005e-06
6.883850258295051e+003 | 1.2105e-07 | 6883.8503 | 6.883850258295051e+003 | 1.9927e-06 |  | 6.883850258295051e+003 | 3.9801e-06 |  | 6.883850258295051e+003 | 3.4474e-06 |  | 6888.6234 | 4.0005e-06 | 33.0487 | 4.0005e-06
6.888623433758436e+003 | 1.2102e-07 | 6888.6234 | 6.888623433758436e+003 | 1.9919e-06 |  | 6.888623433758436e+003 | 3.9785e-06 |  | 6.888623433758436e+003 | 3.446e-06 |  | 6893.3999 | 4.0005e-06 | 33.0571 | 4.0005e-06
6.893399918881843e+003 | 1.2099e-07 | 6893.3999 | 6.893399918881843e+003 | 1.9911e-06 |  | 6.893399918881843e+003 | 3.9769e-06 |  | 6.893399918881843e+003 | 3.4446e-06 |  | 6898.1797 | 4.0005e-06 | 33.0657 | 4.0005e-06
6.898179715960150e+003 | 1.2096e-07 | 6898.1797 | 6.898179715960150e+003 | 1.9903e-06 |  | 6.898179715960150e+003 | 3.9752e-06 |  | 6.898179715960150e+003 | 3.4432e-06 |  | 6902.9628 | 4.0005e-06 | 33.0742 | 4.0005e-06
6.902962827289824e+003 | 1.2092e-07 | 6902.9628 | 6.902962827289824e+003 | 1.9895e-06 |  | 6.902962827289824e+003 | 3.9736e-06 |  | 6.902962827289824e+003 | 3.4417e-06 |  | 6907.7493 | 4.0005e-06 | 33.0827 | 4.0005e-06
6.907749255168927e+003 | 1.2089e-07 | 6907.7493 | 6.907749255168927e+003 | 1.9887e-06 |  | 6.907749255168927e+003 | 3.9719e-06 |  | 6.907749255168927e+003 | 3.4403e-06 |  | 6912.539 | 4.0005e-06 | 33.0913 | 4.0005e-06
6.912539001897112e+003 | 1.2086e-07 | 6912.539 | 6.912539001897112e+003 | 1.9878e-06 |  | 6.912539001897112e+003 | 3.9703e-06 |  | 6.912539001897112e+003 | 3.4389e-06 |  | 6917.3321 | 4.0005e-06 | 33.0998 | 4.0005e-06
6.917332069775627e+003 | 1.2083e-07 | 6917.3321 | 6.917332069775627e+003 | 1.987e-06 |  | 6.917332069775627e+003 | 3.9687e-06 |  | 6.917332069775627e+003 | 3.4375e-06 |  | 6922.1285 | 4.0005e-06 | 33.1084 | 4.0005e-06
6.922128461107317e+003 | 1.208e-07 | 6922.1285 | 6.922128461107317e+003 | 1.9862e-06 |  | 6.922128461107317e+003 | 3.967e-06 |  | 6.922128461107317e+003 | 3.4361e-06 |  | 6926.9282 | 4.0005e-06 | 33.1169 | 4.0005e-06
6.926928178196621e+003 | 1.2077e-07 | 6926.9282 | 6.926928178196621e+003 | 1.9854e-06 |  | 6.926928178196621e+003 | 3.9654e-06 |  | 6.926928178196621e+003 | 3.4346e-06 |  | 6931.7312 | 4.0005e-06 | 33.1255 | 4.0005e-06
6.931731223349580e+003 | 1.2074e-07 | 6931.7312 | 6.931731223349580e+003 | 1.9846e-06 |  | 6.931731223349580e+003 | 3.9637e-06 |  | 6.931731223349580e+003 | 3.4332e-06 |  | 6936.5376 | 4.0005e-06 | 33.1341 | 4.0005e-06
6.936537598873829e+003 | 1.2071e-07 | 6936.5376 | 6.936537598873829e+003 | 1.9837e-06 |  | 6.936537598873829e+003 | 3.9621e-06 |  | 6.936537598873829e+003 | 3.4318e-06 |  | 6941.3473 | 4.0005e-06 | 33.1427 | 4.0005e-06
6.941347307078607e+003 | 1.2067e-07 | 6941.3473 | 6.941347307078607e+003 | 1.9829e-06 |  | 6.941347307078607e+003 | 3.9605e-06 |  | 6.941347307078607e+003 | 3.4304e-06 |  | 6946.1604 | 4.0005e-06 | 33.1513 | 4.0005e-06
6.946160350274753e+003 | 1.2064e-07 | 6946.1604 | 6.946160350274753e+003 | 1.9821e-06 |  | 6.946160350274753e+003 | 3.9588e-06 |  | 6.946160350274753e+003 | 3.4289e-06 |  | 6950.9767 | 4.0005e-06 | 33.16 | 4.0005e-06
6.950976730774708e+003 | 1.2061e-07 | 6950.9767 | 6.950976730774708e+003 | 1.9813e-06 |  | 6.950976730774708e+003 | 3.9572e-06 |  | 6.950976730774708e+003 | 3.4275e-06 |  | 6955.7965 | 4.0005e-06 | 33.1686 | 4.0005e-06
6.955796450892517e+003 | 1.2058e-07 | 6955.7965 | 6.955796450892517e+003 | 1.9804e-06 |  | 6.955796450892517e+003 | 3.9555e-06 |  | 6.955796450892517e+003 | 3.4261e-06 |  | 6960.6195 | 4.0005e-06 | 33.1772 | 4.0005e-06
6.960619512943829e+003 | 1.2055e-07 | 6960.6195 | 6.960619512943829e+003 | 1.9796e-06 |  | 6.960619512943829e+003 | 3.9539e-06 |  | 6.960619512943829e+003 | 3.4247e-06 |  | 6965.4459 | 4.0005e-06 | 33.1859 | 4.0005e-06
6.965445919245898e+003 | 1.2052e-07 | 6965.4459 | 6.965445919245898e+003 | 1.9788e-06 |  | 6.965445919245898e+003 | 3.9522e-06 |  | 6.965445919245898e+003 | 3.4232e-06 |  | 6970.2757 | 4.0005e-06 | 33.1945 | 4.0005e-06
6.970275672117587e+003 | 1.2049e-07 | 6970.2757 | 6.970275672117587e+003 | 1.978e-06 |  | 6.970275672117587e+003 | 3.9506e-06 |  | 6.970275672117587e+003 | 3.4218e-06 |  | 6975.1088 | 4.0005e-06 | 33.2032 | 4.0005e-06
6.975108773879364e+003 | 1.2045e-07 | 6975.1088 | 6.975108773879364e+003 | 1.9771e-06 |  | 6.975108773879364e+003 | 3.9489e-06 |  | 6.975108773879364e+003 | 3.4204e-06 |  | 6979.9452 | 4.0005e-06 | 33.2119 | 4.0005e-06
6.979945226853308e+003 | 1.2042e-07 | 6979.9452 | 6.979945226853308e+003 | 1.9763e-06 |  | 6.979945226853308e+003 | 3.9473e-06 |  | 6.979945226853308e+003 | 3.419e-06 |  | 6984.785 | 4.0005e-06 | 33.2206 | 4.0005e-06
6.984785033363108e+003 | 1.2039e-07 | 6984.785 | 6.984785033363108e+003 | 1.9755e-06 |  | 6.984785033363108e+003 | 3.9456e-06 |  | 6.984785033363108e+003 | 3.4175e-06 |  | 6989.6282 | 4.0005e-06 | 33.2293 | 4.0005e-06
6.989628195734063e+003 | 1.2036e-07 | 6989.6282 | 6.989628195734063e+003 | 1.9747e-06 |  | 6.989628195734063e+003 | 3.944e-06 |  | 6.989628195734063e+003 | 3.4161e-06 |  | 6994.4747 | 4.0005e-06 | 33.238 | 4.0005e-06
6.994474716293084e+003 | 1.2033e-07 | 6994.4747 | 6.994474716293084e+003 | 1.9738e-06 |  | 6.994474716293084e+003 | 3.9423e-06 |  | 6.994474716293084e+003 | 3.4147e-06 |  | 6999.3246 | 4.0005e-06 | 33.2467 | 4.0005e-06
6.999324597368699e+003 | 1.203e-07 | 6999.3246 | 6.999324597368699e+003 | 1.973e-06 |  | 6.999324597368699e+003 | 3.9407e-06 |  | 6.999324597368699e+003 | 3.4132e-06 |  | 7004.1778 | 4.0005e-06 | 33.2555 | 4.0005e-06
7.004177841291047e+003 | 1.2026e-07 | 7004.1778 | 7.004177841291047e+003 | 1.9722e-06 |  | 7.004177841291047e+003 | 3.939e-06 |  | 7.004177841291047e+003 | 3.4118e-06 |  | 7009.0345 | 4.0005e-06 | 33.2642 | 4.0005e-06
7.009034450391883e+003 | 1.2023e-07 | 7009.0345 | 7.009034450391883e+003 | 1.9714e-06 |  | 7.009034450391883e+003 | 3.9373e-06 |  | 7.009034450391883e+003 | 3.4104e-06 |  | 7013.8944 | 4.0005e-06 | 33.2729 | 4.0005e-06
7.013894427004580e+003 | 1.202e-07 | 7013.8944 | 7.013894427004580e+003 | 1.9705e-06 |  | 7.013894427004580e+003 | 3.9357e-06 |  | 7.013894427004580e+003 | 3.4089e-06 |  | 7018.7578 | 4.0005e-06 | 33.2817 | 4.0005e-06
7.018757773464130e+003 | 1.2017e-07 | 7018.7578 | 7.018757773464130e+003 | 1.9697e-06 |  | 7.018757773464130e+003 | 3.934e-06 |  | 7.018757773464130e+003 | 3.4075e-06 |  | 7023.6245 | 4.0005e-06 | 33.2905 | 4.0005e-06
7.023624492107140e+003 | 1.2014e-07 | 7023.6245 | 7.023624492107140e+003 | 1.9689e-06 |  | 7.023624492107140e+003 | 3.9324e-06 |  | 7.023624492107140e+003 | 3.406e-06 |  | 7028.4946 | 4.0005e-06 | 33.2993 | 4.0005e-06
7.028494585271842e+003 | 1.2011e-07 | 7028.4946 | 7.028494585271842e+003 | 1.968e-06 |  | 7.028494585271842e+003 | 3.9307e-06 |  | 7.028494585271842e+003 | 3.4046e-06 |  | 7033.3681 | 4.0005e-06 | 33.3081 | 4.0005e-06
7.033368055298085e+003 | 1.2007e-07 | 7033.3681 | 7.033368055298085e+003 | 1.9672e-06 |  | 7.033368055298085e+003 | 3.929e-06 |  | 7.033368055298085e+003 | 3.4032e-06 |  | 7038.2449 | 4.0005e-06 | 33.3169 | 4.0005e-06
7.038244904527344e+003 | 1.2004e-07 | 7038.2449 | 7.038244904527344e+003 | 1.9664e-06 |  | 7.038244904527344e+003 | 3.9274e-06 |  | 7.038244904527344e+003 | 3.4017e-06 |  | 7043.1251 | 4.0005e-06 | 33.3257 | 4.0005e-06
7.043125135302716e+003 | 1.2001e-07 | 7043.1251 | 7.043125135302716e+003 | 1.9655e-06 |  | 7.043125135302716e+003 | 3.9257e-06 |  | 7.043125135302716e+003 | 3.4003e-06 |  | 7048.0087 | 4.0005e-06 | 33.3345 | 4.0005e-06
7.048008749968921e+003 | 1.1998e-07 | 7048.0087 | 7.048008749968921e+003 | 1.9647e-06 |  | 7.048008749968921e+003 | 3.9241e-06 |  | 7.048008749968921e+003 | 3.3989e-06 |  | 7052.8958 | 4.0005e-06 | 33.3433 | 4.0005e-06
7.052895750872308e+003 | 1.1995e-07 | 7052.8958 | 7.052895750872308e+003 | 1.9639e-06 |  | 7.052895750872308e+003 | 3.9224e-06 |  | 7.052895750872308e+003 | 3.3974e-06 |  | 7057.7861 | 4.0005e-06 | 33.3522 | 4.0005e-06
7.057786140360850e+003 | 1.1992e-07 | 7057.7861 | 7.057786140360850e+003 | 1.963e-06 |  | 7.057786140360850e+003 | 3.9207e-06 |  | 7.057786140360850e+003 | 3.396e-06 |  | 7062.6799 | 4.0005e-06 | 33.361 | 4.0005e-06
7.062679920784152e+003 | 1.1988e-07 | 7062.6799 | 7.062679920784152e+003 | 1.9622e-06 |  | 7.062679920784152e+003 | 3.9191e-06 |  | 7.062679920784152e+003 | 3.3945e-06 |  | 7067.5771 | 4.0005e-06 | 33.3699 | 4.0005e-06
7.067577094493444e+003 | 1.1985e-07 | 7067.5771 | 7.067577094493444e+003 | 1.9614e-06 |  | 7.067577094493444e+003 | 3.9174e-06 |  | 7.067577094493444e+003 | 3.3931e-06 |  | 7072.4777 | 4.0005e-06 | 33.3788 | 4.0005e-06
7.072477663841588e+003 | 1.1982e-07 | 7072.4777 | 7.072477663841588e+003 | 1.9605e-06 |  | 7.072477663841588e+003 | 3.9157e-06 |  | 7.072477663841588e+003 | 3.3916e-06 |  | 7077.3816 | 4.0005e-06 | 33.3876 | 4.0005e-06
7.077381631183077e+003 | 1.1979e-07 | 7077.3816 | 7.077381631183077e+003 | 1.9597e-06 |  | 7.077381631183077e+003 | 3.9141e-06 |  | 7.077381631183077e+003 | 3.3902e-06 |  | 7082.289 | 4.0005e-06 | 33.3966 | 4.0005e-06
7.082288998874038e+003 | 1.1976e-07 | 7082.289 | 7.082288998874038e+003 | 1.9589e-06 |  | 7.082288998874038e+003 | 3.9124e-06 |  | 7.082288998874038e+003 | 3.3887e-06 |  | 7087.1998 | 4.0005e-06 | 33.4054 | 4.0005e-06
7.087199769272230e+003 | 1.1972e-07 | 7087.1998 | 7.087199769272230e+003 | 1.958e-06 |  | 7.087199769272230e+003 | 3.9107e-06 |  | 7.087199769272230e+003 | 3.3873e-06 |  | 7092.1139 | 4.0005e-06 | 33.4144 | 4.0005e-06
7.092113944737048e+003 | 1.1969e-07 | 7092.1139 | 7.092113944737048e+003 | 1.9572e-06 |  | 7.092113944737048e+003 | 3.909e-06 |  | 7.092113944737048e+003 | 3.3858e-06 |  | 7097.0315 | 4.0005e-06 | 33.4233 | 4.0005e-06
7.097031527629521e+003 | 1.1966e-07 | 7097.0315 | 7.097031527629521e+003 | 1.9564e-06 |  | 7.097031527629521e+003 | 3.9074e-06 |  | 7.097031527629521e+003 | 3.3844e-06 |  | 7101.9525 | 4.0005e-06 | 33.4322 | 4.0005e-06
7.101952520312319e+003 | 1.1963e-07 | 7101.9525 | 7.101952520312319e+003 | 1.9555e-06 |  | 7.101952520312319e+003 | 3.9057e-06 |  | 7.101952520312319e+003 | 3.383e-06 |  | 7106.8769 | 4.0005e-06 | 33.4412 | 4.0005e-06
7.106876925149747e+003 | 1.196e-07 | 7106.8769 | 7.106876925149747e+003 | 1.9547e-06 |  | 7.106876925149747e+003 | 3.904e-06 |  | 7.106876925149747e+003 | 3.3815e-06 |  | 7111.8047 | 4.0005e-06 | 33.4501 | 4.0005e-06
7.111804744507749e+003 | 1.1956e-07 | 7111.8047 | 7.111804744507749e+003 | 1.9538e-06 |  | 7.111804744507749e+003 | 3.9024e-06 |  | 7.111804744507749e+003 | 3.38e-06 |  | 7116.736 | 4.0005e-06 | 33.4591 | 4.0005e-06
7.116735980753912e+003 | 1.1953e-07 | 7116.736 | 7.116735980753912e+003 | 1.953e-06 |  | 7.116735980753912e+003 | 3.9007e-06 |  | 7.116735980753912e+003 | 3.3786e-06 |  | 7121.6706 | 4.0005e-06 | 33.4681 | 4.0005e-06
7.121670636257463e+003 | 1.195e-07 | 7121.6706 | 7.121670636257463e+003 | 1.9522e-06 |  | 7.121670636257463e+003 | 3.899e-06 |  | 7.121670636257463e+003 | 3.3771e-06 |  | 7126.6087 | 4.0005e-06 | 33.4771 | 4.0005e-06
7.126608713389273e+003 | 1.1947e-07 | 7126.6087 | 7.126608713389273e+003 | 1.9513e-06 |  | 7.126608713389273e+003 | 3.8973e-06 |  | 7.126608713389273e+003 | 3.3757e-06 |  | 7131.5502 | 4.0005e-06 | 33.4861 | 4.0005e-06
7.131550214521855e+003 | 1.1944e-07 | 7131.5502 | 7.131550214521855e+003 | 1.9505e-06 |  | 7.131550214521855e+003 | 3.8956e-06 |  | 7.131550214521855e+003 | 3.3742e-06 |  | 7136.4951 | 4.0005e-06 | 33.4951 | 4.0005e-06
7.136495142029369e+003 | 1.194e-07 | 7136.4951 | 7.136495142029369e+003 | 1.9497e-06 |  | 7.136495142029369e+003 | 3.894e-06 |  | 7.136495142029369e+003 | 3.3728e-06 |  | 7141.4435 | 4.0005e-06 | 33.5041 | 4.0005e-06
7.141443498287620e+003 | 1.1937e-07 | 7141.4435 | 7.141443498287620e+003 | 1.9488e-06 |  | 7.141443498287620e+003 | 3.8923e-06 |  | 7.141443498287620e+003 | 3.3713e-06 |  | 7146.3953 | 4.0005e-06 | 33.5131 | 4.0005e-06
7.146395285674060e+003 | 1.1934e-07 | 7146.3953 | 7.146395285674060e+003 | 1.948e-06 |  | 7.146395285674060e+003 | 3.8906e-06 |  | 7.146395285674060e+003 | 3.3699e-06 |  | 7151.3505 | 4.0005e-06 | 33.5222 | 4.0005e-06
7.151350506567792e+003 | 1.1931e-07 | 7151.3505 | 7.151350506567792e+003 | 1.9471e-06 |  | 7.151350506567792e+003 | 3.8889e-06 |  | 7.151350506567792e+003 | 3.3684e-06 |  | 7156.3092 | 4.0005e-06 | 33.5312 | 4.0005e-06
7.156309163349566e+003 | 1.1927e-07 | 7156.3092 | 7.156309163349566e+003 | 1.9463e-06 |  | 7.156309163349566e+003 | 3.8872e-06 |  | 7.156309163349566e+003 | 3.367e-06 |  | 7161.2713 | 4.0005e-06 | 33.5403 | 4.0005e-06
7.161271258401784e+003 | 1.1924e-07 | 7161.2713 | 7.161271258401784e+003 | 1.9454e-06 |  | 7.161271258401784e+003 | 3.8855e-06 |  | 7.161271258401784e+003 | 3.3655e-06 |  | 7166.2368 | 4.0005e-06 | 33.5493 | 4.0005e-06
7.166236794108498e+003 | 1.1921e-07 | 7166.2368 | 7.166236794108498e+003 | 1.9446e-06 |  | 7.166236794108498e+003 | 3.8839e-06 |  | 7.166236794108498e+003 | 3.364e-06 |  | 7171.2058 | 4.0005e-06 | 33.5584 | 4.0005e-06
7.171205772855417e+003 | 1.1918e-07 | 7171.2058 | 7.171205772855417e+003 | 1.9438e-06 |  | 7.171205772855417e+003 | 3.8822e-06 |  | 7.171205772855417e+003 | 3.3626e-06 |  | 7176.1782 | 4.0005e-06 | 33.5675 | 4.0005e-06
7.176178197029901e+003 | 1.1915e-07 | 7176.1782 | 7.176178197029901e+003 | 1.9429e-06 |  | 7.176178197029901e+003 | 3.8805e-06 |  | 7.176178197029901e+003 | 3.3611e-06 |  | 7181.1541 | 4.0005e-06 | 33.5766 | 4.0005e-06
7.181154069020966e+003 | 1.1911e-07 | 7181.1541 | 7.181154069020966e+003 | 1.9421e-06 |  | 7.181154069020966e+003 | 3.8788e-06 |  | 7.181154069020966e+003 | 3.3597e-06 |  | 7186.1334 | 4.0005e-06 | 33.5857 | 4.0005e-06
7.186133391219285e+003 | 1.1908e-07 | 7186.1334 | 7.186133391219285e+003 | 1.9412e-06 |  | 7.186133391219285e+003 | 3.8771e-06 |  | 7.186133391219285e+003 | 3.3582e-06 |  | 7191.1162 | 4.0005e-06 | 33.5948 | 4.0005e-06
7.191116166017188e+003 | 1.1905e-07 | 7191.1162 | 7.191116166017188e+003 | 1.9404e-06 |  | 7.191116166017188e+003 | 3.8754e-06 |  | 7.191116166017188e+003 | 3.3567e-06 |  | 7196.1024 | 4.0005e-06 | 33.604 | 4.0005e-06
7.196102395808665e+003 | 1.1902e-07 | 7196.1024 | 7.196102395808665e+003 | 1.9395e-06 |  | 7.196102395808665e+003 | 3.8737e-06 |  | 7.196102395808665e+003 | 3.3553e-06 |  | 7201.0921 | 4.0005e-06 | 33.6131 | 4.0005e-06
7.201092082989366e+003 | 1.1898e-07 | 7201.0921 | 7.201092082989366e+003 | 1.9387e-06 |  | 7.201092082989366e+003 | 3.872e-06 |  | 7.201092082989366e+003 | 3.3538e-06 |  | 7206.0852 | 4.0005e-06 | 33.6223 | 4.0005e-06
7.206085229956600e+003 | 1.1895e-07 | 7206.0852 | 7.206085229956600e+003 | 1.9378e-06 |  | 7.206085229956600e+003 | 3.8704e-06 |  | 7.206085229956600e+003 | 3.3523e-06 |  | 7211.0818 | 4.0005e-06 | 33.6314 | 4.0005e-06
7.211081839109339e+003 | 1.1892e-07 | 7211.0818 | 7.211081839109339e+003 | 1.937e-06 |  | 7.211081839109339e+003 | 3.8687e-06 |  | 7.211081839109339e+003 | 3.3509e-06 |  | 7216.0819 | 4.0005e-06 | 33.6406 | 4.0005e-06
7.216081912848220e+003 | 1.1889e-07 | 7216.0819 | 7.216081912848220e+003 | 1.9362e-06 |  | 7.216081912848220e+003 | 3.867e-06 |  | 7.216081912848220e+003 | 3.3494e-06 |  | 7221.0855 | 4.0005e-06 | 33.6498 | 4.0005e-06
7.221085453575543e+003 | 1.1885e-07 | 7221.0855 | 7.221085453575543e+003 | 1.9353e-06 |  | 7.221085453575543e+003 | 3.8653e-06 |  | 7.221085453575543e+003 | 3.3479e-06 |  | 7226.0925 | 4.0005e-06 | 33.659 | 4.0005e-06
7.226092463695276e+003 | 1.1882e-07 | 7226.0925 | 7.226092463695276e+003 | 1.9345e-06 |  | 7.226092463695276e+003 | 3.8636e-06 |  | 7.226092463695276e+003 | 3.3465e-06 |  | 7231.1029 | 4.0005e-06 | 33.6682 | 4.0005e-06
7.231102945613051e+003 | 1.1879e-07 | 7231.1029 | 7.231102945613051e+003 | 1.9336e-06 |  | 7.231102945613051e+003 | 3.8619e-06 |  | 7.231102945613051e+003 | 3.345e-06 |  | 7236.1169 | 4.0005e-06 | 33.6774 | 4.0005e-06
7.236116901736169e+003 | 1.1876e-07 | 7236.1169 | 7.236116901736169e+003 | 1.9328e-06 |  | 7.236116901736169e+003 | 3.8602e-06 |  | 7.236116901736169e+003 | 3.3435e-06 |  | 7241.1343 | 4.0005e-06 | 33.6866 | 4.0005e-06
7.241134334473601e+003 | 1.1872e-07 | 7241.1343 | 7.241134334473601e+003 | 1.9319e-06 |  | 7.241134334473601e+003 | 3.8585e-06 |  | 7.241134334473601e+003 | 3.3421e-06 |  | 7246.1552 | 4.0005e-06 | 33.6959 | 4.0005e-06
7.246155246235987e+003 | 1.1869e-07 | 7246.1552 | 7.246155246235987e+003 | 1.9311e-06 |  | 7.246155246235987e+003 | 3.8568e-06 |  | 7.246155246235987e+003 | 3.3406e-06 |  | 7251.1796 | 4.0005e-06 | 33.7051 | 4.0005e-06
7.251179639435640e+003 | 1.1866e-07 | 7251.1796 | 7.251179639435640e+003 | 1.9302e-06 |  | 7.251179639435640e+003 | 3.8551e-06 |  | 7.251179639435640e+003 | 3.3391e-06 |  | 7256.2075 | 4.0005e-06 | 33.7144 | 4.0005e-06
7.256207516486545e+003 | 1.1863e-07 | 7256.2075 | 7.256207516486545e+003 | 1.9294e-06 |  | 7.256207516486545e+003 | 3.8534e-06 |  | 7.256207516486545e+003 | 3.3376e-06 |  | 7261.2389 | 4.0005e-06 | 33.7237 | 4.0005e-06
7.261238879804359e+003 | 1.1859e-07 | 7261.2389 | 7.261238879804359e+003 | 1.9285e-06 |  | 7.261238879804359e+003 | 3.8517e-06 |  | 7.261238879804359e+003 | 3.3362e-06 |  | 7266.2737 | 4.0005e-06 | 33.7329 | 4.0005e-06
7.266273731806419e+003 | 1.1856e-07 | 7266.2737 | 7.266273731806419e+003 | 1.9277e-06 |  | 7.266273731806419e+003 | 3.85e-06 |  | 7.266273731806419e+003 | 3.3347e-06 |  | 7271.3121 | 4.0005e-06 | 33.7422 | 4.0005e-06
7.271312074911733e+003 | 1.1853e-07 | 7271.3121 | 7.271312074911733e+003 | 1.9268e-06 |  | 7.271312074911733e+003 | 3.8483e-06 |  | 7.271312074911733e+003 | 3.3332e-06 |  | 7276.3539 | 4.0005e-06 | 33.7515 | 4.0005e-06
7.276353911540988e+003 | 1.185e-07 | 7276.3539 | 7.276353911540988e+003 | 1.926e-06 |  | 7.276353911540988e+003 | 3.8466e-06 |  | 7.276353911540988e+003 | 3.3317e-06 |  | 7281.3992 | 4.0005e-06 | 33.7609 | 4.0005e-06
7.281399244116549e+003 | 1.1846e-07 | 7281.3992 | 7.281399244116549e+003 | 1.9251e-06 |  | 7.281399244116549e+003 | 3.8449e-06 |  | 7.281399244116549e+003 | 3.3303e-06 |  | 7286.4481 | 4.0005e-06 | 33.7702 | 4.0005e-06
7.286448075062464e+003 | 1.1843e-07 | 7286.4481 | 7.286448075062464e+003 | 1.9242e-06 |  | 7.286448075062464e+003 | 3.8432e-06 |  | 7.286448075062464e+003 | 3.3288e-06 |  | 7291.5004 | 4.0005e-06 | 33.7795 | 4.0005e-06
7.291500406804457e+003 | 1.184e-07 | 7291.5004 | 7.291500406804457e+003 | 1.9234e-06 |  | 7.291500406804457e+003 | 3.8415e-06 |  | 7.291500406804457e+003 | 3.3273e-06 |  | 7296.5562 | 4.0005e-06 | 33.7888 | 4.0005e-06
7.296556241769937e+003 | 1.1836e-07 | 7296.5562 | 7.296556241769937e+003 | 1.9225e-06 |  | 7.296556241769937e+003 | 3.8398e-06 |  | 7.296556241769937e+003 | 3.3258e-06 |  | 7301.6156 | 4.0005e-06 | 33.7982 | 4.0005e-06
7.301615582387994e+003 | 1.1833e-07 | 7301.6156 | 7.301615582387994e+003 | 1.9217e-06 |  | 7.301615582387994e+003 | 3.838e-06 |  | 7.301615582387994e+003 | 3.3244e-06 |  | 7306.6784 | 4.0005e-06 | 33.8076 | 4.0005e-06
7.306678431089405e+003 | 1.183e-07 | 7306.6784 | 7.306678431089405e+003 | 1.9208e-06 |  | 7.306678431089405e+003 | 3.8363e-06 |  | 7.306678431089405e+003 | 3.3229e-06 |  | 7311.7448 | 4.0005e-06 | 33.8169 | 4.0005e-06
7.311744790306631e+003 | 1.1827e-07 | 7311.7448 | 7.311744790306631e+003 | 1.92e-06 |  | 7.311744790306631e+003 | 3.8346e-06 |  | 7.311744790306631e+003 | 3.3214e-06 |  | 7316.8147 | 4.0005e-06 | 33.8263 | 4.0005e-06
7.316814662473819e+003 | 1.1823e-07 | 7316.8147 | 7.316814662473819e+003 | 1.9191e-06 |  | 7.316814662473819e+003 | 3.8329e-06 |  | 7.316814662473819e+003 | 3.3199e-06 |  | 7321.8881 | 4.0005e-06 | 33.8357 | 4.0005e-06
7.321888050026805e+003 | 1.182e-07 | 7321.8881 | 7.321888050026805e+003 | 1.9183e-06 |  | 7.321888050026805e+003 | 3.8312e-06 |  | 7.321888050026805e+003 | 3.3184e-06 |  | 7326.965 | 4.0005e-06 | 33.8451 | 4.0005e-06
7.326964955403112e+003 | 1.1817e-07 | 7326.965 | 7.326964955403112e+003 | 1.9174e-06 |  | 7.326964955403112e+003 | 3.8295e-06 |  | 7.326964955403112e+003 | 3.317e-06 |  | 7332.0454 | 4.0005e-06 | 33.8546 | 4.0005e-06
7.332045381041957e+003 | 1.1813e-07 | 7332.0454 | 7.332045381041957e+003 | 1.9166e-06 |  | 7.332045381041957e+003 | 3.8278e-06 |  | 7.332045381041957e+003 | 3.3155e-06 |  | 7337.1293 | 4.0005e-06 | 33.864 | 4.0005e-06
7.337129329384244e+003 | 1.181e-07 | 7337.1293 | 7.337129329384244e+003 | 1.9157e-06 |  | 7.337129329384244e+003 | 3.8261e-06 |  | 7.337129329384244e+003 | 3.314e-06 |  | 7342.2168 | 4.0005e-06 | 33.8734 | 4.0005e-06
7.342216802872571e+003 | 1.1807e-07 | 7342.2168 | 7.342216802872571e+003 | 1.9148e-06 |  | 7.342216802872571e+003 | 3.8244e-06 |  | 7.342216802872571e+003 | 3.3125e-06 |  | 7347.3078 | 4.0005e-06 | 33.8829 | 4.0005e-06
7.347307803951232e+003 | 1.1804e-07 | 7347.3078 | 7.347307803951232e+003 | 1.914e-06 |  | 7.347307803951232e+003 | 3.8226e-06 |  | 7.347307803951232e+003 | 3.311e-06 |  | 7352.4023 | 4.0005e-06 | 33.8924 | 4.0005e-06
7.352402335066212e+003 | 1.18e-07 | 7352.4023 | 7.352402335066212e+003 | 1.9131e-06 |  | 7.352402335066212e+003 | 3.8209e-06 |  | 7.352402335066212e+003 | 3.3095e-06 |  | 7357.5004 | 4.0005e-06 | 33.9018 | 4.0005e-06
7.357500398665196e+003 | 1.1797e-07 | 7357.5004 | 7.357500398665196e+003 | 1.9123e-06 |  | 7.357500398665196e+003 | 3.8192e-06 |  | 7.357500398665196e+003 | 3.308e-06 |  | 7362.602 | 4.0005e-06 | 33.9113 | 4.0005e-06
7.362601997197562e+003 | 1.1794e-07 | 7362.602 | 7.362601997197562e+003 | 1.9114e-06 |  | 7.362601997197562e+003 | 3.8175e-06 |  | 7.362601997197562e+003 | 3.3065e-06 |  | 7367.7071 | 4.0005e-06 | 33.9208 | 4.0005e-06
7.367707133114390e+003 | 1.179e-07 | 7367.7071 | 7.367707133114390e+003 | 1.9105e-06 |  | 7.367707133114390e+003 | 3.8158e-06 |  | 7.367707133114390e+003 | 3.3051e-06 |  | 7372.8158 | 4.0005e-06 | 33.9303 | 4.0005e-06
7.372815808868458e+003 | 1.1787e-07 | 7372.8158 | 7.372815808868458e+003 | 1.9097e-06 |  | 7.372815808868458e+003 | 3.814e-06 |  | 7.372815808868458e+003 | 3.3036e-06 |  | 7377.928 | 4.0005e-06 | 33.9398 | 4.0005e-06
7.377928026914244e+003 | 1.1784e-07 | 7377.928 | 7.377928026914244e+003 | 1.9088e-06 |  | 7.377928026914244e+003 | 3.8123e-06 |  | 7.377928026914244e+003 | 3.3021e-06 |  | 7383.0438 | 4.0005e-06 | 33.9493 | 4.0005e-06
7.383043789707928e+003 | 1.178e-07 | 7383.0438 | 7.383043789707928e+003 | 1.908e-06 |  | 7.383043789707928e+003 | 3.8106e-06 |  | 7.383043789707928e+003 | 3.3006e-06 |  | 7388.1631 | 4.0005e-06 | 33.9589 | 4.0005e-06
7.388163099707395e+003 | 1.1777e-07 | 7388.1631 | 7.388163099707395e+003 | 1.9071e-06 |  | 7.388163099707395e+003 | 3.8089e-06 |  | 7.388163099707395e+003 | 3.2991e-06 |  | 7393.286 | 4.0005e-06 | 33.9685 | 4.0005e-06
7.393285959372233e+003 | 1.1774e-07 | 7393.286 | 7.393285959372233e+003 | 1.9062e-06 |  | 7.393285959372233e+003 | 3.8072e-06 |  | 7.393285959372233e+003 | 3.2976e-06 |  | 7398.4124 | 4.0005e-06 | 33.978 | 4.0005e-06
7.398412371163735e+003 | 1.177e-07 | 7398.4124 | 7.398412371163735e+003 | 1.9054e-06 |  | 7.398412371163735e+003 | 3.8054e-06 |  | 7.398412371163735e+003 | 3.2961e-06 |  | 7403.5423 | 4.0005e-06 | 33.9876 | 4.0005e-06
7.403542337544902e+003 | 1.1767e-07 | 7403.5423 | 7.403542337544902e+003 | 1.9045e-06 |  | 7.403542337544902e+003 | 3.8037e-06 |  | 7.403542337544902e+003 | 3.2946e-06 |  | 7408.6759 | 4.0005e-06 | 33.9972 | 4.0005e-06
7.408675860980440e+003 | 1.1764e-07 | 7408.6759 | 7.408675860980440e+003 | 1.9036e-06 |  | 7.408675860980440e+003 | 3.802e-06 |  | 7.408675860980440e+003 | 3.2931e-06 |  | 7413.8129 | 4.0005e-06 | 34.0068 | 4.0005e-06
7.413812943936768e+003 | 1.176e-07 | 7413.8129 | 7.413812943936768e+003 | 1.9028e-06 |  | 7.413812943936768e+003 | 3.8003e-06 |  | 7.413812943936768e+003 | 3.2916e-06 |  | 7418.9536 | 4.0005e-06 | 34.0164 | 4.0005e-06
7.418953588882012e+003 | 1.1757e-07 | 7418.9536 | 7.418953588882012e+003 | 1.9019e-06 |  | 7.418953588882012e+003 | 3.7985e-06 |  | 7.418953588882012e+003 | 3.2901e-06 |  | 7424.0978 | 4.0005e-06 | 34.026 | 4.0005e-06
7.424097798286010e+003 | 1.1754e-07 | 7424.0978 | 7.424097798286010e+003 | 1.9011e-06 |  | 7.424097798286010e+003 | 3.7968e-06 |  | 7.424097798286010e+003 | 3.2886e-06 |  | 7429.2456 | 4.0005e-06 | 34.0356 | 4.0005e-06
7.429245574620314e+003 | 1.175e-07 | 7429.2456 | 7.429245574620314e+003 | 1.9002e-06 |  | 7.429245574620314e+003 | 3.7951e-06 |  | 7.429245574620314e+003 | 3.2871e-06 |  | 7434.3969 | 4.0005e-06 | 34.0452 | 4.0005e-06
7.434396920358188e+003 | 1.1747e-07 | 7434.3969 | 7.434396920358188e+003 | 1.8993e-06 |  | 7.434396920358188e+003 | 3.7933e-06 |  | 7.434396920358188e+003 | 3.2856e-06 |  | 7439.5518 | 4.0005e-06 | 34.0549 | 4.0005e-06
7.439551837974613e+003 | 1.1744e-07 | 7439.5518 | 7.439551837974613e+003 | 1.8985e-06 |  | 7.439551837974613e+003 | 3.7916e-06 |  | 7.439551837974613e+003 | 3.2841e-06 |  | 7444.7103 | 4.0005e-06 | 34.0645 | 4.0005e-06
7.444710329946283e+003 | 1.174e-07 | 7444.7103 | 7.444710329946283e+003 | 1.8976e-06 |  | 7.444710329946283e+003 | 3.7899e-06 |  | 7.444710329946283e+003 | 3.2826e-06 |  | 7449.8724 | 4.0005e-06 | 34.0742 | 4.0005e-06
7.449872398751612e+003 | 1.1737e-07 | 7449.8724 | 7.449872398751612e+003 | 1.8967e-06 |  | 7.449872398751612e+003 | 3.7881e-06 |  | 7.449872398751612e+003 | 3.2811e-06 |  | 7455.038 | 4.0005e-06 | 34.0839 | 4.0005e-06
7.455038046870732e+003 | 1.1734e-07 | 7455.038 | 7.455038046870732e+003 | 1.8959e-06 |  | 7.455038046870732e+003 | 3.7864e-06 |  | 7.455038046870732e+003 | 3.2796e-06 |  | 7460.2073 | 4.0005e-06 | 34.0936 | 4.0005e-06
7.460207276785494e+003 | 1.173e-07 | 7460.2073 | 7.460207276785494e+003 | 1.895e-06 |  | 7.460207276785494e+003 | 3.7847e-06 |  | 7.460207276785494e+003 | 3.2781e-06 |  | 7465.3801 | 4.0005e-06 | 34.1033 | 4.0005e-06
7.465380090979470e+003 | 1.1727e-07 | 7465.3801 | 7.465380090979470e+003 | 1.8941e-06 |  | 7.465380090979470e+003 | 3.7829e-06 |  | 7.465380090979470e+003 | 3.2766e-06 |  | 7470.5565 | 4.0005e-06 | 34.113 | 4.0005e-06
7.470556491937954e+003 | 1.1724e-07 | 7470.5565 | 7.470556491937954e+003 | 1.8933e-06 |  | 7.470556491937954e+003 | 3.7812e-06 |  | 7.470556491937954e+003 | 3.2751e-06 |  | 7475.7365 | 4.0005e-06 | 34.1227 | 4.0005e-06
7.475736482147964e+003 | 1.172e-07 | 7475.7365 | 7.475736482147964e+003 | 1.8924e-06 |  | 7.475736482147964e+003 | 3.7795e-06 |  | 7.475736482147964e+003 | 3.2736e-06 |  | 7480.9201 | 4.0005e-06 | 34.1325 | 4.0005e-06
7.480920064098243e+003 | 1.1717e-07 | 7480.9201 | 7.480920064098243e+003 | 1.8915e-06 |  | 7.480920064098243e+003 | 3.7777e-06 |  | 7.480920064098243e+003 | 3.2721e-06 |  | 7486.1072 | 4.0005e-06 | 34.1422 | 4.0005e-06
7.486107240279256e+003 | 1.1714e-07 | 7486.1072 | 7.486107240279256e+003 | 1.8907e-06 |  | 7.486107240279256e+003 | 3.776e-06 |  | 7.486107240279256e+003 | 3.2706e-06 |  | 7491.298 | 4.0005e-06 | 34.152 | 4.0005e-06
7.491298013183199e+003 | 1.171e-07 | 7491.298 | 7.491298013183199e+003 | 1.8898e-06 |  | 7.491298013183199e+003 | 3.7743e-06 |  | 7.491298013183199e+003 | 3.2691e-06 |  | 7496.4924 | 4.0005e-06 | 34.1617 | 4.0005e-06
7.496492385303996e+003 | 1.1707e-07 | 7496.4924 | 7.496492385303996e+003 | 1.8889e-06 |  | 7.496492385303996e+003 | 3.7725e-06 |  | 7.496492385303996e+003 | 3.2676e-06 |  | 7501.6904 | 4.0005e-06 | 34.1715 | 4.0005e-06
7.501690359137297e+003 | 1.1704e-07 | 7501.6904 | 7.501690359137297e+003 | 1.888e-06 |  | 7.501690359137297e+003 | 3.7708e-06 |  | 7.501690359137297e+003 | 3.2661e-06 |  | 7506.8919 | 4.0005e-06 | 34.1813 | 4.0005e-06
7.506891937180485e+003 | 1.17e-07 | 7506.8919 | 7.506891937180485e+003 | 1.8872e-06 |  | 7.506891937180485e+003 | 3.769e-06 |  | 7.506891937180485e+003 | 3.2646e-06 |  | 7512.0971 | 4.0005e-06 | 34.1911 | 4.0005e-06
7.512097121932673e+003 | 1.1697e-07 | 7512.0971 | 7.512097121932673e+003 | 1.8863e-06 |  | 7.512097121932673e+003 | 3.7673e-06 |  | 7.512097121932673e+003 | 3.2631e-06 |  | 7517.3059 | 4.0005e-06 | 34.2009 | 4.0005e-06
7.517305915894710e+003 | 1.1694e-07 | 7517.3059 | 7.517305915894710e+003 | 1.8854e-06 |  | 7.517305915894710e+003 | 3.7656e-06 |  | 7.517305915894710e+003 | 3.2616e-06 |  | 7522.5183 | 4.0005e-06 | 34.2108 | 4.0005e-06
7.522518321569174e+003 | 1.169e-07 | 7522.5183 | 7.522518321569174e+003 | 1.8846e-06 |  | 7.522518321569174e+003 | 3.7638e-06 |  | 7.522518321569174e+003 | 3.2601e-06 |  | 7527.7343 | 4.0005e-06 | 34.2206 | 4.0005e-06
7.527734341460383e+003 | 1.1687e-07 | 7527.7343 | 7.527734341460383e+003 | 1.8837e-06 |  | 7.527734341460383e+003 | 3.7621e-06 |  | 7.527734341460383e+003 | 3.2586e-06 |  | 7532.954 | 4.0005e-06 | 34.2304 | 4.0005e-06
7.532953978074390e+003 | 1.1684e-07 | 7532.954 | 7.532953978074390e+003 | 1.8828e-06 |  | 7.532953978074390e+003 | 3.7603e-06 |  | 7.532953978074390e+003 | 3.257e-06 |  | 7538.1772 | 4.0005e-06 | 34.2403 | 4.0005e-06
7.538177233918983e+003 | 1.168e-07 | 7538.1772 | 7.538177233918983e+003 | 1.8819e-06 |  | 7.538177233918983e+003 | 3.7586e-06 |  | 7.538177233918983e+003 | 3.2555e-06 |  | 7543.4041 | 4.0005e-06 | 34.2502 | 4.0005e-06
7.543404111503694e+003 | 1.1677e-07 | 7543.4041 | 7.543404111503694e+003 | 1.8811e-06 |  | 7.543404111503694e+003 | 3.7568e-06 |  | 7.543404111503694e+003 | 3.254e-06 |  | 7548.6346 | 4.0005e-06 | 34.26 | 4.0005e-06
7.548634613339789e+003 | 1.1673e-07 | 7548.6346 | 7.548634613339789e+003 | 1.8802e-06 |  | 7.548634613339789e+003 | 3.7551e-06 |  | 7.548634613339789e+003 | 3.2525e-06 |  | 7553.8687 | 4.0005e-06 | 34.2699 | 4.0005e-06
7.553868741940281e+003 | 1.167e-07 | 7553.8687 | 7.553868741940281e+003 | 1.8793e-06 |  | 7.553868741940281e+003 | 3.7533e-06 |  | 7.553868741940281e+003 | 3.251e-06 |  | 7559.1065 | 4.0005e-06 | 34.2798 | 4.0005e-06
7.559106499819923e+003 | 1.1667e-07 | 7559.1065 | 7.559106499819923e+003 | 1.8784e-06 |  | 7.559106499819923e+003 | 3.7516e-06 |  | 7.559106499819923e+003 | 3.2495e-06 |  | 7564.3479 | 4.0005e-06 | 34.2897 | 4.0005e-06
7.564347889495210e+003 | 1.1663e-07 | 7564.3479 | 7.564347889495210e+003 | 1.8776e-06 |  | 7.564347889495210e+003 | 3.7498e-06 |  | 7.564347889495210e+003 | 3.248e-06 |  | 7569.5929 | 4.0005e-06 | 34.2997 | 4.0005e-06
7.569592913484384e+003 | 1.166e-07 | 7569.5929 | 7.569592913484384e+003 | 1.8767e-06 |  | 7.569592913484384e+003 | 3.7481e-06 |  | 7.569592913484384e+003 | 3.2464e-06 |  | 7574.8416 | 4.0005e-06 | 34.3096 | 4.0005e-06
7.574841574307433e+003 | 1.1657e-07 | 7574.8416 | 7.574841574307433e+003 | 1.8758e-06 |  | 7.574841574307433e+003 | 3.7463e-06 |  | 7.574841574307433e+003 | 3.2449e-06 |  | 7580.0939 | 4.0005e-06 | 34.3195 | 4.0005e-06
7.580093874486092e+003 | 1.1653e-07 | 7580.0939 | 7.580093874486092e+003 | 1.8749e-06 |  | 7.580093874486092e+003 | 3.7446e-06 |  | 7.580093874486092e+003 | 3.2434e-06 |  | 7585.3498 | 4.0005e-06 | 34.3295 | 4.0005e-06
7.585349816543845e+003 | 1.165e-07 | 7585.3498 | 7.585349816543845e+003 | 1.8741e-06 |  | 7.585349816543845e+003 | 3.7428e-06 |  | 7.585349816543845e+003 | 3.2419e-06 |  | 7590.6094 | 4.0005e-06 | 34.3395 | 4.0005e-06
7.590609403005925e+003 | 1.1646e-07 | 7590.6094 | 7.590609403005925e+003 | 1.8732e-06 |  | 7.590609403005925e+003 | 3.7411e-06 |  | 7.590609403005925e+003 | 3.2404e-06 |  | 7595.8726 | 4.0005e-06 | 34.3495 | 4.0005e-06
7.595872636399316e+003 | 1.1643e-07 | 7595.8726 | 7.595872636399316e+003 | 1.8723e-06 |  | 7.595872636399316e+003 | 3.7393e-06 |  | 7.595872636399316e+003 | 3.2389e-06 |  | 7601.1395 | 4.0005e-06 | 34.3595 | 4.0005e-06
7.601139519252754e+003 | 1.164e-07 | 7601.1395 | 7.601139519252754e+003 | 1.8714e-06 |  | 7.601139519252754e+003 | 3.7376e-06 |  | 7.601139519252754e+003 | 3.2373e-06 |  | 7606.4101 | 4.0005e-06 | 34.3695 | 4.0005e-06
7.606410054096730e+003 | 1.1636e-07 | 7606.4101 | 7.606410054096730e+003 | 1.8706e-06 |  | 7.606410054096730e+003 | 3.7358e-06 |  | 7.606410054096730e+003 | 3.2358e-06 |  | 7611.6842 | 4.0005e-06 | 34.3795 | 4.0005e-06
7.611684243463488e+003 | 1.1633e-07 | 7611.6842 | 7.611684243463488e+003 | 1.8697e-06 |  | 7.611684243463488e+003 | 3.734e-06 |  | 7.611684243463488e+003 | 3.2343e-06 |  | 7616.9621 | 4.0005e-06 | 34.3895 | 4.0005e-06
7.616962089887029e+003 | 1.1629e-07 | 7616.9621 | 7.616962089887029e+003 | 1.8688e-06 |  | 7.616962089887029e+003 | 3.7323e-06 |  | 7.616962089887029e+003 | 3.2328e-06 |  | 7622.2436 | 4.0005e-06 | 34.3995 | 4.0005e-06
7.622243595903108e+003 | 1.1626e-07 | 7622.2436 | 7.622243595903108e+003 | 1.8679e-06 |  | 7.622243595903108e+003 | 3.7305e-06 |  | 7.622243595903108e+003 | 3.2312e-06 |  | 7627.5288 | 4.0005e-06 | 34.4096 | 4.0005e-06
7.627528764049243e+003 | 1.1623e-07 | 7627.5288 | 7.627528764049243e+003 | 1.867e-06 |  | 7.627528764049243e+003 | 3.7288e-06 |  | 7.627528764049243e+003 | 3.2297e-06 |  | 7632.8176 | 4.0005e-06 | 34.4197 | 4.0005e-06
7.632817596864707e+003 | 1.1619e-07 | 7632.8176 | 7.632817596864707e+003 | 1.8662e-06 |  | 7.632817596864707e+003 | 3.727e-06 |  | 7.632817596864707e+003 | 3.2282e-06 |  | 7638.1101 | 4.0005e-06 | 34.4297 | 4.0005e-06
7.638110096890538e+003 | 1.1616e-07 | 7638.1101 | 7.638110096890538e+003 | 1.8653e-06 |  | 7.638110096890538e+003 | 3.7253e-06 |  | 7.638110096890538e+003 | 3.2267e-06 |  | 7643.4063 | 4.0005e-06 | 34.4398 | 4.0005e-06
7.643406266669533e+003 | 1.1612e-07 | 7643.4063 | 7.643406266669533e+003 | 1.8644e-06 |  | 7.643406266669533e+003 | 3.7235e-06 |  | 7.643406266669533e+003 | 3.2251e-06 |  | 7648.7061 | 4.0005e-06 | 34.4499 | 4.0005e-06
7.648706108746252e+003 | 1.1609e-07 | 7648.7061 | 7.648706108746252e+003 | 1.8635e-06 |  | 7.648706108746252e+003 | 3.7217e-06 |  | 7.648706108746252e+003 | 3.2236e-06 |  | 7654.0096 | 4.0005e-06 | 34.46 | 4.0005e-06
7.654009625667020e+003 | 1.1606e-07 | 7654.0096 | 7.654009625667020e+003 | 1.8626e-06 |  | 7.654009625667020e+003 | 3.72e-06 |  | 7.654009625667020e+003 | 3.2221e-06 |  | 7659.3168 | 4.0005e-06 | 34.4701 | 4.0005e-06
7.659316819979929e+003 | 1.1602e-07 | 7659.3168 | 7.659316819979929e+003 | 1.8617e-06 |  | 7.659316819979929e+003 | 3.7182e-06 |  | 7.659316819979929e+003 | 3.2206e-06 |  | 7664.6277 | 4.0005e-06 | 34.4802 | 4.0005e-06
7.664627694234837e+003 | 1.1599e-07 | 7664.6277 | 7.664627694234837e+003 | 1.8609e-06 |  | 7.664627694234837e+003 | 3.7164e-06 |  | 7.664627694234837e+003 | 3.219e-06 |  | 7669.9423 | 4.0005e-06 | 34.4904 | 4.0005e-06
7.669942250983368e+003 | 1.1595e-07 | 7669.9423 | 7.669942250983368e+003 | 1.86e-06 |  | 7.669942250983368e+003 | 3.7147e-06 |  | 7.669942250983368e+003 | 3.2175e-06 |  | 7675.2605 | 4.0005e-06 | 34.5006 | 4.0005e-06
7.675260492778917e+003 | 1.1592e-07 | 7675.2605 | 7.675260492778917e+003 | 1.8591e-06 |  | 7.675260492778917e+003 | 3.7129e-06 |  | 7.675260492778917e+003 | 3.216e-06 |  | 7680.5824 | 4.0005e-06 | 34.5107 | 4.0005e-06
7.680582422176650e+003 | 1.1589e-07 | 7680.5824 | 7.680582422176650e+003 | 1.8582e-06 |  | 7.680582422176650e+003 | 3.7111e-06 |  | 7.680582422176650e+003 | 3.2144e-06 |  | 7685.908 | 4.0005e-06 | 34.5209 | 4.0005e-06
7.685908041733504e+003 | 1.1585e-07 | 7685.908 | 7.685908041733504e+003 | 1.8573e-06 |  | 7.685908041733504e+003 | 3.7094e-06 |  | 7.685908041733504e+003 | 3.2129e-06 |  | 7691.2374 | 4.0005e-06 | 34.5311 | 4.0005e-06
7.691237354008190e+003 | 1.1582e-07 | 7691.2374 | 7.691237354008190e+003 | 1.8564e-06 |  | 7.691237354008190e+003 | 3.7076e-06 |  | 7.691237354008190e+003 | 3.2114e-06 |  | 7696.5704 | 4.0005e-06 | 34.5413 | 4.0005e-06
7.696570361561191e+003 | 1.1578e-07 | 7696.5704 | 7.696570361561191e+003 | 1.8556e-06 |  | 7.696570361561191e+003 | 3.7058e-06 |  | 7.696570361561191e+003 | 3.2099e-06 |  | 7701.9071 | 4.0005e-06 | 34.5515 | 4.0005e-06
7.701907066954767e+003 | 1.1575e-07 | 7701.9071 | 7.701907066954767e+003 | 1.8547e-06 |  | 7.701907066954767e+003 | 3.7041e-06 |  | 7.701907066954767e+003 | 3.2083e-06 |  | 7707.2475 | 4.0005e-06 | 34.5617 | 4.0005e-06
7.707247472752955e+003 | 1.1571e-07 | 7707.2475 | 7.707247472752955e+003 | 1.8538e-06 |  | 7.707247472752955e+003 | 3.7023e-06 |  | 7.707247472752955e+003 | 3.2068e-06 |  | 7712.5916 | 4.0005e-06 | 34.5719 | 4.0005e-06
7.712591581521569e+003 | 1.1568e-07 | 7712.5916 | 7.712591581521569e+003 | 1.8529e-06 |  | 7.712591581521569e+003 | 3.7005e-06 |  | 7.712591581521569e+003 | 3.2053e-06 |  | 7717.9394 | 4.0005e-06 | 34.5822 | 4.0005e-06
7.717939395828200e+003 | 1.1565e-07 | 7717.9394 | 7.717939395828200e+003 | 1.852e-06 |  | 7.717939395828200e+003 | 3.6987e-06 |  | 7.717939395828200e+003 | 3.2037e-06 |  | 7723.2909 | 4.0005e-06 | 34.5924 | 4.0005e-06
7.723290918242225e+003 | 1.1561e-07 | 7723.2909 | 7.723290918242225e+003 | 1.8511e-06 |  | 7.723290918242225e+003 | 3.697e-06 |  | 7.723290918242225e+003 | 3.2022e-06 |  | 7728.6462 | 4.0005e-06 | 34.6027 | 4.0005e-06
7.728646151334797e+003 | 1.1558e-07 | 7728.6462 | 7.728646151334797e+003 | 1.8502e-06 |  | 7.728646151334797e+003 | 3.6952e-06 |  | 7.728646151334797e+003 | 3.2006e-06 |  | 7734.0051 | 4.0005e-06 | 34.613 | 4.0005e-06
7.734005097678854e+003 | 1.1554e-07 | 7734.0051 | 7.734005097678854e+003 | 1.8494e-06 |  | 7.734005097678854e+003 | 3.6934e-06 |  | 7.734005097678854e+003 | 3.1991e-06 |  | 7739.3678 | 4.0005e-06 | 34.6233 | 4.0005e-06
7.739367759849120e+003 | 1.1551e-07 | 7739.3678 | 7.739367759849120e+003 | 1.8485e-06 |  | 7.739367759849120e+003 | 3.6917e-06 |  | 7.739367759849120e+003 | 3.1976e-06 |  | 7744.7341 | 4.0005e-06 | 34.6336 | 4.0005e-06
7.744734140422100e+003 | 1.1547e-07 | 7744.7341 | 7.744734140422100e+003 | 1.8476e-06 |  | 7.744734140422100e+003 | 3.6899e-06 |  | 7.744734140422100e+003 | 3.196e-06 |  | 7750.1042 | 4.0005e-06 | 34.6439 | 4.0005e-06
7.750104241976089e+003 | 1.1544e-07 | 7750.1042 | 7.750104241976089e+003 | 1.8467e-06 |  | 7.750104241976089e+003 | 3.6881e-06 |  | 7.750104241976089e+003 | 3.1945e-06 |  | 7755.4781 | 4.0005e-06 | 34.6542 | 4.0005e-06
7.755478067091168e+003 | 1.154e-07 | 7755.4781 | 7.755478067091168e+003 | 1.8458e-06 |  | 7.755478067091168e+003 | 3.6863e-06 |  | 7.755478067091168e+003 | 3.193e-06 |  | 7760.8556 | 4.0005e-06 | 34.6645 | 4.0005e-06
7.760855618349207e+003 | 1.1537e-07 | 7760.8556 | 7.760855618349207e+003 | 1.8449e-06 |  | 7.760855618349207e+003 | 3.6845e-06 |  | 7.760855618349207e+003 | 3.1914e-06 |  | 7766.2369 | 4.0005e-06 | 34.6749 | 4.0005e-06
7.766236898333869e+003 | 1.1534e-07 | 7766.2369 | 7.766236898333869e+003 | 1.844e-06 |  | 7.766236898333869e+003 | 3.6828e-06 |  | 7.766236898333869e+003 | 3.1899e-06 |  | 7771.6219 | 4.0005e-06 | 34.6852 | 4.0005e-06
7.771621909630606e+003 | 1.153e-07 | 7771.6219 | 7.771621909630606e+003 | 1.8431e-06 |  | 7.771621909630606e+003 | 3.681e-06 |  | 7.771621909630606e+003 | 3.1883e-06 |  | 7777.0107 | 4.0005e-06 | 34.6956 | 4.0005e-06
7.777010654826660e+003 | 1.1527e-07 | 7777.0107 | 7.777010654826660e+003 | 1.8422e-06 |  | 7.777010654826660e+003 | 3.6792e-06 |  | 7.777010654826660e+003 | 3.1868e-06 |  | 7782.4031 | 4.0005e-06 | 34.706 | 4.0005e-06
7.782403136511073e+003 | 1.1523e-07 | 7782.4031 | 7.782403136511073e+003 | 1.8413e-06 |  | 7.782403136511073e+003 | 3.6774e-06 |  | 7.782403136511073e+003 | 3.1852e-06 |  | 7787.7994 | 4.0005e-06 | 34.7164 | 4.0005e-06
7.787799357274678e+003 | 1.152e-07 | 7787.7994 | 7.787799357274678e+003 | 1.8405e-06 |  | 7.787799357274678e+003 | 3.6756e-06 |  | 7.787799357274678e+003 | 3.1837e-06 |  | 7793.1993 | 4.0005e-06 | 34.7268 | 4.0005e-06
7.793199319710106e+003 | 1.1516e-07 | 7793.1993 | 7.793199319710106e+003 | 1.8396e-06 |  | 7.793199319710106e+003 | 3.6739e-06 |  | 7.793199319710106e+003 | 3.1822e-06 |  | 7798.603 | 4.0005e-06 | 34.7372 | 4.0005e-06
7.798603026411784e+003 | 1.1513e-07 | 7798.603 | 7.798603026411784e+003 | 1.8387e-06 |  | 7.798603026411784e+003 | 3.6721e-06 |  | 7.798603026411784e+003 | 3.1806e-06 |  | 7804.0105 | 4.0005e-06 | 34.7477 | 4.0005e-06
7.804010479975942e+003 | 1.1509e-07 | 7804.0105 | 7.804010479975942e+003 | 1.8378e-06 |  | 7.804010479975942e+003 | 3.6703e-06 |  | 7.804010479975942e+003 | 3.1791e-06 |  | 7809.4217 | 4.0005e-06 | 34.7581 | 4.0005e-06
7.809421683000605e+003 | 1.1506e-07 | 7809.4217 | 7.809421683000605e+003 | 1.8369e-06 |  | 7.809421683000605e+003 | 3.6685e-06 |  | 7.809421683000605e+003 | 3.1775e-06 |  | 7814.8366 | 4.0005e-06 | 34.7685 | 4.0005e-06
7.814836638085603e+003 | 1.1503e-07 | 7814.8366 | 7.814836638085603e+003 | 1.836e-06 |  | 7.814836638085603e+003 | 3.6667e-06 |  | 7.814836638085603e+003 | 3.176e-06 |  | 7820.2553 | 4.0005e-06 | 34.779 | 4.0005e-06
7.820255347832567e+003 | 1.1499e-07 | 7820.2553 | 7.820255347832567e+003 | 1.8351e-06 |  | 7.820255347832567e+003 | 3.6649e-06 |  | 7.820255347832567e+003 | 3.1744e-06 |  | 7825.6778 | 4.0005e-06 | 34.7895 | 4.0005e-06
7.825677814844934e+003 | 1.1496e-07 | 7825.6778 | 7.825677814844934e+003 | 1.8342e-06 |  | 7.825677814844934e+003 | 3.6631e-06 |  | 7.825677814844934e+003 | 3.1729e-06 |  | 7831.104 | 4.0005e-06 | 34.8 | 4.0005e-06
7.831104041727943e+003 | 1.1492e-07 | 7831.104 | 7.831104041727943e+003 | 1.8333e-06 |  | 7.831104041727943e+003 | 3.6614e-06 |  | 7.831104041727943e+003 | 3.1713e-06 |  | 7836.534 | 4.0005e-06 | 34.8105 | 4.0005e-06
7.836534031088641e+003 | 1.1489e-07 | 7836.534 | 7.836534031088641e+003 | 1.8324e-06 |  | 7.836534031088641e+003 | 3.6596e-06 |  | 7.836534031088641e+003 | 3.1698e-06 |  | 7841.9678 | 4.0005e-06 | 34.821 | 4.0005e-06
7.841967785535885e+003 | 1.1485e-07 | 7841.9678 | 7.841967785535885e+003 | 1.8315e-06 |  | 7.841967785535885e+003 | 3.6578e-06 |  | 7.841967785535885e+003 | 3.1682e-06 |  | 7847.4053 | 4.0005e-06 | 34.8315 | 4.0005e-06
7.847405307680337e+003 | 1.1482e-07 | 7847.4053 | 7.847405307680337e+003 | 1.8306e-06 |  | 7.847405307680337e+003 | 3.656e-06 |  | 7.847405307680337e+003 | 3.1667e-06 |  | 7852.8466 | 4.0005e-06 | 34.842 | 4.0005e-06
7.852846600134471e+003 | 1.1478e-07 | 7852.8466 | 7.852846600134471e+003 | 1.8297e-06 |  | 7.852846600134471e+003 | 3.6542e-06 |  | 7.852846600134471e+003 | 3.1651e-06 |  | 7858.2917 | 4.0005e-06 | 34.8526 | 4.0005e-06
7.858291665512573e+003 | 1.1475e-07 | 7858.2917 | 7.858291665512573e+003 | 1.8288e-06 |  | 7.858291665512573e+003 | 3.6524e-06 |  | 7.858291665512573e+003 | 3.1636e-06 |  | 7863.7405 | 4.0005e-06 | 34.8631 | 4.0005e-06
7.863740506430741e+003 | 1.1471e-07 | 7863.7405 | 7.863740506430741e+003 | 1.8279e-06 |  | 7.863740506430741e+003 | 3.6506e-06 |  | 7.863740506430741e+003 | 3.162e-06 |  | 7869.1931 | 4.0005e-06 | 34.8737 | 4.0005e-06
7.869193125506888e+003 | 1.1468e-07 | 7869.1931 | 7.869193125506888e+003 | 1.827e-06 |  | 7.869193125506888e+003 | 3.6488e-06 |  | 7.869193125506888e+003 | 3.1605e-06 |  | 7874.6495 | 4.0005e-06 | 34.8843 | 4.0005e-06
7.874649525360740e+003 | 1.1464e-07 | 7874.6495 | 7.874649525360740e+003 | 1.8261e-06 |  | 7.874649525360740e+003 | 3.647e-06 |  | 7.874649525360740e+003 | 3.1589e-06 |  | 7880.1097 | 4.0005e-06 | 34.8949 | 4.0005e-06
7.880109708613842e+003 | 1.1461e-07 | 7880.1097 | 7.880109708613842e+003 | 1.8252e-06 |  | 7.880109708613842e+003 | 3.6452e-06 |  | 7.880109708613842e+003 | 3.1574e-06 |  | 7885.5737 | 4.0005e-06 | 34.9055 | 4.0005e-06
7.885573677889554e+003 | 1.1457e-07 | 7885.5737 | 7.885573677889554e+003 | 1.8243e-06 |  | 7.885573677889554e+003 | 3.6434e-06 |  | 7.885573677889554e+003 | 3.1558e-06 |  | 7891.0414 | 4.0005e-06 | 34.9161 | 4.0005e-06
7.891041435813058e+003 | 1.1454e-07 | 7891.0414 | 7.891041435813058e+003 | 1.8235e-06 |  | 7.891041435813058e+003 | 3.6416e-06 |  | 7.891041435813058e+003 | 3.1543e-06 |  | 7896.513 | 4.0005e-06 | 34.9267 | 4.0005e-06
7.896512985011355e+003 | 1.145e-07 | 7896.513 | 7.896512985011355e+003 | 1.8226e-06 |  | 7.896512985011355e+003 | 3.6398e-06 |  | 7.896512985011355e+003 | 3.1527e-06 |  | 7901.9883 | 4.0005e-06 | 34.9374 | 4.0005e-06
7.901988328113268e+003 | 1.1447e-07 | 7901.9883 | 7.901988328113268e+003 | 1.8217e-06 |  | 7.901988328113268e+003 | 3.638e-06 |  | 7.901988328113268e+003 | 3.1511e-06 |  | 7907.4675 | 4.0005e-06 | 34.948 | 4.0005e-06
7.907467467749440e+003 | 1.1443e-07 | 7907.4675 | 7.907467467749440e+003 | 1.8208e-06 |  | 7.907467467749440e+003 | 3.6362e-06 |  | 7.907467467749440e+003 | 3.1496e-06 |  | 7912.9504 | 4.0005e-06 | 34.9587 | 4.0005e-06
7.912950406552342e+003 | 1.144e-07 | 7912.9504 | 7.912950406552342e+003 | 1.8199e-06 |  | 7.912950406552342e+003 | 3.6344e-06 |  | 7.912950406552342e+003 | 3.148e-06 |  | 7918.4371 | 4.0005e-06 | 34.9694 | 4.0005e-06
7.918437147156267e+003 | 1.1436e-07 | 7918.4371 | 7.918437147156267e+003 | 1.819e-06 |  | 7.918437147156267e+003 | 3.6326e-06 |  | 7.918437147156267e+003 | 3.1465e-06 |  | 7923.9277 | 4.0005e-06 | 34.9801 | 4.0005e-06
7.923927692197339e+003 | 1.1433e-07 | 7923.9277 | 7.923927692197339e+003 | 1.8181e-06 |  | 7.923927692197339e+003 | 3.6309e-06 |  | 7.923927692197339e+003 | 3.1449e-06 |  | 7929.422 | 4.0005e-06 | 34.9908 | 4.0005e-06
7.929422044313504e+003 | 1.1429e-07 | 7929.422 | 7.929422044313504e+003 | 1.8172e-06 |  | 7.929422044313504e+003 | 3.629e-06 |  | 7.929422044313504e+003 | 3.1434e-06 |  | 7934.9202 | 4.0005e-06 | 35.0015 | 4.0005e-06
7.934920206144541e+003 | 1.1426e-07 | 7934.9202 | 7.934920206144541e+003 | 1.8163e-06 |  | 7.934920206144541e+003 | 3.6272e-06 |  | 7.934920206144541e+003 | 3.1418e-06 |  | 7940.4222 | 4.0005e-06 | 35.0122 | 4.0005e-06
7.940422180332060e+003 | 1.1422e-07 | 7940.4222 | 7.940422180332060e+003 | 1.8154e-06 |  | 7.940422180332060e+003 | 3.6254e-06 |  | 7.940422180332060e+003 | 3.1402e-06 |  | 7945.928 | 4.0005e-06 | 35.0229 | 4.0005e-06
7.945927969519499e+003 | 1.1419e-07 | 7945.928 | 7.945927969519499e+003 | 1.8145e-06 |  | 7.945927969519499e+003 | 3.6236e-06 |  | 7.945927969519499e+003 | 3.1387e-06 |  | 7951.4376 | 4.0004e-06 | 35.0337 | 4.0004e-06
7.951437576352132e+003 | 1.1415e-07 | 7951.4376 | 7.951437576352132e+003 | 1.8135e-06 |  | 7.951437576352132e+003 | 3.6218e-06 |  | 7.951437576352132e+003 | 3.1371e-06 |  | 7956.951 | 4.0004e-06 | 35.0444 | 4.0004e-06
7.956951003477067e+003 | 1.1412e-07 | 7956.951 | 7.956951003477067e+003 | 1.8126e-06 |  | 7.956951003477067e+003 | 3.62e-06 |  | 7.956951003477067e+003 | 3.1355e-06 |  | 7962.4683 | 4.0004e-06 | 35.0552 | 4.0004e-06
7.962468253543247e+003 | 1.1408e-07 | 7962.4683 | 7.962468253543247e+003 | 1.8117e-06 |  | 7.962468253543247e+003 | 3.6182e-06 |  | 7.962468253543247e+003 | 3.134e-06 |  | 7967.9893 | 4.0004e-06 | 35.066 | 4.0004e-06
7.967989329201450e+003 | 1.1405e-07 | 7967.9893 | 7.967989329201450e+003 | 1.8108e-06 |  | 7.967989329201450e+003 | 3.6164e-06 |  | 7.967989329201450e+003 | 3.1324e-06 |  | 7973.5142 | 4.0004e-06 | 35.0768 | 4.0004e-06
7.973514233104294e+003 | 1.1401e-07 | 7973.5142 | 7.973514233104294e+003 | 1.8099e-06 |  | 7.973514233104294e+003 | 3.6146e-06 |  | 7.973514233104294e+003 | 3.1309e-06 |  | 7979.043 | 4.0004e-06 | 35.0876 | 4.0004e-06
7.979042967906237e+003 | 1.1398e-07 | 7979.043 | 7.979042967906237e+003 | 1.809e-06 |  | 7.979042967906237e+003 | 3.6128e-06 |  | 7.979042967906237e+003 | 3.1293e-06 |  | 7984.5755 | 4.0004e-06 | 35.0984 | 4.0004e-06
7.984575536263576e+003 | 1.1394e-07 | 7984.5755 | 7.984575536263576e+003 | 1.8081e-06 |  | 7.984575536263576e+003 | 3.611e-06 |  | 7.984575536263576e+003 | 3.1277e-06 |  | 7990.1119 | 4.0004e-06 | 35.1092 | 4.0004e-06
7.990111940834448e+003 | 1.1391e-07 | 7990.1119 | 7.990111940834448e+003 | 1.8072e-06 |  | 7.990111940834448e+003 | 3.6092e-06 |  | 7.990111940834448e+003 | 3.1262e-06 |  | 7995.6522 | 4.0004e-06 | 35.1201 | 4.0004e-06
7.995652184278839e+003 | 1.1387e-07 | 7995.6522 | 7.995652184278839e+003 | 1.8063e-06 |  | 7.995652184278839e+003 | 3.6074e-06 |  | 7.995652184278839e+003 | 3.1246e-06 |  | 8001.1963 | 4.0004e-06 | 35.1309 | 4.0004e-06
8.001196269258574e+003 | 1.1384e-07 | 8001.1963 | 8.001196269258574e+003 | 1.8054e-06 |  | 8.001196269258574e+003 | 3.6056e-06 |  | 8.001196269258574e+003 | 3.123e-06 |  | 8006.7442 | 4.0004e-06 | 35.1418 | 4.0004e-06
8.006744198437325e+003 | 1.138e-07 | 8006.7442 | 8.006744198437325e+003 | 1.8045e-06 |  | 8.006744198437325e+003 | 3.6038e-06 |  | 8.006744198437325e+003 | 3.1215e-06 |  | 8012.296 | 4.0004e-06 | 35.1527 | 4.0004e-06
8.012295974480611e+003 | 1.1377e-07 | 8012.296 | 8.012295974480611e+003 | 1.8036e-06 |  | 8.012295974480611e+003 | 3.602e-06 |  | 8.012295974480611e+003 | 3.1199e-06 |  | 8017.8516 | 4.0004e-06 | 35.1636 | 4.0004e-06
8.017851600055801e+003 | 1.1373e-07 | 8017.8516 | 8.017851600055801e+003 | 1.8027e-06 |  | 8.017851600055801e+003 | 3.6001e-06 |  | 8.017851600055801e+003 | 3.1183e-06 |  | 8023.4111 | 4.0004e-06 | 35.1745 | 4.0004e-06
8.023411077832112e+003 | 1.137e-07 | 8023.4111 | 8.023411077832112e+003 | 1.8018e-06 |  | 8.023411077832112e+003 | 3.5983e-06 |  | 8.023411077832112e+003 | 3.1167e-06 |  | 8028.9744 | 4.0004e-06 | 35.1854 | 4.0004e-06
8.028974410480611e+003 | 1.1366e-07 | 8028.9744 | 8.028974410480611e+003 | 1.8009e-06 |  | 8.028974410480611e+003 | 3.5965e-06 |  | 8.028974410480611e+003 | 3.1152e-06 |  | 8034.5416 | 4.0004e-06 | 35.1963 | 4.0004e-06
8.034541600674220e+003 | 1.1363e-07 | 8034.5416 | 8.034541600674220e+003 | 1.8e-06 |  | 8.034541600674220e+003 | 3.5947e-06 |  | 8.034541600674220e+003 | 3.1136e-06 |  | 8040.1127 | 4.0004e-06 | 35.2073 | 4.0004e-06
8.040112651087709e+003 | 1.1359e-07 | 8040.1127 | 8.040112651087709e+003 | 1.7991e-06 |  | 8.040112651087709e+003 | 3.5929e-06 |  | 8.040112651087709e+003 | 3.112e-06 |  | 8045.6876 | 4.0004e-06 | 35.2182 | 4.0004e-06
8.045687564397709e+003 | 1.1355e-07 | 8045.6876 | 8.045687564397709e+003 | 1.7982e-06 |  | 8.045687564397709e+003 | 3.5911e-06 |  | 8.045687564397709e+003 | 3.1105e-06 |  | 8051.2663 | 4.0004e-06 | 35.2292 | 4.0004e-06
8.051266343282704e+003 | 1.1352e-07 | 8051.2663 | 8.051266343282704e+003 | 1.7973e-06 |  | 8.051266343282704e+003 | 3.5893e-06 |  | 8.051266343282704e+003 | 3.1089e-06 |  | 8056.849 | 4.0004e-06 | 35.2402 | 4.0004e-06
8.056848990423034e+003 | 1.1348e-07 | 8056.849 | 8.056848990423034e+003 | 1.7963e-06 |  | 8.056848990423034e+003 | 3.5874e-06 |  | 8.056848990423034e+003 | 3.1073e-06 |  | 8062.4355 | 4.0004e-06 | 35.2512 | 4.0004e-06
8.062435508500898e+003 | 1.1345e-07 | 8062.4355 | 8.062435508500898e+003 | 1.7954e-06 |  | 8.062435508500898e+003 | 3.5856e-06 |  | 8.062435508500898e+003 | 3.1057e-06 |  | 8068.0259 | 4.0004e-06 | 35.2622 | 4.0004e-06
8.068025900200358e+003 | 1.1341e-07 | 8068.0259 | 8.068025900200358e+003 | 1.7945e-06 |  | 8.068025900200358e+003 | 3.5838e-06 |  | 8.068025900200358e+003 | 3.1042e-06 |  | 8073.6202 | 4.0004e-06 | 35.2732 | 4.0004e-06
8.073620168207332e+003 | 1.1338e-07 | 8073.6202 | 8.073620168207332e+003 | 1.7936e-06 |  | 8.073620168207332e+003 | 3.582e-06 |  | 8.073620168207332e+003 | 3.1026e-06 |  | 8079.2183 | 4.0004e-06 | 35.2842 | 4.0004e-06
8.079218315209606e+003 | 1.1334e-07 | 8079.2183 | 8.079218315209606e+003 | 1.7927e-06 |  | 8.079218315209606e+003 | 3.5802e-06 |  | 8.079218315209606e+003 | 3.101e-06 |  | 8084.8203 | 4.0004e-06 | 35.2952 | 4.0004e-06
8.084820343896824e+003 | 1.1331e-07 | 8084.8203 | 8.084820343896824e+003 | 1.7918e-06 |  | 8.084820343896824e+003 | 3.5783e-06 |  | 8.084820343896824e+003 | 3.0994e-06 |  | 8090.4263 | 4.0004e-06 | 35.3063 | 4.0004e-06
8.090426256960499e+003 | 1.1327e-07 | 8090.4263 | 8.090426256960499e+003 | 1.7909e-06 |  | 8.090426256960499e+003 | 3.5765e-06 |  | 8.090426256960499e+003 | 3.0979e-06 |  | 8096.0361 | 4.0004e-06 | 35.3173 | 4.0004e-06
8.096036057094008e+003 | 1.1324e-07 | 8096.0361 | 8.096036057094008e+003 | 1.79e-06 |  | 8.096036057094008e+003 | 3.5747e-06 |  | 8.096036057094008e+003 | 3.0963e-06 |  | 8101.6497 | 4.0004e-06 | 35.3284 | 4.0004e-06
8.101649746992598e+003 | 1.132e-07 | 8101.6497 | 8.101649746992598e+003 | 1.7891e-06 |  | 8.101649746992598e+003 | 3.5729e-06 |  | 8.101649746992598e+003 | 3.0947e-06 |  | 8107.2673 | 4.0004e-06 | 35.3395 | 4.0004e-06
8.107267329353382e+003 | 1.1316e-07 | 8107.2673 | 8.107267329353382e+003 | 1.7881e-06 |  | 8.107267329353382e+003 | 3.5711e-06 |  | 8.107267329353382e+003 | 3.0931e-06 |  | 8112.8888 | 4.0004e-06 | 35.3506 | 4.0004e-06
8.112888806875345e+003 | 1.1313e-07 | 8112.8888 | 8.112888806875345e+003 | 1.7872e-06 |  | 8.112888806875345e+003 | 3.5692e-06 |  | 8.112888806875345e+003 | 3.0915e-06 |  | 8118.5142 | 4.0004e-06 | 35.3617 | 4.0004e-06
8.118514182259343e+003 | 1.1309e-07 | 8118.5142 | 8.118514182259343e+003 | 1.7863e-06 |  | 8.118514182259343e+003 | 3.5674e-06 |  | 8.118514182259343e+003 | 3.09e-06 |  | 8124.1435 | 4.0004e-06 | 35.3729 | 4.0004e-06
8.124143458208105e+003 | 1.1306e-07 | 8124.1435 | 8.124143458208105e+003 | 1.7854e-06 |  | 8.124143458208105e+003 | 3.5656e-06 |  | 8.124143458208105e+003 | 3.0884e-06 |  | 8129.7766 | 4.0004e-06 | 35.384 | 4.0004e-06
8.129776637426233e+003 | 1.1302e-07 | 8129.7766 | 8.129776637426233e+003 | 1.7845e-06 |  | 8.129776637426233e+003 | 3.5638e-06 |  | 8.129776637426233e+003 | 3.0868e-06 |  | 8135.4137 | 4.0004e-06 | 35.3951 | 4.0004e-06
8.135413722620206e+003 | 1.1299e-07 | 8135.4137 | 8.135413722620206e+003 | 1.7836e-06 |  | 8.135413722620206e+003 | 3.5619e-06 |  | 8.135413722620206e+003 | 3.0852e-06 |  | 8141.0547 | 4.0004e-06 | 35.4063 | 4.0004e-06
8.141054716498376e+003 | 1.1295e-07 | 8141.0547 | 8.141054716498376e+003 | 1.7827e-06 |  | 8.141054716498376e+003 | 3.5601e-06 |  | 8.141054716498376e+003 | 3.0836e-06 |  | 8146.6996 | 4.0004e-06 | 35.4175 | 4.0004e-06
8.146699621770979e+003 | 1.1292e-07 | 8146.6996 | 8.146699621770979e+003 | 1.7818e-06 |  | 8.146699621770979e+003 | 3.5583e-06 |  | 8.146699621770979e+003 | 3.0821e-06 |  | 8152.3484 | 4.0004e-06 | 35.4287 | 4.0004e-06
8.152348441150126e+003 | 1.1288e-07 | 8152.3484 | 8.152348441150126e+003 | 1.7808e-06 |  | 8.152348441150126e+003 | 3.5564e-06 |  | 8.152348441150126e+003 | 3.0805e-06 |  | 8158.0012 | 4.0004e-06 | 35.4398 | 4.0004e-06
8.158001177349808e+003 | 1.1284e-07 | 8158.0012 | 8.158001177349808e+003 | 1.7799e-06 |  | 8.158001177349808e+003 | 3.5546e-06 |  | 8.158001177349808e+003 | 3.0789e-06 |  | 8163.6578 | 4.0004e-06 | 35.4511 | 4.0004e-06
8.163657833085900e+003 | 1.1281e-07 | 8163.6578 | 8.163657833085900e+003 | 1.779e-06 |  | 8.163657833085900e+003 | 3.5528e-06 |  | 8.163657833085900e+003 | 3.0773e-06 |  | 8169.3184 | 4.0004e-06 | 35.4623 | 4.0004e-06
8.169318411076160e+003 | 1.1277e-07 | 8169.3184 | 8.169318411076160e+003 | 1.7781e-06 |  | 8.169318411076160e+003 | 3.551e-06 |  | 8.169318411076160e+003 | 3.0757e-06 |  | 8174.9829 | 4.0004e-06 | 35.4735 | 4.0004e-06
8.174982914040230e+003 | 1.1274e-07 | 8174.9829 | 8.174982914040230e+003 | 1.7772e-06 |  | 8.174982914040230e+003 | 3.5491e-06 |  | 8.174982914040230e+003 | 3.0741e-06 |  | 8180.6513 | 4.0004e-06 | 35.4848 | 4.0004e-06
8.180651344699636e+003 | 1.127e-07 | 8180.6513 | 8.180651344699636e+003 | 1.7763e-06 |  | 8.180651344699636e+003 | 3.5473e-06 |  | 8.180651344699636e+003 | 3.0726e-06 |  | 8186.3237 | 4.0004e-06 | 35.496 | 4.0004e-06
8.186323705777794e+003 | 1.1267e-07 | 8186.3237 | 8.186323705777794e+003 | 1.7753e-06 |  | 8.186323705777794e+003 | 3.5455e-06 |  | 8.186323705777794e+003 | 3.071e-06 |  | 8192 | 4.0004e-06 | 35.5073 | 4.0004e-06
8.192000000000007e+003 | 1.1263e-07 | 8192 | 8.192000000000007e+003 | 1.7744e-06 |  | 8.192000000000007e+003 | 3.5436e-06 |  | 8.192000000000007e+003 | 3.0694e-06 |  | 8197.6802 | 4.0004e-06 | 35.5186 | 4.0004e-06
8.197680230093469e+003 | 1.1259e-07 | 8197.6802 | 8.197680230093469e+003 | 1.7735e-06 |  | 8.197680230093469e+003 | 3.5418e-06 |  | 8.197680230093469e+003 | 3.0678e-06 |  | 8203.3644 | 4.0004e-06 | 35.5299 | 4.0004e-06
8.203364398787260e+003 | 1.1256e-07 | 8203.3644 | 8.203364398787260e+003 | 1.7726e-06 |  | 8.203364398787260e+003 | 3.54e-06 |  | 8.203364398787260e+003 | 3.0662e-06 |  | 8209.0525 | 4.0004e-06 | 35.5412 | 4.0004e-06
8.209052508812360e+003 | 1.1252e-07 | 8209.0525 | 8.209052508812360e+003 | 1.7717e-06 |  | 8.209052508812360e+003 | 3.5381e-06 |  | 8.209052508812360e+003 | 3.0646e-06 |  | 8214.7446 | 4.0004e-06 | 35.5525 | 4.0004e-06
8.214744562901637e+003 | 1.1249e-07 | 8214.7446 | 8.214744562901637e+003 | 1.7708e-06 |  | 8.214744562901637e+003 | 3.5363e-06 |  | 8.214744562901637e+003 | 3.063e-06 |  | 8220.4406 | 4.0004e-06 | 35.5638 | 4.0004e-06
8.220440563789854e+003 | 1.1245e-07 | 8220.4406 | 8.220440563789854e+003 | 1.7698e-06 |  | 8.220440563789854e+003 | 3.5345e-06 |  | 8.220440563789854e+003 | 3.0614e-06 |  | 8226.1405 | 4.0004e-06 | 35.5752 | 4.0004e-06
8.226140514213676e+003 | 1.1241e-07 | 8226.1405 | 8.226140514213676e+003 | 1.7689e-06 |  | 8.226140514213676e+003 | 3.5326e-06 |  | 8.226140514213676e+003 | 3.0598e-06 |  | 8231.8444 | 4.0004e-06 | 35.5866 | 4.0004e-06
8.231844416911657e+003 | 1.1238e-07 | 8231.8444 | 8.231844416911657e+003 | 1.768e-06 |  | 8.231844416911657e+003 | 3.5308e-06 |  | 8.231844416911657e+003 | 3.0583e-06 |  | 8237.5523 | 4.0004e-06 | 35.5979 | 4.0004e-06
8.237552274624259e+003 | 1.1234e-07 | 8237.5523 | 8.237552274624259e+003 | 1.7671e-06 |  | 8.237552274624259e+003 | 3.5289e-06 |  | 8.237552274624259e+003 | 3.0567e-06 |  | 8243.2641 | 4.0004e-06 | 35.6093 | 4.0004e-06
8.243264090093835e+003 | 1.1231e-07 | 8243.2641 | 8.243264090093835e+003 | 1.7662e-06 |  | 8.243264090093835e+003 | 3.5271e-06 |  | 8.243264090093835e+003 | 3.0551e-06 |  | 8248.9799 | 4.0004e-06 | 35.6207 | 4.0004e-06
8.248979866064648e+003 | 1.1227e-07 | 8248.9799 | 8.248979866064648e+003 | 1.7652e-06 |  | 8.248979866064648e+003 | 3.5253e-06 |  | 8.248979866064648e+003 | 3.0535e-06 |  | 8254.6996 | 4.0004e-06 | 35.6321 | 4.0004e-06
8.254699605282856e+003 | 1.1223e-07 | 8254.6996 | 8.254699605282856e+003 | 1.7643e-06 |  | 8.254699605282856e+003 | 3.5234e-06 |  | 8.254699605282856e+003 | 3.0519e-06 |  | 8260.4233 | 4.0004e-06 | 35.6435 | 4.0004e-06
8.260423310496530e+003 | 1.122e-07 | 8260.4233 | 8.260423310496530e+003 | 1.7634e-06 |  | 8.260423310496530e+003 | 3.5216e-06 |  | 8.260423310496530e+003 | 3.0503e-06 |  | 8266.151 | 4.0004e-06 | 35.655 | 4.0004e-06
8.266150984455637e+003 | 1.1216e-07 | 8266.151 | 8.266150984455637e+003 | 1.7625e-06 |  | 8.266150984455637e+003 | 3.5198e-06 |  | 8.266150984455637e+003 | 3.0487e-06 |  | 8271.8826 | 4.0004e-06 | 35.6664 | 4.0004e-06
8.271882629912057e+003 | 1.1213e-07 | 8271.8826 | 8.271882629912057e+003 | 1.7616e-06 |  | 8.271882629912057e+003 | 3.5179e-06 |  | 8.271882629912057e+003 | 3.0471e-06 |  | 8277.6182 | 4.0004e-06 | 35.6779 | 4.0004e-06
8.277618249619576e+003 | 1.1209e-07 | 8277.6182 | 8.277618249619576e+003 | 1.7606e-06 |  | 8.277618249619576e+003 | 3.5161e-06 |  | 8.277618249619576e+003 | 3.0455e-06 |  | 8283.3578 | 4.0004e-06 | 35.6894 | 4.0004e-06
8.283357846333891e+003 | 1.1205e-07 | 8283.3578 | 8.283357846333891e+003 | 1.7597e-06 |  | 8.283357846333891e+003 | 3.5142e-06 |  | 8.283357846333891e+003 | 3.0439e-06 |  | 8289.1014 | 4.0004e-06 | 35.7008 | 4.0004e-06
8.289101422812608e+003 | 1.1202e-07 | 8289.1014 | 8.289101422812608e+003 | 1.7588e-06 |  | 8.289101422812608e+003 | 3.5124e-06 |  | 8.289101422812608e+003 | 3.0423e-06 |  | 8294.849 | 4.0004e-06 | 35.7123 | 4.0004e-06
8.294848981815245e+003 | 1.1198e-07 | 8294.849 | 8.294848981815245e+003 | 1.7579e-06 |  | 8.294848981815245e+003 | 3.5105e-06 |  | 8.294848981815245e+003 | 3.0407e-06 |  | 8300.6005 | 4.0004e-06 | 35.7238 | 4.0004e-06
8.300600526103235e+003 | 1.1195e-07 | 8300.6005 | 8.300600526103235e+003 | 1.757e-06 |  | 8.300600526103235e+003 | 3.5087e-06 |  | 8.300600526103235e+003 | 3.0391e-06 |  | 8306.3561 | 4.0004e-06 | 35.7354 | 4.0004e-06
8.306356058439926e+003 | 1.1191e-07 | 8306.3561 | 8.306356058439926e+003 | 1.756e-06 |  | 8.306356058439926e+003 | 3.5068e-06 |  | 8.306356058439926e+003 | 3.0375e-06 |  | 8312.1156 | 4.0004e-06 | 35.7469 | 4.0004e-06
8.312115581590579e+003 | 1.1187e-07 | 8312.1156 | 8.312115581590579e+003 | 1.7551e-06 |  | 8.312115581590579e+003 | 3.505e-06 |  | 8.312115581590579e+003 | 3.0359e-06 |  | 8317.8791 | 4.0004e-06 | 35.7584 | 4.0004e-06
8.317879098322375e+003 | 1.1184e-07 | 8317.8791 | 8.317879098322375e+003 | 1.7542e-06 |  | 8.317879098322375e+003 | 3.5032e-06 |  | 8.317879098322375e+003 | 3.0343e-06 |  | 8323.6466 | 4.0004e-06 | 35.77 | 4.0004e-06
8.323646611404412e+003 | 1.118e-07 | 8323.6466 | 8.323646611404412e+003 | 1.7533e-06 |  | 8.323646611404412e+003 | 3.5013e-06 |  | 8.323646611404412e+003 | 3.0327e-06 |  | 8329.4181 | 4.0004e-06 | 35.7816 | 4.0004e-06
8.329418123607713e+003 | 1.1177e-07 | 8329.4181 | 8.329418123607713e+003 | 1.7523e-06 |  | 8.329418123607713e+003 | 3.4995e-06 |  | 8.329418123607713e+003 | 3.0311e-06 |  | 8335.1936 | 4.0004e-06 | 35.7932 | 4.0004e-06
8.335193637705215e+003 | 1.1173e-07 | 8335.1936 | 8.335193637705215e+003 | 1.7514e-06 |  | 8.335193637705215e+003 | 3.4976e-06 |  | 8.335193637705215e+003 | 3.0295e-06 |  | 8340.9732 | 4.0004e-06 | 35.8048 | 4.0004e-06
8.340973156471780e+003 | 1.1169e-07 | 8340.9732 | 8.340973156471780e+003 | 1.7505e-06 |  | 8.340973156471780e+003 | 3.4958e-06 |  | 8.340973156471780e+003 | 3.0279e-06 |  | 8346.7567 | 4.0004e-06 | 35.8164 | 4.0004e-06
8.346756682684199e+003 | 1.1166e-07 | 8346.7567 | 8.346756682684199e+003 | 1.7496e-06 |  | 8.346756682684199e+003 | 3.4939e-06 |  | 8.346756682684199e+003 | 3.0263e-06 |  | 8352.5442 | 4.0004e-06 | 35.828 | 4.0004e-06
8.352544219121184e+003 | 1.1162e-07 | 8352.5442 | 8.352544219121184e+003 | 1.7486e-06 |  | 8.352544219121184e+003 | 3.4921e-06 |  | 8.352544219121184e+003 | 3.0247e-06 |  | 8358.3358 | 4.0004e-06 | 35.8396 | 4.0004e-06
8.358335768563373e+003 | 1.1158e-07 | 8358.3358 | 8.358335768563373e+003 | 1.7477e-06 |  | 8.358335768563373e+003 | 3.4902e-06 |  | 8.358335768563373e+003 | 3.0231e-06 |  | 8364.1313 | 4.0004e-06 | 35.8513 | 4.0004e-06
8.364131333793335e+003 | 1.1155e-07 | 8364.1313 | 8.364131333793335e+003 | 1.7468e-06 |  | 8.364131333793335e+003 | 3.4884e-06 |  | 8.364131333793335e+003 | 3.0215e-06 |  | 8369.9309 | 4.0004e-06 | 35.863 | 4.0004e-06
8.369930917595564e+003 | 1.1151e-07 | 8369.9309 | 8.369930917595564e+003 | 1.7459e-06 |  | 8.369930917595564e+003 | 3.4865e-06 |  | 8.369930917595564e+003 | 3.0199e-06 |  | 8375.7345 | 4.0004e-06 | 35.8746 | 4.0004e-06
8.375734522756491e+003 | 1.1147e-07 | 8375.7345 | 8.375734522756491e+003 | 1.7449e-06 |  | 8.375734522756491e+003 | 3.4847e-06 |  | 8.375734522756491e+003 | 3.0183e-06 |  | 8381.5422 | 4.0004e-06 | 35.8863 | 4.0004e-06
8.381542152064474e+003 | 1.1144e-07 | 8381.5422 | 8.381542152064474e+003 | 1.744e-06 |  | 8.381542152064474e+003 | 3.4828e-06 |  | 8.381542152064474e+003 | 3.0167e-06 |  | 8387.3538 | 4.0004e-06 | 35.898 | 4.0004e-06
8.387353808309807e+003 | 1.114e-07 | 8387.3538 | 8.387353808309807e+003 | 1.7431e-06 |  | 8.387353808309807e+003 | 3.4809e-06 |  | 8.387353808309807e+003 | 3.0151e-06 |  | 8393.1695 | 4.0004e-06 | 35.9097 | 4.0004e-06
8.393169494284717e+003 | 1.1137e-07 | 8393.1695 | 8.393169494284717e+003 | 1.7422e-06 |  | 8.393169494284717e+003 | 3.4791e-06 |  | 8.393169494284717e+003 | 3.0135e-06 |  | 8398.9892 | 4.0004e-06 | 35.9215 | 4.0004e-06
8.398989212783368e+003 | 1.1133e-07 | 8398.9892 | 8.398989212783368e+003 | 1.7412e-06 |  | 8.398989212783368e+003 | 3.4772e-06 |  | 8.398989212783368e+003 | 3.0119e-06 |  | 8404.813 | 4.0004e-06 | 35.9332 | 4.0004e-06
8.404812966601863e+003 | 1.1129e-07 | 8404.813 | 8.404812966601863e+003 | 1.7403e-06 |  | 8.404812966601863e+003 | 3.4754e-06 |  | 8.404812966601863e+003 | 3.0103e-06 |  | 8410.6408 | 4.0004e-06 | 35.945 | 4.0004e-06
8.410640758538239e+003 | 1.1126e-07 | 8410.6408 | 8.410640758538239e+003 | 1.7394e-06 |  | 8.410640758538239e+003 | 3.4735e-06 |  | 8.410640758538239e+003 | 3.0087e-06 |  | 8416.4726 | 4.0004e-06 | 35.9567 | 4.0004e-06
8.416472591392479e+003 | 1.1122e-07 | 8416.4726 | 8.416472591392479e+003 | 1.7384e-06 |  | 8.416472591392479e+003 | 3.4717e-06 |  | 8.416472591392479e+003 | 3.0071e-06 |  | 8422.3085 | 4.0004e-06 | 35.9685 | 4.0004e-06
8.422308467966504e+003 | 1.1118e-07 | 8422.3085 | 8.422308467966504e+003 | 1.7375e-06 |  | 8.422308467966504e+003 | 3.4698e-06 |  | 8.422308467966504e+003 | 3.0054e-06 |  | 8428.1484 | 4.0004e-06 | 35.9803 | 4.0004e-06
8.428148391064178e+003 | 1.1115e-07 | 8428.1484 | 8.428148391064178e+003 | 1.7366e-06 |  | 8.428148391064178e+003 | 3.468e-06 |  | 8.428148391064178e+003 | 3.0038e-06 |  | 8433.9924 | 4.0004e-06 | 35.9921 | 4.0004e-06
8.433992363491312e+003 | 1.1111e-07 | 8433.9924 | 8.433992363491312e+003 | 1.7357e-06 |  | 8.433992363491312e+003 | 3.4661e-06 |  | 8.433992363491312e+003 | 3.0022e-06 |  | 8439.8404 | 4.0004e-06 | 36.0039 | 4.0004e-06
8.439840388055658e+003 | 1.1107e-07 | 8439.8404 | 8.439840388055658e+003 | 1.7347e-06 |  | 8.439840388055658e+003 | 3.4642e-06 |  | 8.439840388055658e+003 | 3.0006e-06 |  | 8445.6925 | 4.0004e-06 | 36.0157 | 4.0004e-06
8.445692467566918e+003 | 1.1104e-07 | 8445.6925 | 8.445692467566918e+003 | 1.7338e-06 |  | 8.445692467566918e+003 | 3.4624e-06 |  | 8.445692467566918e+003 | 2.999e-06 |  | 8451.5486 | 4.0004e-06 | 36.0276 | 4.0004e-06
8.451548604836740e+003 | 1.11e-07 | 8451.5486 | 8.451548604836740e+003 | 1.7329e-06 |  | 8.451548604836740e+003 | 3.4605e-06 |  | 8.451548604836740e+003 | 2.9974e-06 |  | 8457.4088 | 4.0004e-06 | 36.0394 | 4.0004e-06
8.457408802678725e+003 | 1.1096e-07 | 8457.4088 | 8.457408802678725e+003 | 1.7319e-06 |  | 8.457408802678725e+003 | 3.4587e-06 |  | 8.457408802678725e+003 | 2.9958e-06 |  | 8463.2731 | 4.0004e-06 | 36.0513 | 4.0004e-06
8.463273063908420e+003 | 1.1093e-07 | 8463.2731 | 8.463273063908420e+003 | 1.731e-06 |  | 8.463273063908420e+003 | 3.4568e-06 |  | 8.463273063908420e+003 | 2.9942e-06 |  | 8469.1414 | 4.0004e-06 | 36.0632 | 4.0004e-06
8.469141391343332e+003 | 1.1089e-07 | 8469.1414 | 8.469141391343332e+003 | 1.7301e-06 |  | 8.469141391343332e+003 | 3.4549e-06 |  | 8.469141391343332e+003 | 2.9926e-06 |  | 8475.0138 | 4.0004e-06 | 36.0751 | 4.0004e-06
8.475013787802911e+003 | 1.1085e-07 | 8475.0138 | 8.475013787802911e+003 | 1.7291e-06 |  | 8.475013787802911e+003 | 3.4531e-06 |  | 8.475013787802911e+003 | 2.991e-06 |  | 8480.8903 | 4.0004e-06 | 36.087 | 4.0004e-06
8.480890256108572e+003 | 1.1082e-07 | 8480.8903 | 8.480890256108572e+003 | 1.7282e-06 |  | 8.480890256108572e+003 | 3.4512e-06 |  | 8.480890256108572e+003 | 2.9893e-06 |  | 8486.7708 | 4.0004e-06 | 36.0989 | 4.0004e-06
8.486770799083681e+003 | 1.1078e-07 | 8486.7708 | 8.486770799083681e+003 | 1.7273e-06 |  | 8.486770799083681e+003 | 3.4493e-06 |  | 8.486770799083681e+003 | 2.9877e-06 |  | 8492.6554 | 4.0004e-06 | 36.1108 | 4.0004e-06
8.492655419553561e+003 | 1.1075e-07 | 8492.6554 | 8.492655419553561e+003 | 1.7263e-06 |  | 8.492655419553561e+003 | 3.4475e-06 |  | 8.492655419553561e+003 | 2.9861e-06 |  | 8498.5441 | 4.0004e-06 | 36.1228 | 4.0004e-06
8.498544120345496e+003 | 1.1071e-07 | 8498.5441 | 8.498544120345496e+003 | 1.7254e-06 |  | 8.498544120345496e+003 | 3.4456e-06 |  | 8.498544120345496e+003 | 2.9845e-06 |  | 8504.4369 | 4.0004e-06 | 36.1347 | 4.0004e-06
8.504436904288732e+003 | 1.1067e-07 | 8504.4369 | 8.504436904288732e+003 | 1.7245e-06 |  | 8.504436904288732e+003 | 3.4438e-06 |  | 8.504436904288732e+003 | 2.9829e-06 |  | 8510.3338 | 4.0004e-06 | 36.1467 | 4.0004e-06
8.510333774214474e+003 | 1.1064e-07 | 8510.3338 | 8.510333774214474e+003 | 1.7235e-06 |  | 8.510333774214474e+003 | 3.4419e-06 |  | 8.510333774214474e+003 | 2.9813e-06 |  | 8516.2347 | 4.0004e-06 | 36.1587 | 4.0004e-06
8.516234732955891e+003 | 1.106e-07 | 8516.2347 | 8.516234732955891e+003 | 1.7226e-06 |  | 8.516234732955891e+003 | 3.44e-06 |  | 8.516234732955891e+003 | 2.9796e-06 |  | 8522.1398 | 4.0004e-06 | 36.1707 | 4.0004e-06
8.522139783348115e+003 | 1.1056e-07 | 8522.1398 | 8.522139783348115e+003 | 1.7217e-06 |  | 8.522139783348115e+003 | 3.4382e-06 |  | 8.522139783348115e+003 | 2.978e-06 |  | 8528.0489 | 4.0004e-06 | 36.1827 | 4.0004e-06
8.528048928228249e+003 | 1.1053e-07 | 8528.0489 | 8.528048928228249e+003 | 1.7207e-06 |  | 8.528048928228249e+003 | 3.4363e-06 |  | 8.528048928228249e+003 | 2.9764e-06 |  | 8533.9622 | 4.0004e-06 | 36.1947 | 4.0004e-06
8.533962170435358e+003 | 1.1049e-07 | 8533.9622 | 8.533962170435358e+003 | 1.7198e-06 |  | 8.533962170435358e+003 | 3.4344e-06 |  | 8.533962170435358e+003 | 2.9748e-06 |  | 8539.8795 | 4.0004e-06 | 36.2068 | 4.0004e-06
8.539879512810474e+003 | 1.1045e-07 | 8539.8795 | 8.539879512810474e+003 | 1.7189e-06 |  | 8.539879512810474e+003 | 3.4325e-06 |  | 8.539879512810474e+003 | 2.9732e-06 |  | 8545.801 | 4.0004e-06 | 36.2188 | 4.0004e-06
8.545800958196605e+003 | 1.1041e-07 | 8545.801 | 8.545800958196605e+003 | 1.7179e-06 |  | 8.545800958196605e+003 | 3.4307e-06 |  | 8.545800958196605e+003 | 2.9716e-06 |  | 8551.7265 | 4.0004e-06 | 36.2308 | 4.0004e-06
8.551726509438729e+003 | 1.1038e-07 | 8551.7265 | 8.551726509438729e+003 | 1.717e-06 |  | 8.551726509438729e+003 | 3.4288e-06 |  | 8.551726509438729e+003 | 2.9699e-06 |  | 8557.6562 | 4.0004e-06 | 36.2429 | 4.0004e-06
8.557656169383792e+003 | 1.1034e-07 | 8557.6562 | 8.557656169383792e+003 | 1.7161e-06 |  | 8.557656169383792e+003 | 3.4269e-06 |  | 8.557656169383792e+003 | 2.9683e-06 |  | 8563.5899 | 4.0004e-06 | 36.255 | 4.0004e-06
8.563589940880718e+003 | 1.103e-07 | 8563.5899 | 8.563589940880718e+003 | 1.7151e-06 |  | 8.563589940880718e+003 | 3.4251e-06 |  | 8.563589940880718e+003 | 2.9667e-06 |  | 8569.5278 | 4.0004e-06 | 36.2671 | 4.0004e-06
8.569527826780408e+003 | 1.1027e-07 | 8569.5278 | 8.569527826780408e+003 | 1.7142e-06 |  | 8.569527826780408e+003 | 3.4232e-06 |  | 8.569527826780408e+003 | 2.9651e-06 |  | 8575.4698 | 4.0004e-06 | 36.2792 | 4.0004e-06
8.575469829935733e+003 | 1.1023e-07 | 8575.4698 | 8.575469829935733e+003 | 1.7133e-06 |  | 8.575469829935733e+003 | 3.4213e-06 |  | 8.575469829935733e+003 | 2.9635e-06 |  | 8581.416 | 4.0004e-06 | 36.2914 | 4.0004e-06
8.581415953201549e+003 | 1.1019e-07 | 8581.416 | 8.581415953201549e+003 | 1.7123e-06 |  | 8.581415953201549e+003 | 3.4195e-06 |  | 8.581415953201549e+003 | 2.9618e-06 |  | 8587.3662 | 4.0004e-06 | 36.3035 | 4.0004e-06
8.587366199434688e+003 | 1.1016e-07 | 8587.3662 | 8.587366199434688e+003 | 1.7114e-06 |  | 8.587366199434688e+003 | 3.4176e-06 |  | 8.587366199434688e+003 | 2.9602e-06 |  | 8593.3206 | 4.0004e-06 | 36.3157 | 4.0004e-06
8.593320571493965e+003 | 1.1012e-07 | 8593.3206 | 8.593320571493965e+003 | 1.7105e-06 |  | 8.593320571493965e+003 | 3.4157e-06 |  | 8.593320571493965e+003 | 2.9586e-06 |  | 8599.2791 | 4.0004e-06 | 36.3279 | 4.0004e-06
8.599279072240175e+003 | 1.1008e-07 | 8599.2791 | 8.599279072240175e+003 | 1.7095e-06 |  | 8.599279072240175e+003 | 3.4138e-06 |  | 8.599279072240175e+003 | 2.957e-06 |  | 8605.2417 | 4.0004e-06 | 36.34 | 4.0004e-06
8.605241704536098e+003 | 1.1005e-07 | 8605.2417 | 8.605241704536098e+003 | 1.7086e-06 |  | 8.605241704536098e+003 | 3.412e-06 |  | 8.605241704536098e+003 | 2.9553e-06 |  | 8611.2085 | 4.0004e-06 | 36.3522 | 4.0004e-06
8.611208471246500e+003 | 1.1001e-07 | 8611.2085 | 8.611208471246500e+003 | 1.7076e-06 |  | 8.611208471246500e+003 | 3.4101e-06 |  | 8.611208471246500e+003 | 2.9537e-06 |  | 8617.1794 | 4.0004e-06 | 36.3644 | 4.0004e-06
8.617179375238129e+003 | 1.0997e-07 | 8617.1794 | 8.617179375238129e+003 | 1.7067e-06 |  | 8.617179375238129e+003 | 3.4082e-06 |  | 8.617179375238129e+003 | 2.9521e-06 |  | 8623.1544 | 4.0004e-06 | 36.3766 | 4.0004e-06
8.623154419379729e+003 | 1.0994e-07 | 8623.1544 | 8.623154419379729e+003 | 1.7058e-06 |  | 8.623154419379729e+003 | 3.4063e-06 |  | 8.623154419379729e+003 | 2.9505e-06 |  | 8629.1336 | 4.0004e-06 | 36.3889 | 4.0004e-06
8.629133606542024e+003 | 1.099e-07 | 8629.1336 | 8.629133606542024e+003 | 1.7048e-06 |  | 8.629133606542024e+003 | 3.4045e-06 |  | 8.629133606542024e+003 | 2.9488e-06 |  | 8635.1169 | 4.0004e-06 | 36.4011 | 4.0004e-06
8.635116939597732e+003 | 1.0986e-07 | 8635.1169 | 8.635116939597732e+003 | 1.7039e-06 |  | 8.635116939597732e+003 | 3.4026e-06 |  | 8.635116939597732e+003 | 2.9472e-06 |  | 8641.1044 | 4.0004e-06 | 36.4134 | 4.0004e-06
8.641104421421567e+003 | 1.0982e-07 | 8641.1044 | 8.641104421421567e+003 | 1.7029e-06 |  | 8.641104421421567e+003 | 3.4007e-06 |  | 8.641104421421567e+003 | 2.9456e-06 |  | 8647.0961 | 4.0004e-06 | 36.4256 | 4.0004e-06
8.647096054890231e+003 | 1.0979e-07 | 8647.0961 | 8.647096054890231e+003 | 1.702e-06 |  | 8.647096054890231e+003 | 3.3988e-06 |  | 8.647096054890231e+003 | 2.944e-06 |  | 8653.0918 | 4.0004e-06 | 36.4379 | 4.0004e-06
8.653091842882423e+003 | 1.0975e-07 | 8653.0918 | 8.653091842882423e+003 | 1.7011e-06 |  | 8.653091842882423e+003 | 3.3969e-06 |  | 8.653091842882423e+003 | 2.9423e-06 |  | 8659.0918 | 4.0004e-06 | 36.4502 | 4.0004e-06
8.659091788278836e+003 | 1.0971e-07 | 8659.0918 | 8.659091788278836e+003 | 1.7001e-06 |  | 8.659091788278836e+003 | 3.3951e-06 |  | 8.659091788278836e+003 | 2.9407e-06 |  | 8665.0959 | 4.0004e-06 | 36.4625 | 4.0004e-06
8.665095893962163e+003 | 1.0968e-07 | 8665.0959 | 8.665095893962163e+003 | 1.6992e-06 |  | 8.665095893962163e+003 | 3.3932e-06 |  | 8.665095893962163e+003 | 2.9391e-06 |  | 8671.1042 | 4.0004e-06 | 36.4749 | 4.0004e-06
8.671104162817095e+003 | 1.0964e-07 | 8671.1042 | 8.671104162817095e+003 | 1.6982e-06 |  | 8.671104162817095e+003 | 3.3913e-06 |  | 8.671104162817095e+003 | 2.9375e-06 |  | 8677.1166 | 4.0004e-06 | 36.4872 | 4.0004e-06
8.677116597730324e+003 | 1.096e-07 | 8677.1166 | 8.677116597730324e+003 | 1.6973e-06 |  | 8.677116597730324e+003 | 3.3894e-06 |  | 8.677116597730324e+003 | 2.9358e-06 |  | 8683.1332 | 4.0004e-06 | 36.4996 | 4.0004e-06
8.683133201590541e+003 | 1.0956e-07 | 8683.1332 | 8.683133201590541e+003 | 1.6964e-06 |  | 8.683133201590541e+003 | 3.3875e-06 |  | 8.683133201590541e+003 | 2.9342e-06 |  | 8689.154 | 4.0004e-06 | 36.5119 | 4.0004e-06
8.689153977288441e+003 | 1.0953e-07 | 8689.154 | 8.689153977288441e+003 | 1.6954e-06 |  | 8.689153977288441e+003 | 3.3857e-06 |  | 8.689153977288441e+003 | 2.9326e-06 |  | 8695.1789 | 4.0004e-06 | 36.5243 | 4.0004e-06
8.695178927716725e+003 | 1.0949e-07 | 8695.1789 | 8.695178927716725e+003 | 1.6945e-06 |  | 8.695178927716725e+003 | 3.3838e-06 |  | 8.695178927716725e+003 | 2.9309e-06 |  | 8701.2081 | 4.0004e-06 | 36.5367 | 4.0004e-06
8.701208055770099e+003 | 1.0945e-07 | 8701.2081 | 8.701208055770099e+003 | 1.6935e-06 |  | 8.701208055770099e+003 | 3.3819e-06 |  | 8.701208055770099e+003 | 2.9293e-06 |  | 8707.2414 | 4.0004e-06 | 36.5491 | 4.0004e-06
8.707241364345277e+003 | 1.0942e-07 | 8707.2414 | 8.707241364345277e+003 | 1.6926e-06 |  | 8.707241364345277e+003 | 3.38e-06 |  | 8.707241364345277e+003 | 2.9277e-06 |  | 8713.2789 | 4.0004e-06 | 36.5615 | 4.0004e-06
8.713278856340976e+003 | 1.0938e-07 | 8713.2789 | 8.713278856340976e+003 | 1.6917e-06 |  | 8.713278856340976e+003 | 3.3781e-06 |  | 8.713278856340976e+003 | 2.926e-06 |  | 8719.3205 | 4.0004e-06 | 36.574 | 4.0004e-06
8.719320534657933e+003 | 1.0934e-07 | 8719.3205 | 8.719320534657933e+003 | 1.6907e-06 |  | 8.719320534657933e+003 | 3.3762e-06 |  | 8.719320534657933e+003 | 2.9244e-06 |  | 8725.3664 | 4.0004e-06 | 36.5864 | 4.0004e-06
8.725366402198886e+003 | 1.093e-07 | 8725.3664 | 8.725366402198886e+003 | 1.6898e-06 |  | 8.725366402198886e+003 | 3.3744e-06 |  | 8.725366402198886e+003 | 2.9228e-06 |  | 8731.4165 | 4.0004e-06 | 36.5989 | 4.0004e-06
8.731416461868592e+003 | 1.0927e-07 | 8731.4165 | 8.731416461868592e+003 | 1.6888e-06 |  | 8.731416461868592e+003 | 3.3725e-06 |  | 8.731416461868592e+003 | 2.9211e-06 |  | 8737.4707 | 4.0004e-06 | 36.6114 | 4.0004e-06
8.737470716573822e+003 | 1.0923e-07 | 8737.4707 | 8.737470716573822e+003 | 1.6879e-06 |  | 8.737470716573822e+003 | 3.3706e-06 |  | 8.737470716573822e+003 | 2.9195e-06 |  | 8743.5292 | 4.0004e-06 | 36.6239 | 4.0004e-06
8.743529169223360e+003 | 1.0919e-07 | 8743.5292 | 8.743529169223360e+003 | 1.6869e-06 |  | 8.743529169223360e+003 | 3.3687e-06 |  | 8.743529169223360e+003 | 2.9179e-06 |  | 8749.5918 | 4.0004e-06 | 36.6363 | 4.0004e-06
8.749591822728007e+003 | 1.0916e-07 | 8749.5918 | 8.749591822728007e+003 | 1.686e-06 |  | 8.749591822728007e+003 | 3.3668e-06 |  | 8.749591822728007e+003 | 2.9162e-06 |  | 8755.6587 | 4.0004e-06 | 36.6488 | 4.0004e-06
8.755658680000586e+003 | 1.0912e-07 | 8755.6587 | 8.755658680000586e+003 | 1.6851e-06 |  | 8.755658680000586e+003 | 3.3649e-06 |  | 8.755658680000586e+003 | 2.9146e-06 |  | 8761.7297 | 4.0004e-06 | 36.6614 | 4.0004e-06
8.761729743955933e+003 | 1.0908e-07 | 8761.7297 | 8.761729743955933e+003 | 1.6841e-06 |  | 8.761729743955933e+003 | 3.363e-06 |  | 8.761729743955933e+003 | 2.913e-06 |  | 8767.805 | 4.0004e-06 | 36.6739 | 4.0004e-06
8.767805017510911e+003 | 1.0904e-07 | 8767.805 | 8.767805017510911e+003 | 1.6832e-06 |  | 8.767805017510911e+003 | 3.3611e-06 |  | 8.767805017510911e+003 | 2.9113e-06 |  | 8773.8845 | 4.0004e-06 | 36.6865 | 4.0004e-06
8.773884503584406e+003 | 1.0901e-07 | 8773.8845 | 8.773884503584406e+003 | 1.6822e-06 |  | 8.773884503584406e+003 | 3.3593e-06 |  | 8.773884503584406e+003 | 2.9097e-06 |  | 8779.9682 | 4.0004e-06 | 36.6991 | 4.0004e-06
8.779968205097321e+003 | 1.0897e-07 | 8779.9682 | 8.779968205097321e+003 | 1.6813e-06 |  | 8.779968205097321e+003 | 3.3574e-06 |  | 8.779968205097321e+003 | 2.9081e-06 |  | 8786.0561 | 4.0004e-06 | 36.7116 | 4.0004e-06
8.786056124972592e+003 | 1.0893e-07 | 8786.0561 | 8.786056124972592e+003 | 1.6803e-06 |  | 8.786056124972592e+003 | 3.3555e-06 |  | 8.786056124972592e+003 | 2.9064e-06 |  | 8792.1483 | 4.0004e-06 | 36.7242 | 4.0004e-06
8.792148266135178e+003 | 1.0889e-07 | 8792.1483 | 8.792148266135178e+003 | 1.6794e-06 |  | 8.792148266135178e+003 | 3.3536e-06 |  | 8.792148266135178e+003 | 2.9048e-06 |  | 8798.2446 | 4.0004e-06 | 36.7368 | 4.0004e-06
8.798244631512067e+003 | 1.0886e-07 | 8798.2446 | 8.798244631512067e+003 | 1.6784e-06 |  | 8.798244631512067e+003 | 3.3517e-06 |  | 8.798244631512067e+003 | 2.9032e-06 |  | 8804.3452 | 4.0004e-06 | 36.7495 | 4.0004e-06
8.804345224032275e+003 | 1.0882e-07 | 8804.3452 | 8.804345224032275e+003 | 1.6775e-06 |  | 8.804345224032275e+003 | 3.3498e-06 |  | 8.804345224032275e+003 | 2.9015e-06 |  | 8810.45 | 4.0004e-06 | 36.7621 | 4.0004e-06
8.810450046626849e+003 | 1.0878e-07 | 8810.45 | 8.810450046626849e+003 | 1.6765e-06 |  | 8.810450046626849e+003 | 3.3479e-06 |  | 8.810450046626849e+003 | 2.8999e-06 |  | 8816.5591 | 4.0004e-06 | 36.7747 | 4.0004e-06
8.816559102228874e+003 | 1.0874e-07 | 8816.5591 | 8.816559102228874e+003 | 1.6756e-06 |  | 8.816559102228874e+003 | 3.346e-06 |  | 8.816559102228874e+003 | 2.8982e-06 |  | 8822.6724 | 4.0004e-06 | 36.7874 | 4.0004e-06
8.822672393773461e+003 | 1.0871e-07 | 8822.6724 | 8.822672393773461e+003 | 1.6746e-06 |  | 8.822672393773461e+003 | 3.3441e-06 |  | 8.822672393773461e+003 | 2.8966e-06 |  | 8828.7899 | 4.0004e-06 | 36.8001 | 4.0004e-06
8.828789924197759e+003 | 1.0867e-07 | 8828.7899 | 8.828789924197759e+003 | 1.6737e-06 |  | 8.828789924197759e+003 | 3.3422e-06 |  | 8.828789924197759e+003 | 2.895e-06 |  | 8834.9117 | 4.0004e-06 | 36.8128 | 4.0004e-06
8.834911696440957e+003 | 1.0863e-07 | 8834.9117 | 8.834911696440957e+003 | 1.6728e-06 |  | 8.834911696440957e+003 | 3.3403e-06 |  | 8.834911696440957e+003 | 2.8933e-06 |  | 8841.0377 | 4.0004e-06 | 36.8255 | 4.0004e-06
8.841037713444275e+003 | 1.0859e-07 | 8841.0377 | 8.841037713444275e+003 | 1.6718e-06 |  | 8.841037713444275e+003 | 3.3384e-06 |  | 8.841037713444275e+003 | 2.8917e-06 |  | 8847.168 | 4.0004e-06 | 36.8382 | 4.0004e-06
8.847167978150981e+003 | 1.0856e-07 | 8847.168 | 8.847167978150981e+003 | 1.6709e-06 |  | 8.847167978150981e+003 | 3.3366e-06 |  | 8.847167978150981e+003 | 2.89e-06 |  | 8853.3025 | 4.0004e-06 | 36.8509 | 4.0004e-06
8.853302493506375e+003 | 1.0852e-07 | 8853.3025 | 8.853302493506375e+003 | 1.6699e-06 |  | 8.853302493506375e+003 | 3.3347e-06 |  | 8.853302493506375e+003 | 2.8884e-06 |  | 8859.4413 | 4.0004e-06 | 36.8637 | 4.0004e-06
8.859441262457805e+003 | 1.0848e-07 | 8859.4413 | 8.859441262457805e+003 | 1.669e-06 |  | 8.859441262457805e+003 | 3.3328e-06 |  | 8.859441262457805e+003 | 2.8868e-06 |  | 8865.5843 | 4.0004e-06 | 36.8764 | 4.0004e-06
8.865584287954664e+003 | 1.0844e-07 | 8865.5843 | 8.865584287954664e+003 | 1.668e-06 |  | 8.865584287954664e+003 | 3.3309e-06 |  | 8.865584287954664e+003 | 2.8851e-06 |  | 8871.7316 | 4.0004e-06 | 36.8892 | 4.0004e-06
8.871731572948384e+003 | 1.0841e-07 | 8871.7316 | 8.871731572948384e+003 | 1.6671e-06 |  | 8.871731572948384e+003 | 3.329e-06 |  | 8.871731572948384e+003 | 2.8835e-06 |  | 8877.8831 | 4.0004e-06 | 36.902 | 4.0004e-06
8.877883120392447e+003 | 1.0837e-07 | 8877.8831 | 8.877883120392447e+003 | 1.6661e-06 |  | 8.877883120392447e+003 | 3.3271e-06 |  | 8.877883120392447e+003 | 2.8818e-06 |  | 8884.0389 | 4.0004e-06 | 36.9148 | 4.0004e-06
8.884038933242384e+003 | 1.0833e-07 | 8884.0389 | 8.884038933242384e+003 | 1.6652e-06 |  | 8.884038933242384e+003 | 3.3252e-06 |  | 8.884038933242384e+003 | 2.8802e-06 |  | 8890.199 | 4.0004e-06 | 36.9276 | 4.0004e-06
8.890199014455771e+003 | 1.0829e-07 | 8890.199 | 8.890199014455771e+003 | 1.6642e-06 |  | 8.890199014455771e+003 | 3.3233e-06 |  | 8.890199014455771e+003 | 2.8785e-06 |  | 8896.3634 | 4.0004e-06 | 36.9404 | 4.0004e-06
8.896363366992242e+003 | 1.0826e-07 | 8896.3634 | 8.896363366992242e+003 | 1.6633e-06 |  | 8.896363366992242e+003 | 3.3214e-06 |  | 8.896363366992242e+003 | 2.8769e-06 |  | 8902.532 | 4.0004e-06 | 36.9533 | 4.0004e-06
8.902531993813476e+003 | 1.0822e-07 | 8902.532 | 8.902531993813476e+003 | 1.6623e-06 |  | 8.902531993813476e+003 | 3.3195e-06 |  | 8.902531993813476e+003 | 2.8753e-06 |  | 8908.7049 | 4.0004e-06 | 36.9661 | 4.0004e-06
8.908704897883210e+003 | 1.0818e-07 | 8908.7049 | 8.908704897883210e+003 | 1.6614e-06 |  | 8.908704897883210e+003 | 3.3176e-06 |  | 8.908704897883210e+003 | 2.8736e-06 |  | 8914.8821 | 4.0004e-06 | 36.979 | 4.0004e-06
8.914882082167233e+003 | 1.0814e-07 | 8914.8821 | 8.914882082167233e+003 | 1.6604e-06 |  | 8.914882082167233e+003 | 3.3157e-06 |  | 8.914882082167233e+003 | 2.872e-06 |  | 8921.0635 | 4.0004e-06 | 36.9919 | 4.0004e-06
8.921063549633391e+003 | 1.0811e-07 | 8921.0635 | 8.921063549633391e+003 | 1.6595e-06 |  | 8.921063549633391e+003 | 3.3138e-06 |  | 8.921063549633391e+003 | 2.8703e-06 |  | 8927.2493 | 4.0004e-06 | 37.0048 | 4.0004e-06
8.927249303251592e+003 | 1.0807e-07 | 8927.2493 | 8.927249303251592e+003 | 1.6585e-06 |  | 8.927249303251592e+003 | 3.3119e-06 |  | 8.927249303251592e+003 | 2.8687e-06 |  | 8933.4393 | 4.0004e-06 | 37.0177 | 4.0004e-06
8.933439345993798e+003 | 1.0803e-07 | 8933.4393 | 8.933439345993798e+003 | 1.6576e-06 |  | 8.933439345993798e+003 | 3.31e-06 |  | 8.933439345993798e+003 | 2.867e-06 |  | 8939.6337 | 4.0004e-06 | 37.0306 | 4.0004e-06
8.939633680834035e+003 | 1.0799e-07 | 8939.6337 | 8.939633680834035e+003 | 1.6566e-06 |  | 8.939633680834035e+003 | 3.3081e-06 |  | 8.939633680834035e+003 | 2.8654e-06 |  | 8945.8323 | 4.0004e-06 | 37.0435 | 4.0004e-06
8.945832310748388e+003 | 1.0795e-07 | 8945.8323 | 8.945832310748388e+003 | 1.6557e-06 |  | 8.945832310748388e+003 | 3.3062e-06 |  | 8.945832310748388e+003 | 2.8637e-06 |  | 8952.0352 | 4.0004e-06 | 37.0565 | 4.0004e-06
8.952035238715011e+003 | 1.0792e-07 | 8952.0352 | 8.952035238715011e+003 | 1.6547e-06 |  | 8.952035238715011e+003 | 3.3043e-06 |  | 8.952035238715011e+003 | 2.8621e-06 |  | 8958.2425 | 4.0004e-06 | 37.0695 | 4.0004e-06
8.958242467714115e+003 | 1.0788e-07 | 8958.2425 | 8.958242467714115e+003 | 1.6538e-06 |  | 8.958242467714115e+003 | 3.3024e-06 |  | 8.958242467714115e+003 | 2.8604e-06 |  | 8964.454 | 4.0004e-06 | 37.0824 | 4.0004e-06
8.964454000727987e+003 | 1.0784e-07 | 8964.454 | 8.964454000727987e+003 | 1.6528e-06 |  | 8.964454000727987e+003 | 3.3005e-06 |  | 8.964454000727987e+003 | 2.8588e-06 |  | 8970.6698 | 4.0004e-06 | 37.0954 | 4.0004e-06
8.970669840740971e+003 | 1.078e-07 | 8970.6698 | 8.970669840740971e+003 | 1.6519e-06 |  | 8.970669840740971e+003 | 3.2986e-06 |  | 8.970669840740971e+003 | 2.8571e-06 |  | 8976.89 | 4.0004e-06 | 37.1084 | 4.0004e-06
8.976889990739492e+003 | 1.0777e-07 | 8976.89 | 8.976889990739492e+003 | 1.6509e-06 |  | 8.976889990739492e+003 | 3.2967e-06 |  | 8.976889990739492e+003 | 2.8555e-06 |  | 8983.1145 | 4.0004e-06 | 37.1214 | 4.0004e-06
8.983114453712036e+003 | 1.0773e-07 | 8983.1145 | 8.983114453712036e+003 | 1.65e-06 |  | 8.983114453712036e+003 | 3.2948e-06 |  | 8.983114453712036e+003 | 2.8538e-06 |  | 8989.3432 | 4.0004e-06 | 37.1345 | 4.0004e-06
8.989343232649168e+003 | 1.0769e-07 | 8989.3432 | 8.989343232649168e+003 | 1.649e-06 |  | 8.989343232649168e+003 | 3.2928e-06 |  | 8.989343232649168e+003 | 2.8522e-06 |  | 8995.5763 | 4.0004e-06 | 37.1475 | 4.0004e-06
8.995576330543519e+003 | 1.0765e-07 | 8995.5763 | 8.995576330543519e+003 | 1.648e-06 |  | 8.995576330543519e+003 | 3.2909e-06 |  | 8.995576330543519e+003 | 2.8505e-06 |  | 9001.8138 | 4.0004e-06 | 37.1606 | 4.0004e-06
9.001813750389805e+003 | 1.0761e-07 | 9001.8138 | 9.001813750389805e+003 | 1.6471e-06 |  | 9.001813750389805e+003 | 3.289e-06 |  | 9.001813750389805e+003 | 2.8489e-06 |  | 9008.0555 | 4.0004e-06 | 37.1736 | 4.0004e-06
9.008055495184812e+003 | 1.0758e-07 | 9008.0555 | 9.008055495184812e+003 | 1.6461e-06 |  | 9.008055495184812e+003 | 3.2871e-06 |  | 9.008055495184812e+003 | 2.8472e-06 |  | 9014.3016 | 4.0004e-06 | 37.1867 | 4.0004e-06
9.014301567927403e+003 | 1.0754e-07 | 9014.3016 | 9.014301567927403e+003 | 1.6452e-06 |  | 9.014301567927403e+003 | 3.2852e-06 |  | 9.014301567927403e+003 | 2.8456e-06 |  | 9020.552 | 4.0004e-06 | 37.1998 | 4.0004e-06
9.020551971618526e+003 | 1.075e-07 | 9020.552 | 9.020551971618526e+003 | 1.6442e-06 |  | 9.020551971618526e+003 | 3.2833e-06 |  | 9.020551971618526e+003 | 2.8439e-06 |  | 9026.8067 | 4.0004e-06 | 37.213 | 4.0004e-06
9.026806709261204e+003 | 1.0746e-07 | 9026.8067 | 9.026806709261204e+003 | 1.6433e-06 |  | 9.026806709261204e+003 | 3.2814e-06 |  | 9.026806709261204e+003 | 2.8423e-06 |  | 9033.0658 | 4.0004e-06 | 37.2261 | 4.0004e-06
9.033065783860544e+003 | 1.0742e-07 | 9033.0658 | 9.033065783860544e+003 | 1.6423e-06 |  | 9.033065783860544e+003 | 3.2795e-06 |  | 9.033065783860544e+003 | 2.8406e-06 |  | 9039.3292 | 4.0004e-06 | 37.2392 | 4.0004e-06
9.039329198423739e+003 | 1.0739e-07 | 9039.3292 | 9.039329198423739e+003 | 1.6414e-06 |  | 9.039329198423739e+003 | 3.2776e-06 |  | 9.039329198423739e+003 | 2.839e-06 |  | 9045.597 | 4.0004e-06 | 37.2524 | 4.0004e-06
9.045596955960065e+003 | 1.0735e-07 | 9045.597 | 9.045596955960065e+003 | 1.6404e-06 |  | 9.045596955960065e+003 | 3.2757e-06 |  | 9.045596955960065e+003 | 2.8373e-06 |  | 9051.8691 | 4.0004e-06 | 37.2656 | 4.0004e-06
9.051869059480885e+003 | 1.0731e-07 | 9051.8691 | 9.051869059480885e+003 | 1.6395e-06 |  | 9.051869059480885e+003 | 3.2738e-06 |  | 9.051869059480885e+003 | 2.8357e-06 |  | 9058.1455 | 4.0004e-06 | 37.2788 | 4.0004e-06
9.058145511999650e+003 | 1.0727e-07 | 9058.1455 | 9.058145511999650e+003 | 1.6385e-06 |  | 9.058145511999650e+003 | 3.2719e-06 |  | 9.058145511999650e+003 | 2.834e-06 |  | 9064.4263 | 4.0004e-06 | 37.292 | 4.0004e-06
9.064426316531903e+003 | 1.0723e-07 | 9064.4263 | 9.064426316531903e+003 | 1.6375e-06 |  | 9.064426316531903e+003 | 3.2699e-06 |  | 9.064426316531903e+003 | 2.8324e-06 |  | 9070.7115 | 4.0004e-06 | 37.3052 | 4.0004e-06
9.070711476095272e+003 | 1.072e-07 | 9070.7115 | 9.070711476095272e+003 | 1.6366e-06 |  | 9.070711476095272e+003 | 3.268e-06 |  | 9.070711476095272e+003 | 2.8307e-06 |  | 9077.001 | 4.0004e-06 | 37.3184 | 4.0004e-06
9.077000993709482e+003 | 1.0716e-07 | 9077.001 | 9.077000993709482e+003 | 1.6356e-06 |  | 9.077000993709482e+003 | 3.2661e-06 |  | 9.077000993709482e+003 | 2.829e-06 |  | 9083.2949 | 4.0004e-06 | 37.3317 | 4.0004e-06
9.083294872396353e+003 | 1.0712e-07 | 9083.2949 | 9.083294872396353e+003 | 1.6347e-06 |  | 9.083294872396353e+003 | 3.2642e-06 |  | 9.083294872396353e+003 | 2.8274e-06 |  | 9089.5931 | 4.0004e-06 | 37.3449 | 4.0004e-06
9.089593115179794e+003 | 1.0708e-07 | 9089.5931 | 9.089593115179794e+003 | 1.6337e-06 |  | 9.089593115179794e+003 | 3.2623e-06 |  | 9.089593115179794e+003 | 2.8257e-06 |  | 9095.8957 | 4.0004e-06 | 37.3582 | 4.0004e-06
9.095895725085820e+003 | 1.0704e-07 | 9095.8957 | 9.095895725085820e+003 | 1.6328e-06 |  | 9.095895725085820e+003 | 3.2604e-06 |  | 9.095895725085820e+003 | 2.8241e-06 |  | 9102.2027 | 4.0004e-06 | 37.3715 | 4.0004e-06
9.102202705142534e+003 | 1.0701e-07 | 9102.2027 | 9.102202705142534e+003 | 1.6318e-06 |  | 9.102202705142534e+003 | 3.2585e-06 |  | 9.102202705142534e+003 | 2.8224e-06 |  | 9108.5141 | 4.0004e-06 | 37.3848 | 4.0004e-06
9.108514058380148e+003 | 1.0697e-07 | 9108.5141 | 9.108514058380148e+003 | 1.6309e-06 |  | 9.108514058380148e+003 | 3.2566e-06 |  | 9.108514058380148e+003 | 2.8208e-06 |  | 9114.8298 | 4.0004e-06 | 37.3981 | 4.0004e-06
9.114829787830968e+003 | 1.0693e-07 | 9114.8298 | 9.114829787830968e+003 | 1.6299e-06 |  | 9.114829787830968e+003 | 3.2547e-06 |  | 9.114829787830968e+003 | 2.8191e-06 |  | 9121.1499 | 4.0004e-06 | 37.4114 | 4.0004e-06
9.121149896529407e+003 | 1.0689e-07 | 9121.1499 | 9.121149896529407e+003 | 1.6289e-06 |  | 9.121149896529407e+003 | 3.2527e-06 |  | 9.121149896529407e+003 | 2.8175e-06 |  | 9127.4744 | 4.0004e-06 | 37.4247 | 4.0004e-06
9.127474387511978e+003 | 1.0685e-07 | 9127.4744 | 9.127474387511978e+003 | 1.628e-06 |  | 9.127474387511978e+003 | 3.2508e-06 |  | 9.127474387511978e+003 | 2.8158e-06 |  | 9133.8033 | 4.0004e-06 | 37.4381 | 4.0004e-06
9.133803263817306e+003 | 1.0682e-07 | 9133.8033 | 9.133803263817306e+003 | 1.627e-06 |  | 9.133803263817306e+003 | 3.2489e-06 |  | 9.133803263817306e+003 | 2.8141e-06 |  | 9140.1365 | 4.0004e-06 | 37.4515 | 4.0004e-06
9.140136528486115e+003 | 1.0678e-07 | 9140.1365 | 9.140136528486115e+003 | 1.6261e-06 |  | 9.140136528486115e+003 | 3.247e-06 |  | 9.140136528486115e+003 | 2.8125e-06 |  | 9146.4742 | 4.0004e-06 | 37.4649 | 4.0004e-06
9.146474184561243e+003 | 1.0674e-07 | 9146.4742 | 9.146474184561243e+003 | 1.6251e-06 |  | 9.146474184561243e+003 | 3.2451e-06 |  | 9.146474184561243e+003 | 2.8108e-06 |  | 9152.8162 | 4.0004e-06 | 37.4782 | 4.0004e-06
9.152816235087634e+003 | 1.067e-07 | 9152.8162 | 9.152816235087634e+003 | 1.6242e-06 |  | 9.152816235087634e+003 | 3.2432e-06 |  | 9.152816235087634e+003 | 2.8092e-06 |  | 9159.1627 | 4.0004e-06 | 37.4917 | 4.0004e-06
9.159162683112349e+003 | 1.0666e-07 | 9159.1627 | 9.159162683112349e+003 | 1.6232e-06 |  | 9.159162683112349e+003 | 3.2412e-06 |  | 9.159162683112349e+003 | 2.8075e-06 |  | 9165.5135 | 4.0004e-06 | 37.5051 | 4.0004e-06
9.165513531684555e+003 | 1.0662e-07 | 9165.5135 | 9.165513531684555e+003 | 1.6222e-06 |  | 9.165513531684555e+003 | 3.2393e-06 |  | 9.165513531684555e+003 | 2.8058e-06 |  | 9171.8688 | 4.0004e-06 | 37.5185 | 4.0004e-06
9.171868783855538e+003 | 1.0659e-07 | 9171.8688 | 9.171868783855538e+003 | 1.6213e-06 |  | 9.171868783855538e+003 | 3.2374e-06 |  | 9.171868783855538e+003 | 2.8042e-06 |  | 9178.2284 | 4.0004e-06 | 37.532 | 4.0004e-06
9.178228442678697e+003 | 1.0655e-07 | 9178.2284 | 9.178228442678697e+003 | 1.6203e-06 |  | 9.178228442678697e+003 | 3.2355e-06 |  | 9.178228442678697e+003 | 2.8025e-06 |  | 9184.5925 | 4.0004e-06 | 37.5455 | 4.0004e-06
9.184592511209552e+003 | 1.0651e-07 | 9184.5925 | 9.184592511209552e+003 | 1.6194e-06 |  | 9.184592511209552e+003 | 3.2336e-06 |  | 9.184592511209552e+003 | 2.8009e-06 |  | 9190.961 | 4.0004e-06 | 37.5589 | 4.0004e-06
9.190960992505738e+003 | 1.0647e-07 | 9190.961 | 9.190960992505738e+003 | 1.6184e-06 |  | 9.190960992505738e+003 | 3.2317e-06 |  | 9.190960992505738e+003 | 2.7992e-06 |  | 9197.3339 | 4.0004e-06 | 37.5725 | 4.0004e-06
9.197333889627009e+003 | 1.0643e-07 | 9197.3339 | 9.197333889627009e+003 | 1.6174e-06 |  | 9.197333889627009e+003 | 3.2297e-06 |  | 9.197333889627009e+003 | 2.7975e-06 |  | 9203.7112 | 4.0004e-06 | 37.586 | 4.0004e-06
9.203711205635244e+003 | 1.0639e-07 | 9203.7112 | 9.203711205635244e+003 | 1.6165e-06 |  | 9.203711205635244e+003 | 3.2278e-06 |  | 9.203711205635244e+003 | 2.7959e-06 |  | 9210.0929 | 4.0004e-06 | 37.5995 | 4.0004e-06
9.210092943594444e+003 | 1.0636e-07 | 9210.0929 | 9.210092943594444e+003 | 1.6155e-06 |  | 9.210092943594444e+003 | 3.2259e-06 |  | 9.210092943594444e+003 | 2.7942e-06 |  | 9216.4791 | 4.0004e-06 | 37.613 | 4.0004e-06
9.216479106570734e+003 | 1.0632e-07 | 9216.4791 | 9.216479106570734e+003 | 1.6146e-06 |  | 9.216479106570734e+003 | 3.224e-06 |  | 9.216479106570734e+003 | 2.7925e-06 |  | 9222.8697 | 4.0004e-06 | 37.6266 | 4.0004e-06
9.222869697632368e+003 | 1.0628e-07 | 9222.8697 | 9.222869697632368e+003 | 1.6136e-06 |  | 9.222869697632368e+003 | 3.2221e-06 |  | 9.222869697632368e+003 | 2.7909e-06 |  | 9229.2647 | 4.0004e-06 | 37.6401 | 4.0004e-06
9.229264719849720e+003 | 1.0624e-07 | 9229.2647 | 9.229264719849720e+003 | 1.6126e-06 |  | 9.229264719849720e+003 | 3.2201e-06 |  | 9.229264719849720e+003 | 2.7892e-06 |  | 9235.6642 | 4.0004e-06 | 37.6537 | 4.0004e-06
9.235664176295302e+003 | 1.062e-07 | 9235.6642 | 9.235664176295302e+003 | 1.6117e-06 |  | 9.235664176295302e+003 | 3.2182e-06 |  | 9.235664176295302e+003 | 2.7876e-06 |  | 9242.0681 | 4.0004e-06 | 37.6673 | 4.0004e-06
9.242068070043750e+003 | 1.0616e-07 | 9242.0681 | 9.242068070043750e+003 | 1.6107e-06 |  | 9.242068070043750e+003 | 3.2163e-06 |  | 9.242068070043750e+003 | 2.7859e-06 |  | 9248.4764 | 4.0004e-06 | 37.6809 | 4.0004e-06
9.248476404171835e+003 | 1.0613e-07 | 9248.4764 | 9.248476404171835e+003 | 1.6098e-06 |  | 9.248476404171835e+003 | 3.2144e-06 |  | 9.248476404171835e+003 | 2.7842e-06 |  | 9254.8892 | 4.0004e-06 | 37.6946 | 4.0004e-06
9.254889181758461e+003 | 1.0609e-07 | 9254.8892 | 9.254889181758461e+003 | 1.6088e-06 |  | 9.254889181758461e+003 | 3.2125e-06 |  | 9.254889181758461e+003 | 2.7826e-06 |  | 9261.3064 | 4.0004e-06 | 37.7082 | 4.0004e-06
9.261306405884665e+003 | 1.0605e-07 | 9261.3064 | 9.261306405884665e+003 | 1.6078e-06 |  | 9.261306405884665e+003 | 3.2105e-06 |  | 9.261306405884665e+003 | 2.7809e-06 |  | 9267.7281 | 4.0004e-06 | 37.7219 | 4.0004e-06
9.267728079633624e+003 | 1.0601e-07 | 9267.7281 | 9.267728079633624e+003 | 1.6069e-06 |  | 9.267728079633624e+003 | 3.2086e-06 |  | 9.267728079633624e+003 | 2.7792e-06 |  | 9274.1542 | 4.0004e-06 | 37.7355 | 4.0004e-06
9.274154206090649e+003 | 1.0597e-07 | 9274.1542 | 9.274154206090649e+003 | 1.6059e-06 |  | 9.274154206090649e+003 | 3.2067e-06 |  | 9.274154206090649e+003 | 2.7776e-06 |  | 9280.5848 | 4.0004e-06 | 37.7492 | 4.0004e-06
9.280584788343191e+003 | 1.0593e-07 | 9280.5848 | 9.280584788343191e+003 | 1.6049e-06 |  | 9.280584788343191e+003 | 3.2048e-06 |  | 9.280584788343191e+003 | 2.7759e-06 |  | 9287.0198 | 4.0004e-06 | 37.7629 | 4.0004e-06
9.287019829480845e+003 | 1.059e-07 | 9287.0198 | 9.287019829480845e+003 | 1.604e-06 |  | 9.287019829480845e+003 | 3.2028e-06 |  | 9.287019829480845e+003 | 2.7742e-06 |  | 9293.4593 | 4.0004e-06 | 37.7766 | 4.0004e-06
9.293459332595345e+003 | 1.0586e-07 | 9293.4593 | 9.293459332595345e+003 | 1.603e-06 |  | 9.293459332595345e+003 | 3.2009e-06 |  | 9.293459332595345e+003 | 2.7726e-06 |  | 9299.9033 | 4.0004e-06 | 37.7903 | 4.0004e-06
9.299903300780568e+003 | 1.0582e-07 | 9299.9033 | 9.299903300780568e+003 | 1.6021e-06 |  | 9.299903300780568e+003 | 3.199e-06 |  | 9.299903300780568e+003 | 2.7709e-06 |  | 9306.3517 | 4.0004e-06 | 37.8041 | 4.0004e-06
9.306351737132542e+003 | 1.0578e-07 | 9306.3517 | 9.306351737132542e+003 | 1.6011e-06 |  | 9.306351737132542e+003 | 3.1971e-06 |  | 9.306351737132542e+003 | 2.7692e-06 |  | 9312.8046 | 4.0004e-06 | 37.8178 | 4.0004e-06
9.312804644749436e+003 | 1.0574e-07 | 9312.8046 | 9.312804644749436e+003 | 1.6001e-06 |  | 9.312804644749436e+003 | 3.1951e-06 |  | 9.312804644749436e+003 | 2.7676e-06 |  | 9319.262 | 4.0004e-06 | 37.8316 | 4.0004e-06
9.319262026731567e+003 | 1.057e-07 | 9319.262 | 9.319262026731567e+003 | 1.5992e-06 |  | 9.319262026731567e+003 | 3.1932e-06 |  | 9.319262026731567e+003 | 2.7659e-06 |  | 9325.7239 | 4.0004e-06 | 37.8454 | 4.0004e-06
9.325723886181408e+003 | 1.0566e-07 | 9325.7239 | 9.325723886181408e+003 | 1.5982e-06 |  | 9.325723886181408e+003 | 3.1913e-06 |  | 9.325723886181408e+003 | 2.7642e-06 |  | 9332.1902 | 4.0004e-06 | 37.8592 | 4.0004e-06
9.332190226203573e+003 | 1.0563e-07 | 9332.1902 | 9.332190226203573e+003 | 1.5972e-06 |  | 9.332190226203573e+003 | 3.1894e-06 |  | 9.332190226203573e+003 | 2.7626e-06 |  | 9338.661 | 4.0004e-06 | 37.873 | 4.0004e-06
9.338661049904840e+003 | 1.0559e-07 | 9338.661 | 9.338661049904840e+003 | 1.5963e-06 |  | 9.338661049904840e+003 | 3.1874e-06 |  | 9.338661049904840e+003 | 2.7609e-06 |  | 9345.1364 | 4.0004e-06 | 37.8869 | 4.0004e-06
9.345136360394135e+003 | 1.0555e-07 | 9345.1364 | 9.345136360394135e+003 | 1.5953e-06 |  | 9.345136360394135e+003 | 3.1855e-06 |  | 9.345136360394135e+003 | 2.7592e-06 |  | 9351.6162 | 4.0004e-06 | 37.9007 | 4.0004e-06
9.351616160782538e+003 | 1.0551e-07 | 9351.6162 | 9.351616160782538e+003 | 1.5944e-06 |  | 9.351616160782538e+003 | 3.1836e-06 |  | 9.351616160782538e+003 | 2.7576e-06 |  | 9358.1005 | 4.0004e-06 | 37.9146 | 4.0004e-06
9.358100454183292e+003 | 1.0547e-07 | 9358.1005 | 9.358100454183292e+003 | 1.5934e-06 |  | 9.358100454183292e+003 | 3.1817e-06 |  | 9.358100454183292e+003 | 2.7559e-06 |  | 9364.5892 | 4.0004e-06 | 37.9284 | 4.0004e-06
9.364589243711793e+003 | 1.0543e-07 | 9364.5892 | 9.364589243711793e+003 | 1.5924e-06 |  | 9.364589243711793e+003 | 3.1797e-06 |  | 9.364589243711793e+003 | 2.7542e-06 |  | 9371.0825 | 4.0004e-06 | 37.9423 | 4.0004e-06
9.371082532485600e+003 | 1.0539e-07 | 9371.0825 | 9.371082532485600e+003 | 1.5915e-06 |  | 9.371082532485600e+003 | 3.1778e-06 |  | 9.371082532485600e+003 | 2.7526e-06 |  | 9377.5803 | 4.0004e-06 | 37.9562 | 4.0004e-06
9.377580323624434e+003 | 1.0536e-07 | 9377.5803 | 9.377580323624434e+003 | 1.5905e-06 |  | 9.377580323624434e+003 | 3.1759e-06 |  | 9.377580323624434e+003 | 2.7509e-06 |  | 9384.0826 | 4.0004e-06 | 37.9701 | 4.0004e-06
9.384082620250178e+003 | 1.0532e-07 | 9384.0826 | 9.384082620250178e+003 | 1.5895e-06 |  | 9.384082620250178e+003 | 3.1739e-06 |  | 9.384082620250178e+003 | 2.7492e-06 |  | 9390.5894 | 4.0004e-06 | 37.9841 | 4.0004e-06
9.390589425486880e+003 | 1.0528e-07 | 9390.5894 | 9.390589425486880e+003 | 1.5886e-06 |  | 9.390589425486880e+003 | 3.172e-06 |  | 9.390589425486880e+003 | 2.7475e-06 |  | 9397.1007 | 4.0004e-06 | 37.998 | 4.0004e-06
9.397100742460754e+003 | 1.0524e-07 | 9397.1007 | 9.397100742460754e+003 | 1.5876e-06 |  | 9.397100742460754e+003 | 3.1701e-06 |  | 9.397100742460754e+003 | 2.7459e-06 |  | 9403.6166 | 4.0004e-06 | 38.012 | 4.0004e-06
9.403616574300184e+003 | 1.052e-07 | 9403.6166 | 9.403616574300184e+003 | 1.5866e-06 |  | 9.403616574300184e+003 | 3.1682e-06 |  | 9.403616574300184e+003 | 2.7442e-06 |  | 9410.1369 | 4.0004e-06 | 38.0259 | 4.0004e-06
9.410136924135719e+003 | 1.0516e-07 | 9410.1369 | 9.410136924135719e+003 | 1.5857e-06 |  | 9.410136924135719e+003 | 3.1662e-06 |  | 9.410136924135719e+003 | 2.7425e-06 |  | 9416.6618 | 4.0004e-06 | 38.0399 | 4.0004e-06
9.416661795100083e+003 | 1.0512e-07 | 9416.6618 | 9.416661795100083e+003 | 1.5847e-06 |  | 9.416661795100083e+003 | 3.1643e-06 |  | 9.416661795100083e+003 | 2.7409e-06 |  | 9423.1912 | 4.0004e-06 | 38.0539 | 4.0004e-06
9.423191190328167e+003 | 1.0509e-07 | 9423.1912 | 9.423191190328167e+003 | 1.5837e-06 |  | 9.423191190328167e+003 | 3.1624e-06 |  | 9.423191190328167e+003 | 2.7392e-06 |  | 9429.7251 | 4.0004e-06 | 38.0679 | 4.0004e-06
9.429725112957040e+003 | 1.0505e-07 | 9429.7251 | 9.429725112957040e+003 | 1.5828e-06 |  | 9.429725112957040e+003 | 3.1604e-06 |  | 9.429725112957040e+003 | 2.7375e-06 |  | 9436.2636 | 4.0004e-06 | 38.082 | 4.0004e-06
9.436263566125947e+003 | 1.0501e-07 | 9436.2636 | 9.436263566125947e+003 | 1.5818e-06 |  | 9.436263566125947e+003 | 3.1585e-06 |  | 9.436263566125947e+003 | 2.7358e-06 |  | 9442.8066 | 4.0004e-06 | 38.096 | 4.0004e-06
9.442806552976304e+003 | 1.0497e-07 | 9442.8066 | 9.442806552976304e+003 | 1.5808e-06 |  | 9.442806552976304e+003 | 3.1566e-06 |  | 9.442806552976304e+003 | 2.7342e-06 |  | 9449.3541 | 4.0004e-06 | 38.1101 | 4.0004e-06
9.449354076651713e+003 | 1.0493e-07 | 9449.3541 | 9.449354076651713e+003 | 1.5799e-06 |  | 9.449354076651713e+003 | 3.1546e-06 |  | 9.449354076651713e+003 | 2.7325e-06 |  | 9455.9061 | 4.0004e-06 | 38.1242 | 4.0004e-06
9.455906140297948e+003 | 1.0489e-07 | 9455.9061 | 9.455906140297948e+003 | 1.5789e-06 |  | 9.455906140297948e+003 | 3.1527e-06 |  | 9.455906140297948e+003 | 2.7308e-06 |  | 9462.4627 | 4.0004e-06 | 38.1383 | 4.0004e-06
9.462462747062969e+003 | 1.0485e-07 | 9462.4627 | 9.462462747062969e+003 | 1.5779e-06 |  | 9.462462747062969e+003 | 3.1508e-06 |  | 9.462462747062969e+003 | 2.7291e-06 |  | 9469.0239 | 4.0004e-06 | 38.1524 | 4.0004e-06
9.469023900096920e+003 | 1.0481e-07 | 9469.0239 | 9.469023900096920e+003 | 1.577e-06 |  | 9.469023900096920e+003 | 3.1488e-06 |  | 9.469023900096920e+003 | 2.7275e-06 |  | 9475.5896 | 4.0004e-06 | 38.1665 | 4.0004e-06
9.475589602552123e+003 | 1.0477e-07 | 9475.5896 | 9.475589602552123e+003 | 1.576e-06 |  | 9.475589602552123e+003 | 3.1469e-06 |  | 9.475589602552123e+003 | 2.7258e-06 |  | 9482.1599 | 4.0004e-06 | 38.1806 | 4.0004e-06
9.482159857583092e+003 | 1.0474e-07 | 9482.1599 | 9.482159857583092e+003 | 1.575e-06 |  | 9.482159857583092e+003 | 3.145e-06 |  | 9.482159857583092e+003 | 2.7241e-06 |  | 9488.7347 | 4.0004e-06 | 38.1948 | 4.0004e-06
9.488734668346526e+003 | 1.047e-07 | 9488.7347 | 9.488734668346526e+003 | 1.5741e-06 |  | 9.488734668346526e+003 | 3.143e-06 |  | 9.488734668346526e+003 | 2.7224e-06 |  | 9495.314 | 4.0004e-06 | 38.209 | 4.0004e-06
9.495314038001312e+003 | 1.0466e-07 | 9495.314 | 9.495314038001312e+003 | 1.5731e-06 |  | 9.495314038001312e+003 | 3.1411e-06 |  | 9.495314038001312e+003 | 2.7208e-06 |  | 9501.898 | 4.0004e-06 | 38.2231 | 4.0004e-06
9.501897969708527e+003 | 1.0462e-07 | 9501.898 | 9.501897969708527e+003 | 1.5721e-06 |  | 9.501897969708527e+003 | 3.1392e-06 |  | 9.501897969708527e+003 | 2.7191e-06 |  | 9508.4865 | 4.0004e-06 | 38.2373 | 4.0004e-06
9.508486466631444e+003 | 1.0458e-07 | 9508.4865 | 9.508486466631444e+003 | 1.5712e-06 |  | 9.508486466631444e+003 | 3.1372e-06 |  | 9.508486466631444e+003 | 2.7174e-06 |  | 9515.0795 | 4.0004e-06 | 38.2515 | 4.0004e-06
9.515079531935524e+003 | 1.0454e-07 | 9515.0795 | 9.515079531935524e+003 | 1.5702e-06 |  | 9.515079531935524e+003 | 3.1353e-06 |  | 9.515079531935524e+003 | 2.7157e-06 |  | 9521.6772 | 4.0004e-06 | 38.2658 | 4.0004e-06
9.521677168788425e+003 | 1.045e-07 | 9521.6772 | 9.521677168788425e+003 | 1.5692e-06 |  | 9.521677168788425e+003 | 3.1334e-06 |  | 9.521677168788425e+003 | 2.7141e-06 |  | 9528.2794 | 4.0004e-06 | 38.28 | 4.0004e-06
9.528279380360003e+003 | 1.0446e-07 | 9528.2794 | 9.528279380360003e+003 | 1.5683e-06 |  | 9.528279380360003e+003 | 3.1314e-06 |  | 9.528279380360003e+003 | 2.7124e-06 |  | 9534.8862 | 4.0004e-06 | 38.2942 | 4.0004e-06
9.534886169822310e+003 | 1.0443e-07 | 9534.8862 | 9.534886169822310e+003 | 1.5673e-06 |  | 9.534886169822310e+003 | 3.1295e-06 |  | 9.534886169822310e+003 | 2.7107e-06 |  | 9541.4975 | 4.0004e-06 | 38.3085 | 4.0004e-06
9.541497540349599e+003 | 1.0439e-07 | 9541.4975 | 9.541497540349599e+003 | 1.5663e-06 |  | 9.541497540349599e+003 | 3.1276e-06 |  | 9.541497540349599e+003 | 2.709e-06 |  | 9548.1135 | 4.0004e-06 | 38.3228 | 4.0004e-06
9.548113495118321e+003 | 1.0435e-07 | 9548.1135 | 9.548113495118321e+003 | 1.5654e-06 |  | 9.548113495118321e+003 | 3.1256e-06 |  | 9.548113495118321e+003 | 2.7074e-06 |  | 9554.734 | 4.0004e-06 | 38.3371 | 4.0004e-06
9.554734037307133e+003 | 1.0431e-07 | 9554.734 | 9.554734037307133e+003 | 1.5644e-06 |  | 9.554734037307133e+003 | 3.1237e-06 |  | 9.554734037307133e+003 | 2.7057e-06 |  | 9561.3592 | 4.0004e-06 | 38.3514 | 4.0004e-06
9.561359170096894e+003 | 1.0427e-07 | 9561.3592 | 9.561359170096894e+003 | 1.5634e-06 |  | 9.561359170096894e+003 | 3.1217e-06 |  | 9.561359170096894e+003 | 2.704e-06 |  | 9567.9889 | 4.0004e-06 | 38.3657 | 4.0004e-06
9.567988896670669e+003 | 1.0423e-07 | 9567.9889 | 9.567988896670669e+003 | 1.5625e-06 |  | 9.567988896670669e+003 | 3.1198e-06 |  | 9.567988896670669e+003 | 2.7023e-06 |  | 9574.6232 | 4.0004e-06 | 38.3801 | 4.0004e-06
9.574623220213733e+003 | 1.0419e-07 | 9574.6232 | 9.574623220213733e+003 | 1.5615e-06 |  | 9.574623220213733e+003 | 3.1179e-06 |  | 9.574623220213733e+003 | 2.7006e-06 |  | 9581.2621 | 4.0004e-06 | 38.3945 | 4.0004e-06
9.581262143913562e+003 | 1.0415e-07 | 9581.2621 | 9.581262143913562e+003 | 1.5605e-06 |  | 9.581262143913562e+003 | 3.1159e-06 |  | 9.581262143913562e+003 | 2.699e-06 |  | 9587.9057 | 4.0004e-06 | 38.4088 | 4.0004e-06
9.587905670959850e+003 | 1.0411e-07 | 9587.9057 | 9.587905670959850e+003 | 1.5595e-06 |  | 9.587905670959850e+003 | 3.114e-06 |  | 9.587905670959850e+003 | 2.6973e-06 |  | 9594.5538 | 4.0004e-06 | 38.4232 | 4.0004e-06
9.594553804544499e+003 | 1.0407e-07 | 9594.5538 | 9.594553804544499e+003 | 1.5586e-06 |  | 9.594553804544499e+003 | 3.1121e-06 |  | 9.594553804544499e+003 | 2.6956e-06 |  | 9601.2065 | 4.0004e-06 | 38.4376 | 4.0004e-06
9.601206547861626e+003 | 1.0404e-07 | 9601.2065 | 9.601206547861626e+003 | 1.5576e-06 |  | 9.601206547861626e+003 | 3.1101e-06 |  | 9.601206547861626e+003 | 2.6939e-06 |  | 9607.8639 | 4.0004e-06 | 38.4521 | 4.0004e-06
9.607863904107560e+003 | 1.04e-07 | 9607.8639 | 9.607863904107560e+003 | 1.5566e-06 |  | 9.607863904107560e+003 | 3.1082e-06 |  | 9.607863904107560e+003 | 2.6923e-06 |  | 9614.5259 | 4.0004e-06 | 38.4665 | 4.0004e-06
9.614525876480850e+003 | 1.0396e-07 | 9614.5259 | 9.614525876480850e+003 | 1.5557e-06 |  | 9.614525876480850e+003 | 3.1062e-06 |  | 9.614525876480850e+003 | 2.6906e-06 |  | 9621.1925 | 4.0004e-06 | 38.4809 | 4.0004e-06
9.621192468182258e+003 | 1.0392e-07 | 9621.1925 | 9.621192468182258e+003 | 1.5547e-06 |  | 9.621192468182258e+003 | 3.1043e-06 |  | 9.621192468182258e+003 | 2.6889e-06 |  | 9627.8637 | 4.0004e-06 | 38.4954 | 4.0004e-06
9.627863682414771e+003 | 1.0388e-07 | 9627.8637 | 9.627863682414771e+003 | 1.5537e-06 |  | 9.627863682414771e+003 | 3.1024e-06 |  | 9.627863682414771e+003 | 2.6872e-06 |  | 9634.5395 | 4.0004e-06 | 38.5099 | 4.0004e-06
9.634539522383593e+003 | 1.0384e-07 | 9634.5395 | 9.634539522383593e+003 | 1.5528e-06 |  | 9.634539522383593e+003 | 3.1004e-06 |  | 9.634539522383593e+003 | 2.6855e-06 |  | 9641.22 | 4.0004e-06 | 38.5244 | 4.0004e-06
9.641219991296151e+003 | 1.038e-07 | 9641.22 | 9.641219991296151e+003 | 1.5518e-06 |  | 9.641219991296151e+003 | 3.0985e-06 |  | 9.641219991296151e+003 | 2.6839e-06 |  | 9647.9051 | 4.0004e-06 | 38.5389 | 4.0004e-06
9.647905092362098e+003 | 1.0376e-07 | 9647.9051 | 9.647905092362098e+003 | 1.5508e-06 |  | 9.647905092362098e+003 | 3.0965e-06 |  | 9.647905092362098e+003 | 2.6822e-06 |  | 9654.5948 | 4.0004e-06 | 38.5534 | 4.0004e-06
9.654594828793310e+003 | 1.0372e-07 | 9654.5948 | 9.654594828793310e+003 | 1.5498e-06 |  | 9.654594828793310e+003 | 3.0946e-06 |  | 9.654594828793310e+003 | 2.6805e-06 |  | 9661.2892 | 4.0004e-06 | 38.5679 | 4.0004e-06
9.661289203803890e+003 | 1.0368e-07 | 9661.2892 | 9.661289203803890e+003 | 1.5489e-06 |  | 9.661289203803890e+003 | 3.0927e-06 |  | 9.661289203803890e+003 | 2.6788e-06 |  | 9667.9882 | 4.0004e-06 | 38.5825 | 4.0004e-06
9.667988220610174e+003 | 1.0364e-07 | 9667.9882 | 9.667988220610174e+003 | 1.5479e-06 |  | 9.667988220610174e+003 | 3.0907e-06 |  | 9.667988220610174e+003 | 2.6771e-06 |  | 9674.6919 | 4.0004e-06 | 38.5971 | 4.0004e-06
9.674691882430721e+003 | 1.0361e-07 | 9674.6919 | 9.674691882430721e+003 | 1.5469e-06 |  | 9.674691882430721e+003 | 3.0888e-06 |  | 9.674691882430721e+003 | 2.6755e-06 |  | 9681.4002 | 4.0004e-06 | 38.6116 | 4.0004e-06
9.681400192486330e+003 | 1.0357e-07 | 9681.4002 | 9.681400192486330e+003 | 1.546e-06 |  | 9.681400192486330e+003 | 3.0868e-06 |  | 9.681400192486330e+003 | 2.6738e-06 |  | 9688.1132 | 4.0004e-06 | 38.6262 | 4.0004e-06
9.688113154000026e+003 | 1.0353e-07 | 9688.1132 | 9.688113154000026e+003 | 1.545e-06 |  | 9.688113154000026e+003 | 3.0849e-06 |  | 9.688113154000026e+003 | 2.6721e-06 |  | 9694.8308 | 4.0004e-06 | 38.6409 | 4.0004e-06
9.694830770197072e+003 | 1.0349e-07 | 9694.8308 | 9.694830770197072e+003 | 1.544e-06 |  | 9.694830770197072e+003 | 3.083e-06 |  | 9.694830770197072e+003 | 2.6704e-06 |  | 9701.553 | 4.0004e-06 | 38.6555 | 4.0004e-06
9.701553044304967e+003 | 1.0345e-07 | 9701.553 | 9.701553044304967e+003 | 1.5431e-06 |  | 9.701553044304967e+003 | 3.081e-06 |  | 9.701553044304967e+003 | 2.6687e-06 |  | 9708.28 | 4.0004e-06 | 38.6701 | 4.0004e-06
9.708279979553450e+003 | 1.0341e-07 | 9708.28 | 9.708279979553450e+003 | 1.5421e-06 |  | 9.708279979553450e+003 | 3.0791e-06 |  | 9.708279979553450e+003 | 2.667e-06 |  | 9715.0116 | 4.0004e-06 | 38.6848 | 4.0004e-06
9.715011579174494e+003 | 1.0337e-07 | 9715.0116 | 9.715011579174494e+003 | 1.5411e-06 |  | 9.715011579174494e+003 | 3.0771e-06 |  | 9.715011579174494e+003 | 2.6654e-06 |  | 9721.7478 | 4.0004e-06 | 38.6995 | 4.0004e-06
9.721747846402319e+003 | 1.0333e-07 | 9721.7478 | 9.721747846402319e+003 | 1.5401e-06 |  | 9.721747846402319e+003 | 3.0752e-06 |  | 9.721747846402319e+003 | 2.6637e-06 |  | 9728.4888 | 4.0004e-06 | 38.7141 | 4.0004e-06
9.728488784473386e+003 | 1.0329e-07 | 9728.4888 | 9.728488784473386e+003 | 1.5392e-06 |  | 9.728488784473386e+003 | 3.0732e-06 |  | 9.728488784473386e+003 | 2.662e-06 |  | 9735.2344 | 4.0004e-06 | 38.7289 | 4.0004e-06
9.735234396626396e+003 | 1.0325e-07 | 9735.2344 | 9.735234396626396e+003 | 1.5382e-06 |  | 9.735234396626396e+003 | 3.0713e-06 |  | 9.735234396626396e+003 | 2.6603e-06 |  | 9741.9847 | 4.0004e-06 | 38.7436 | 4.0004e-06
9.741984686102300e+003 | 1.0321e-07 | 9741.9847 | 9.741984686102300e+003 | 1.5372e-06 |  | 9.741984686102300e+003 | 3.0694e-06 |  | 9.741984686102300e+003 | 2.6586e-06 |  | 9748.7397 | 4.0004e-06 | 38.7583 | 4.0004e-06
9.748739656144297e+003 | 1.0317e-07 | 9748.7397 | 9.748739656144297e+003 | 1.5362e-06 |  | 9.748739656144297e+003 | 3.0674e-06 |  | 9.748739656144297e+003 | 2.6569e-06 |  | 9755.4993 | 4.0004e-06 | 38.7731 | 4.0004e-06
9.755499309997829e+003 | 1.0313e-07 | 9755.4993 | 9.755499309997829e+003 | 1.5353e-06 |  | 9.755499309997829e+003 | 3.0655e-06 |  | 9.755499309997829e+003 | 2.6553e-06 |  | 9762.2637 | 4.0004e-06 | 38.7878 | 4.0004e-06
9.762263650910596e+003 | 1.031e-07 | 9762.2637 | 9.762263650910596e+003 | 1.5343e-06 |  | 9.762263650910596e+003 | 3.0635e-06 |  | 9.762263650910596e+003 | 2.6536e-06 |  | 9769.0327 | 4.0004e-06 | 38.8026 | 4.0004e-06
9.769032682132543e+003 | 1.0306e-07 | 9769.0327 | 9.769032682132543e+003 | 1.5333e-06 |  | 9.769032682132543e+003 | 3.0616e-06 |  | 9.769032682132543e+003 | 2.6519e-06 |  | 9775.8064 | 4.0004e-06 | 38.8174 | 4.0004e-06
9.775806406915874e+003 | 1.0302e-07 | 9775.8064 | 9.775806406915874e+003 | 1.5324e-06 |  | 9.775806406915874e+003 | 3.0596e-06 |  | 9.775806406915874e+003 | 2.6502e-06 |  | 9782.5848 | 4.0004e-06 | 38.8322 | 4.0004e-06
9.782584828515046e+003 | 1.0298e-07 | 9782.5848 | 9.782584828515046e+003 | 1.5314e-06 |  | 9.782584828515046e+003 | 3.0577e-06 |  | 9.782584828515046e+003 | 2.6485e-06 |  | 9789.368 | 4.0004e-06 | 38.847 | 4.0004e-06
9.789367950186770e+003 | 1.0294e-07 | 9789.368 | 9.789367950186770e+003 | 1.5304e-06 |  | 9.789367950186770e+003 | 3.0557e-06 |  | 9.789367950186770e+003 | 2.6468e-06 |  | 9796.1558 | 4.0004e-06 | 38.8619 | 4.0004e-06
9.796155775190018e+003 | 1.029e-07 | 9796.1558 | 9.796155775190018e+003 | 1.5294e-06 |  | 9.796155775190018e+003 | 3.0538e-06 |  | 9.796155775190018e+003 | 2.6452e-06 |  | 9802.9483 | 4.0004e-06 | 38.8768 | 4.0004e-06
9.802948306786020e+003 | 1.0286e-07 | 9802.9483 | 9.802948306786020e+003 | 1.5285e-06 |  | 9.802948306786020e+003 | 3.0518e-06 |  | 9.802948306786020e+003 | 2.6435e-06 |  | 9809.7455 | 4.0004e-06 | 38.8916 | 4.0004e-06
9.809745548238272e+003 | 1.0282e-07 | 9809.7455 | 9.809745548238272e+003 | 1.5275e-06 |  | 9.809745548238272e+003 | 3.0499e-06 |  | 9.809745548238272e+003 | 2.6418e-06 |  | 9816.5475 | 4.0004e-06 | 38.9065 | 4.0004e-06
9.816547502812528e+003 | 1.0278e-07 | 9816.5475 | 9.816547502812528e+003 | 1.5265e-06 |  | 9.816547502812528e+003 | 3.048e-06 |  | 9.816547502812528e+003 | 2.6401e-06 |  | 9823.3542 | 4.0004e-06 | 38.9214 | 4.0004e-06
9.823354173776805e+003 | 1.0274e-07 | 9823.3542 | 9.823354173776805e+003 | 1.5255e-06 |  | 9.823354173776805e+003 | 3.046e-06 |  | 9.823354173776805e+003 | 2.6384e-06 |  | 9830.1656 | 4.0004e-06 | 38.9363 | 4.0004e-06
9.830165564401390e+003 | 1.027e-07 | 9830.1656 | 9.830165564401390e+003 | 1.5246e-06 |  | 9.830165564401390e+003 | 3.0441e-06 |  | 9.830165564401390e+003 | 2.6367e-06 |  | 9836.9817 | 4.0004e-06 | 38.9513 | 4.0004e-06
9.836981677958838e+003 | 1.0266e-07 | 9836.9817 | 9.836981677958838e+003 | 1.5236e-06 |  | 9.836981677958838e+003 | 3.0421e-06 |  | 9.836981677958838e+003 | 2.635e-06 |  | 9843.8025 | 4.0004e-06 | 38.9662 | 4.0004e-06
9.843802517723971e+003 | 1.0262e-07 | 9843.8025 | 9.843802517723971e+003 | 1.5226e-06 |  | 9.843802517723971e+003 | 3.0402e-06 |  | 9.843802517723971e+003 | 2.6333e-06 |  | 9850.6281 | 4.0004e-06 | 38.9812 | 4.0004e-06
9.850628086973880e+003 | 1.0258e-07 | 9850.6281 | 9.850628086973880e+003 | 1.5216e-06 |  | 9.850628086973880e+003 | 3.0382e-06 |  | 9.850628086973880e+003 | 2.6317e-06 |  | 9857.4584 | 4.0004e-06 | 38.9962 | 4.0004e-06
9.857458388987932e+003 | 1.0254e-07 | 9857.4584 | 9.857458388987932e+003 | 1.5207e-06 |  | 9.857458388987932e+003 | 3.0363e-06 |  | 9.857458388987932e+003 | 2.63e-06 |  | 9864.2934 | 4.0004e-06 | 39.0112 | 4.0004e-06
9.864293427047767e+003 | 1.025e-07 | 9864.2934 | 9.864293427047767e+003 | 1.5197e-06 |  | 9.864293427047767e+003 | 3.0343e-06 |  | 9.864293427047767e+003 | 2.6283e-06 |  | 9871.1332 | 4.0004e-06 | 39.0262 | 4.0004e-06
9.871133204437298e+003 | 1.0247e-07 | 9871.1332 | 9.871133204437298e+003 | 1.5187e-06 |  | 9.871133204437298e+003 | 3.0324e-06 |  | 9.871133204437298e+003 | 2.6266e-06 |  | 9877.9777 | 4.0004e-06 | 39.0412 | 4.0004e-06
9.877977724442719e+003 | 1.0243e-07 | 9877.9777 | 9.877977724442719e+003 | 1.5178e-06 |  | 9.877977724442719e+003 | 3.0304e-06 |  | 9.877977724442719e+003 | 2.6249e-06 |  | 9884.827 | 4.0004e-06 | 39.0562 | 4.0004e-06
9.884826990352498e+003 | 1.0239e-07 | 9884.827 | 9.884826990352498e+003 | 1.5168e-06 |  | 9.884826990352498e+003 | 3.0285e-06 |  | 9.884826990352498e+003 | 2.6232e-06 |  | 9891.681 | 4.0004e-06 | 39.0713 | 4.0004e-06
9.891681005457387e+003 | 1.0235e-07 | 9891.681 | 9.891681005457387e+003 | 1.5158e-06 |  | 9.891681005457387e+003 | 3.0265e-06 |  | 9.891681005457387e+003 | 2.6215e-06 |  | 9898.5398 | 4.0004e-06 | 39.0864 | 4.0004e-06
9.898539773050417e+003 | 1.0231e-07 | 9898.5398 | 9.898539773050417e+003 | 1.5148e-06 |  | 9.898539773050417e+003 | 3.0246e-06 |  | 9.898539773050417e+003 | 2.6199e-06 |  | 9905.4033 | 4.0004e-06 | 39.1015 | 4.0004e-06
9.905403296426906e+003 | 1.0227e-07 | 9905.4033 | 9.905403296426906e+003 | 1.5139e-06 |  | 9.905403296426906e+003 | 3.0226e-06 |  | 9.905403296426906e+003 | 2.6182e-06 |  | 9912.2716 | 4.0004e-06 | 39.1166 | 4.0004e-06
9.912271578884454e+003 | 1.0223e-07 | 9912.2716 | 9.912271578884454e+003 | 1.5129e-06 |  | 9.912271578884454e+003 | 3.0207e-06 |  | 9.912271578884454e+003 | 2.6165e-06 |  | 9919.1446 | 4.0004e-06 | 39.1317 | 4.0004e-06
9.919144623722947e+003 | 1.0219e-07 | 9919.1446 | 9.919144623722947e+003 | 1.5119e-06 |  | 9.919144623722947e+003 | 3.0187e-06 |  | 9.919144623722947e+003 | 2.6148e-06 |  | 9926.0224 | 4.0004e-06 | 39.1468 | 4.0004e-06
9.926022434244560e+003 | 1.0215e-07 | 9926.0224 | 9.926022434244560e+003 | 1.5109e-06 |  | 9.926022434244560e+003 | 3.0168e-06 |  | 9.926022434244560e+003 | 2.6131e-06 |  | 9932.905 | 4.0004e-06 | 39.162 | 4.0004e-06
9.932905013753760e+003 | 1.0211e-07 | 9932.905 | 9.932905013753760e+003 | 1.51e-06 |  | 9.932905013753760e+003 | 3.0148e-06 |  | 9.932905013753760e+003 | 2.6114e-06 |  | 9939.7924 | 4.0004e-06 | 39.1771 | 4.0004e-06
9.939792365557301e+003 | 1.0207e-07 | 9939.7924 | 9.939792365557301e+003 | 1.509e-06 |  | 9.939792365557301e+003 | 3.0129e-06 |  | 9.939792365557301e+003 | 2.6097e-06 |  | 9946.6845 | 4.0004e-06 | 39.1923 | 4.0004e-06
9.946684492964232e+003 | 1.0203e-07 | 9946.6845 | 9.946684492964232e+003 | 1.508e-06 |  | 9.946684492964232e+003 | 3.0109e-06 |  | 9.946684492964232e+003 | 2.608e-06 |  | 9953.5814 | 4.0004e-06 | 39.2075 | 4.0004e-06
9.953581399285900e+003 | 1.0199e-07 | 9953.5814 | 9.953581399285900e+003 | 1.507e-06 |  | 9.953581399285900e+003 | 3.009e-06 |  | 9.953581399285900e+003 | 2.6063e-06 |  | 9960.4831 | 4.0004e-06 | 39.2227 | 4.0004e-06
9.960483087835941e+003 | 1.0195e-07 | 9960.4831 | 9.960483087835941e+003 | 1.5061e-06 |  | 9.960483087835941e+003 | 3.007e-06 |  | 9.960483087835941e+003 | 2.6047e-06 |  | 9967.3896 | 4.0004e-06 | 39.2379 | 4.0004e-06
9.967389561930291e+003 | 1.0191e-07 | 9967.3896 | 9.967389561930291e+003 | 1.5051e-06 |  | 9.967389561930291e+003 | 3.0051e-06 |  | 9.967389561930291e+003 | 2.603e-06 |  | 9974.3008 | 4.0004e-06 | 39.2532 | 4.0004e-06
9.974300824887192e+003 | 1.0187e-07 | 9974.3008 | 9.974300824887192e+003 | 1.5041e-06 |  | 9.974300824887192e+003 | 3.0031e-06 |  | 9.974300824887192e+003 | 2.6013e-06 |  | 9981.2169 | 4.0004e-06 | 39.2685 | 4.0004e-06
9.981216880027176e+003 | 1.0183e-07 | 9981.2169 | 9.981216880027176e+003 | 1.5031e-06 |  | 9.981216880027176e+003 | 3.0012e-06 |  | 9.981216880027176e+003 | 2.5996e-06 |  | 9988.1377 | 4.0004e-06 | 39.2837 | 4.0004e-06
9.988137730673085e+003 | 1.0179e-07 | 9988.1377 | 9.988137730673085e+003 | 1.5022e-06 |  | 9.988137730673085e+003 | 2.9992e-06 |  | 9.988137730673085e+003 | 2.5979e-06 |  | 9995.0634 | 4.0004e-06 | 39.299 | 4.0004e-06
9.995063380150063e+003 | 1.0175e-07 | 9995.0634 | 9.995063380150063e+003 | 1.5012e-06 |  | 9.995063380150063e+003 | 2.9973e-06 |  | 9.995063380150063e+003 | 2.5962e-06 |  | 10001.9938 | 4.0004e-06 | 39.3143 | 4.0004e-06
1.000199383178556e+004 | 1.0171e-07 | 10001.9938 | 1.000199383178556e+004 | 1.5002e-06 |  | 1.000199383178556e+004 | 2.9953e-06 |  | 1.000199383178556e+004 | 2.5945e-06 |  | 10008.9291 | 4.0004e-06 | 39.3296 | 4.0004e-06
1.000892908890933e+004 | 1.0167e-07 | 10008.9291 | 1.000892908890933e+004 | 1.4992e-06 |  | 1.000892908890933e+004 | 2.9934e-06 |  | 1.000892908890933e+004 | 2.5928e-06 |  | 10015.8692 | 4.0004e-06 | 39.345 | 4.0004e-06
1.001586915485344e+004 | 1.0163e-07 | 10015.8692 | 1.001586915485344e+004 | 1.4982e-06 |  | 1.001586915485344e+004 | 2.9914e-06 |  | 1.001586915485344e+004 | 2.5911e-06 |  | 10022.814 | 4.0004e-06 | 39.3603 | 4.0004e-06
1.002281403295226e+004 | 1.0159e-07 | 10022.814 | 1.002281403295226e+004 | 1.4973e-06 |  | 1.002281403295226e+004 | 2.9895e-06 |  | 1.002281403295226e+004 | 2.5894e-06 |  | 10029.7637 | 4.0004e-06 | 39.3757 | 4.0004e-06
1.002976372654248e+004 | 1.0155e-07 | 10029.7637 | 1.002976372654248e+004 | 1.4963e-06 |  | 1.002976372654248e+004 | 2.9875e-06 |  | 1.002976372654248e+004 | 2.5878e-06 |  | 10036.7182 | 4.0004e-06 | 39.3911 | 4.0004e-06
1.003671823896311e+004 | 1.0152e-07 | 10036.7182 | 1.003671823896311e+004 | 1.4953e-06 |  | 1.003671823896311e+004 | 2.9856e-06 |  | 1.003671823896311e+004 | 2.5861e-06 |  | 10043.6776 | 4.0004e-06 | 39.4065 | 4.0004e-06
1.004367757355547e+004 | 1.0148e-07 | 10043.6776 | 1.004367757355547e+004 | 1.4943e-06 |  | 1.004367757355547e+004 | 2.9836e-06 |  | 1.004367757355547e+004 | 2.5844e-06 |  | 10050.6417 | 4.0004e-06 | 39.4219 | 4.0004e-06
1.005064173366317e+004 | 1.0144e-07 | 10050.6417 | 1.005064173366317e+004 | 1.4934e-06 |  | 1.005064173366317e+004 | 2.9817e-06 |  | 1.005064173366317e+004 | 2.5827e-06 |  | 10057.6107 | 4.0004e-06 | 39.4373 | 4.0004e-06
1.005761072263218e+004 | 1.014e-07 | 10057.6107 | 1.005761072263218e+004 | 1.4924e-06 |  | 1.005761072263218e+004 | 2.9797e-06 |  | 1.005761072263218e+004 | 2.581e-06 |  | 10064.5845 | 4.0004e-06 | 39.4528 | 4.0004e-06
1.006458454381077e+004 | 1.0136e-07 | 10064.5845 | 1.006458454381077e+004 | 1.4914e-06 |  | 1.006458454381077e+004 | 2.9778e-06 |  | 1.006458454381077e+004 | 2.5793e-06 |  | 10071.5632 | 4.0004e-06 | 39.4682 | 4.0004e-06
1.007156320054953e+004 | 1.0132e-07 | 10071.5632 | 1.007156320054953e+004 | 1.4904e-06 |  | 1.007156320054953e+004 | 2.9758e-06 |  | 1.007156320054953e+004 | 2.5776e-06 |  | 10078.5467 | 4.0004e-06 | 39.4837 | 4.0004e-06
1.007854669620138e+004 | 1.0128e-07 | 10078.5467 | 1.007854669620138e+004 | 1.4895e-06 |  | 1.007854669620138e+004 | 2.9739e-06 |  | 1.007854669620138e+004 | 2.5759e-06 |  | 10085.535 | 4.0004e-06 | 39.4992 | 4.0004e-06
1.008553503412156e+004 | 1.0124e-07 | 10085.535 | 1.008553503412156e+004 | 1.4885e-06 |  | 1.008553503412156e+004 | 2.9719e-06 |  | 1.008553503412156e+004 | 2.5742e-06 |  | 10092.5282 | 4.0004e-06 | 39.5147 | 4.0004e-06
1.009252821766764e+004 | 1.012e-07 | 10092.5282 | 1.009252821766764e+004 | 1.4875e-06 |  | 1.009252821766764e+004 | 2.97e-06 |  | 1.009252821766764e+004 | 2.5725e-06 |  | 10099.5263 | 4.0004e-06 | 39.5303 | 4.0004e-06
1.009952625019951e+004 | 1.0116e-07 | 10099.5263 | 1.009952625019951e+004 | 1.4865e-06 |  | 1.009952625019951e+004 | 2.968e-06 |  | 1.009952625019951e+004 | 2.5708e-06 |  | 10106.5291 | 4.0004e-06 | 39.5458 | 4.0004e-06
1.010652913507941e+004 | 1.0112e-07 | 10106.5291 | 1.010652913507941e+004 | 1.4855e-06 |  | 1.010652913507941e+004 | 2.966e-06 |  | 1.010652913507941e+004 | 2.5692e-06 |  | 10113.5369 | 4.0004e-06 | 39.5613 | 4.0004e-06
1.011353687567187e+004 | 1.0108e-07 | 10113.5369 | 1.011353687567187e+004 | 1.4846e-06 |  | 1.011353687567187e+004 | 2.9641e-06 |  | 1.011353687567187e+004 | 2.5675e-06 |  | 10120.5495 | 4.0004e-06 | 39.5769 | 4.0004e-06
1.012054947534381e+004 | 1.0104e-07 | 10120.5495 | 1.012054947534381e+004 | 1.4836e-06 |  | 1.012054947534381e+004 | 2.9621e-06 |  | 1.012054947534381e+004 | 2.5658e-06 |  | 10127.5669 | 4.0004e-06 | 39.5925 | 4.0004e-06
1.012756693746444e+004 | 1.01e-07 | 10127.5669 | 1.012756693746444e+004 | 1.4826e-06 |  | 1.012756693746444e+004 | 2.9602e-06 |  | 1.012756693746444e+004 | 2.5641e-06 |  | 10134.5893 | 4.0004e-06 | 39.6081 | 4.0004e-06
1.013458926540533e+004 | 1.0096e-07 | 10134.5893 | 1.013458926540533e+004 | 1.4816e-06 |  | 1.013458926540533e+004 | 2.9582e-06 |  | 1.013458926540533e+004 | 2.5624e-06 |  | 10141.6165 | 4.0004e-06 | 39.6238 | 4.0004e-06
1.014161646254036e+004 | 1.0092e-07 | 10141.6165 | 1.014161646254036e+004 | 1.4807e-06 |  | 1.014161646254036e+004 | 2.9563e-06 |  | 1.014161646254036e+004 | 2.5607e-06 |  | 10148.6485 | 4.0004e-06 | 39.6394 | 4.0004e-06
1.014864853224579e+004 | 1.0088e-07 | 10148.6485 | 1.014864853224579e+004 | 1.4797e-06 |  | 1.014864853224579e+004 | 2.9543e-06 |  | 1.014864853224579e+004 | 2.559e-06 |  | 10155.6855 | 4.0004e-06 | 39.655 | 4.0004e-06
1.015568547790019e+004 | 1.0084e-07 | 10155.6855 | 1.015568547790019e+004 | 1.4787e-06 |  | 1.015568547790019e+004 | 2.9524e-06 |  | 1.015568547790019e+004 | 2.5573e-06 |  | 10162.7273 | 4.0004e-06 | 39.6707 | 4.0004e-06
1.016272730288448e+004 | 1.008e-07 | 10162.7273 | 1.016272730288448e+004 | 1.4777e-06 |  | 1.016272730288448e+004 | 2.9504e-06 |  | 1.016272730288448e+004 | 2.5556e-06 |  | 10169.774 | 4.0003e-06 | 39.6864 | 4.0004e-06
1.016977401058192e+004 | 1.0076e-07 | 10169.774 | 1.016977401058192e+004 | 1.4768e-06 |  | 1.016977401058192e+004 | 2.9485e-06 |  | 1.016977401058192e+004 | 2.5539e-06 |  | 10176.8256 | 4.0003e-06 | 39.7021 | 4.0003e-06
1.017682560437814e+004 | 1.0072e-07 | 10176.8256 | 1.017682560437814e+004 | 1.4758e-06 |  | 1.017682560437814e+004 | 2.9465e-06 |  | 1.017682560437814e+004 | 2.5522e-06 |  | 10183.8821 | 4.0003e-06 | 39.7178 | 4.0004e-06
1.018388208766108e+004 | 1.0068e-07 | 10183.8821 | 1.018388208766108e+004 | 1.4748e-06 |  | 1.018388208766108e+004 | 2.9445e-06 |  | 1.018388208766108e+004 | 2.5505e-06 |  | 10190.9435 | 4.0003e-06 | 39.7335 | 4.0003e-06
1.019094346382107e+004 | 1.0064e-07 | 10190.9435 | 1.019094346382107e+004 | 1.4738e-06 |  | 1.019094346382107e+004 | 2.9426e-06 |  | 1.019094346382107e+004 | 2.5488e-06 |  | 10198.0097 | 4.0003e-06 | 39.7493 | 4.0003e-06
1.019800973625075e+004 | 1.006e-07 | 10198.0097 | 1.019800973625075e+004 | 1.4728e-06 |  | 1.019800973625075e+004 | 2.9406e-06 |  | 1.019800973625075e+004 | 2.5472e-06 |  | 10205.0809 | 4.0003e-06 | 39.7651 | 4.0003e-06
1.020508090834514e+004 | 1.0056e-07 | 10205.0809 | 1.020508090834514e+004 | 1.4719e-06 |  | 1.020508090834514e+004 | 2.9387e-06 |  | 1.020508090834514e+004 | 2.5455e-06 |  | 10212.157 | 4.0003e-06 | 39.7808 | 4.0003e-06
1.021215698350161e+004 | 1.0052e-07 | 10212.157 | 1.021215698350161e+004 | 1.4709e-06 |  | 1.021215698350161e+004 | 2.9367e-06 |  | 1.021215698350161e+004 | 2.5438e-06 |  | 10219.238 | 4.0003e-06 | 39.7966 | 4.0003e-06
1.021923796511987e+004 | 1.0048e-07 | 10219.238 | 1.021923796511987e+004 | 1.4699e-06 |  | 1.021923796511987e+004 | 2.9348e-06 |  | 1.021923796511987e+004 | 2.5421e-06 |  | 10226.3239 | 4.0003e-06 | 39.8124 | 4.0003e-06
1.022632385660201e+004 | 1.0044e-07 | 10226.3239 | 1.022632385660201e+004 | 1.4689e-06 |  | 1.022632385660201e+004 | 2.9328e-06 |  | 1.022632385660201e+004 | 2.5404e-06 |  | 10233.4147 | 4.0003e-06 | 39.8283 | 4.0003e-06
1.023341466135247e+004 | 1.004e-07 | 10233.4147 | 1.023341466135247e+004 | 1.468e-06 |  | 1.023341466135247e+004 | 2.9309e-06 |  | 1.023341466135247e+004 | 2.5387e-06 |  | 10240.5104 | 4.0003e-06 | 39.8441 | 4.0003e-06
1.024051038277804e+004 | 1.0036e-07 | 10240.5104 | 1.024051038277804e+004 | 1.467e-06 |  | 1.024051038277804e+004 | 2.9289e-06 |  | 1.024051038277804e+004 | 2.537e-06 |  | 10247.611 | 4.0003e-06 | 39.86 | 4.0003e-06
1.024761102428789e+004 | 1.0032e-07 | 10247.611 | 1.024761102428789e+004 | 1.466e-06 |  | 1.024761102428789e+004 | 2.9269e-06 |  | 1.024761102428789e+004 | 2.5353e-06 |  | 10254.7166 | 4.0003e-06 | 39.8759 | 4.0003e-06
1.025471658929353e+004 | 1.0028e-07 | 10254.7166 | 1.025471658929353e+004 | 1.465e-06 |  | 1.025471658929353e+004 | 2.925e-06 |  | 1.025471658929353e+004 | 2.5336e-06 |  | 10261.8271 | 4.0003e-06 | 39.8917 | 4.0003e-06
1.026182708120887e+004 | 1.0024e-07 | 10261.8271 | 1.026182708120887e+004 | 1.464e-06 |  | 1.026182708120887e+004 | 2.923e-06 |  | 1.026182708120887e+004 | 2.5319e-06 |  | 10268.9425 | 4.0003e-06 | 39.9077 | 4.0003e-06
1.026894250345015e+004 | 1.002e-07 | 10268.9425 | 1.026894250345015e+004 | 1.4631e-06 |  | 1.026894250345015e+004 | 2.9211e-06 |  | 1.026894250345015e+004 | 2.5302e-06 |  | 10276.0629 | 4.0003e-06 | 39.9236 | 4.0003e-06
1.027606285943600e+004 | 1.0016e-07 | 10276.0629 | 1.027606285943600e+004 | 1.4621e-06 |  | 1.027606285943600e+004 | 2.9191e-06 |  | 1.027606285943600e+004 | 2.5285e-06 |  | 10283.1882 | 4.0003e-06 | 39.9395 | 4.0003e-06
1.028318815258742e+004 | 1.0012e-07 | 10283.1882 | 1.028318815258742e+004 | 1.4611e-06 |  | 1.028318815258742e+004 | 2.9172e-06 |  | 1.028318815258742e+004 | 2.5268e-06 |  | 10290.3184 | 4.0003e-06 | 39.9555 | 4.0003e-06
1.029031838632779e+004 | 1.0008e-07 | 10290.3184 | 1.029031838632779e+004 | 1.4601e-06 |  | 1.029031838632779e+004 | 2.9152e-06 |  | 1.029031838632779e+004 | 2.5251e-06 |  | 10297.4536 | 4.0003e-06 | 39.9714 | 4.0003e-06
1.029745356408283e+004 | 1.0004e-07 | 10297.4536 | 1.029745356408283e+004 | 1.4591e-06 |  | 1.029745356408283e+004 | 2.9133e-06 |  | 1.029745356408283e+004 | 2.5234e-06 |  | 10304.5937 | 4.0003e-06 | 39.9874 | 4.0003e-06
1.030459368928067e+004 | 1e-07 | 10304.5937 | 1.030459368928067e+004 | 1.4582e-06 |  | 1.030459368928067e+004 | 2.9113e-06 |  | 1.030459368928067e+004 | 2.5217e-06 |  | 10311.7388 | 4.0003e-06 | 40.0035 | 4.0003e-06
1.031173876535180e+004 | 9.996e-08 | 10311.7388 | 1.031173876535180e+004 | 1.4572e-06 |  | 1.031173876535180e+004 | 2.9093e-06 |  | 1.031173876535180e+004 | 2.5201e-06 |  | 10318.8888 | 4.0003e-06 | 40.0195 | 4.0003e-06
1.031888879572910e+004 | 9.992e-08 | 10318.8888 | 1.031888879572910e+004 | 1.4562e-06 |  | 1.031888879572910e+004 | 2.9074e-06 |  | 1.031888879572910e+004 | 2.5184e-06 |  | 10326.0438 | 4.0003e-06 | 40.0355 | 4.0003e-06
1.032604378384783e+004 | 9.988e-08 | 10326.0438 | 1.032604378384783e+004 | 1.4552e-06 |  | 1.032604378384783e+004 | 2.9054e-06 |  | 1.032604378384783e+004 | 2.5167e-06 |  | 10333.2037 | 4.0003e-06 | 40.0516 | 4.0003e-06
1.033320373314561e+004 | 9.984e-08 | 10333.2037 | 1.033320373314561e+004 | 1.4543e-06 |  | 1.033320373314561e+004 | 2.9035e-06 |  | 1.033320373314561e+004 | 2.515e-06 |  | 10340.3686 | 4.0003e-06 | 40.0676 | 4.0003e-06
1.034036864706246e+004 | 9.98e-08 | 10340.3686 | 1.034036864706246e+004 | 1.4533e-06 |  | 1.034036864706246e+004 | 2.9015e-06 |  | 1.034036864706246e+004 | 2.5133e-06 |  | 10347.5385 | 4.0003e-06 | 40.0837 | 4.0003e-06
1.034753852904080e+004 | 9.976e-08 | 10347.5385 | 1.034753852904080e+004 | 1.4523e-06 |  | 1.034753852904080e+004 | 2.8996e-06 |  | 1.034753852904080e+004 | 2.5116e-06 |  | 10354.7134 | 4.0003e-06 | 40.0998 | 4.0003e-06
1.035471338252540e+004 | 9.972e-08 | 10354.7134 | 1.035471338252540e+004 | 1.4513e-06 |  | 1.035471338252540e+004 | 2.8976e-06 |  | 1.035471338252540e+004 | 2.5099e-06 |  | 10361.8932 | 4.0003e-06 | 40.1159 | 4.0003e-06
1.036189321096346e+004 | 9.9679e-08 | 10361.8932 | 1.036189321096346e+004 | 1.4503e-06 |  | 1.036189321096346e+004 | 2.8956e-06 |  | 1.036189321096346e+004 | 2.5082e-06 |  | 10369.078 | 4.0003e-06 | 40.1321 | 4.0003e-06
1.036907801780454e+004 | 9.9639e-08 | 10369.078 | 1.036907801780454e+004 | 1.4494e-06 |  | 1.036907801780454e+004 | 2.8937e-06 |  | 1.036907801780454e+004 | 2.5065e-06 |  | 10376.2678 | 4.0003e-06 | 40.1482 | 4.0003e-06
1.037626780650061e+004 | 9.9599e-08 | 10376.2678 | 1.037626780650061e+004 | 1.4484e-06 |  | 1.037626780650061e+004 | 2.8917e-06 |  | 1.037626780650061e+004 | 2.5048e-06 |  | 10383.4626 | 4.0003e-06 | 40.1644 | 4.0003e-06
1.038346258050602e+004 | 9.9559e-08 | 10383.4626 | 1.038346258050602e+004 | 1.4474e-06 |  | 1.038346258050602e+004 | 2.8898e-06 |  | 1.038346258050602e+004 | 2.5031e-06 |  | 10390.6623 | 4.0003e-06 | 40.1806 | 4.0003e-06
1.039066234327751e+004 | 9.9519e-08 | 10390.6623 | 1.039066234327751e+004 | 1.4464e-06 |  | 1.039066234327751e+004 | 2.8878e-06 |  | 1.039066234327751e+004 | 2.5014e-06 |  | 10397.8671 | 4.0003e-06 | 40.1968 | 4.0003e-06
1.039786709827425e+004 | 9.9479e-08 | 10397.8671 | 1.039786709827425e+004 | 1.4454e-06 |  | 1.039786709827425e+004 | 2.8859e-06 |  | 1.039786709827425e+004 | 2.4997e-06 |  | 10405.0768 | 4.0003e-06 | 40.213 | 4.0003e-06
1.040507684895777e+004 | 9.9439e-08 | 10405.0768 | 1.040507684895777e+004 | 1.4445e-06 |  | 1.040507684895777e+004 | 2.8839e-06 |  | 1.040507684895777e+004 | 2.498e-06 |  | 10412.2916 | 4.0003e-06 | 40.2292 | 4.0003e-06
1.041229159879203e+004 | 9.9399e-08 | 10412.2916 | 1.041229159879203e+004 | 1.4435e-06 |  | 1.041229159879203e+004 | 2.8819e-06 |  | 1.041229159879203e+004 | 2.4963e-06 |  | 10419.5114 | 4.0003e-06 | 40.2455 | 4.0003e-06
1.041951135124337e+004 | 9.9358e-08 | 10419.5114 | 1.041951135124337e+004 | 1.4425e-06 |  | 1.041951135124337e+004 | 2.88e-06 |  | 1.041951135124337e+004 | 2.4946e-06 |  | 10426.7361 | 4.0003e-06 | 40.2617 | 4.0003e-06
1.042673610978053e+004 | 9.9318e-08 | 10426.7361 | 1.042673610978053e+004 | 1.4415e-06 |  | 1.042673610978053e+004 | 2.878e-06 |  | 1.042673610978053e+004 | 2.4929e-06 |  | 10433.9659 | 4.0003e-06 | 40.278 | 4.0003e-06
1.043396587787469e+004 | 9.9278e-08 | 10433.9659 | 1.043396587787469e+004 | 1.4406e-06 |  | 1.043396587787469e+004 | 2.8761e-06 |  | 1.043396587787469e+004 | 2.4912e-06 |  | 10441.2007 | 4.0003e-06 | 40.2943 | 4.0003e-06
1.044120065899941e+004 | 9.9238e-08 | 10441.2007 | 1.044120065899941e+004 | 1.4396e-06 |  | 1.044120065899941e+004 | 2.8741e-06 |  | 1.044120065899941e+004 | 2.4895e-06 |  | 10448.4405 | 4.0003e-06 | 40.3106 | 4.0003e-06
1.044844045663064e+004 | 9.9198e-08 | 10448.4405 | 1.044844045663064e+004 | 1.4386e-06 |  | 1.044844045663064e+004 | 2.8722e-06 |  | 1.044844045663064e+004 | 2.4878e-06 |  | 10455.6853 | 4.0003e-06 | 40.327 | 4.0003e-06
1.045568527424679e+004 | 9.9157e-08 | 10455.6853 | 1.045568527424679e+004 | 1.4376e-06 |  | 1.045568527424679e+004 | 2.8702e-06 |  | 1.045568527424679e+004 | 2.4862e-06 |  | 10462.9351 | 4.0003e-06 | 40.3433 | 4.0003e-06
1.046293511532864e+004 | 9.9117e-08 | 10462.9351 | 1.046293511532864e+004 | 1.4366e-06 |  | 1.046293511532864e+004 | 2.8682e-06 |  | 1.046293511532864e+004 | 2.4845e-06 |  | 10470.19 | 4.0003e-06 | 40.3597 | 4.0003e-06
1.047018998335941e+004 | 9.9077e-08 | 10470.19 | 1.047018998335941e+004 | 1.4357e-06 |  | 1.047018998335941e+004 | 2.8663e-06 |  | 1.047018998335941e+004 | 2.4828e-06 |  | 10477.4499 | 4.0003e-06 | 40.3761 | 4.0003e-06
1.047744988182471e+004 | 9.9037e-08 | 10477.4499 | 1.047744988182471e+004 | 1.4347e-06 |  | 1.047744988182471e+004 | 2.8643e-06 |  | 1.047744988182471e+004 | 2.4811e-06 |  | 10484.7148 | 4.0003e-06 | 40.3924 | 4.0003e-06
1.048471481421258e+004 | 9.8997e-08 | 10484.7148 | 1.048471481421258e+004 | 1.4337e-06 |  | 1.048471481421258e+004 | 2.8624e-06 |  | 1.048471481421258e+004 | 2.4794e-06 |  | 10491.9848 | 4.0003e-06 | 40.4089 | 4.0003e-06
1.049198478401349e+004 | 9.8956e-08 | 10491.9848 | 1.049198478401349e+004 | 1.4327e-06 |  | 1.049198478401349e+004 | 2.8604e-06 |  | 1.049198478401349e+004 | 2.4777e-06 |  | 10499.2598 | 4.0003e-06 | 40.4253 | 4.0003e-06
1.049925979472031e+004 | 9.8916e-08 | 10499.2598 | 1.049925979472031e+004 | 1.4317e-06 |  | 1.049925979472031e+004 | 2.8585e-06 |  | 1.049925979472031e+004 | 2.476e-06 |  | 10506.5398 | 4.0003e-06 | 40.4417 | 4.0003e-06
1.050653984982835e+004 | 9.8876e-08 | 10506.5398 | 1.050653984982835e+004 | 1.4308e-06 |  | 1.050653984982835e+004 | 2.8565e-06 |  | 1.050653984982835e+004 | 2.4743e-06 |  | 10513.825 | 4.0003e-06 | 40.4582 | 4.0003e-06
1.051382495283532e+004 | 9.8836e-08 | 10513.825 | 1.051382495283532e+004 | 1.4298e-06 |  | 1.051382495283532e+004 | 2.8545e-06 |  | 1.051382495283532e+004 | 2.4726e-06 |  | 10521.1151 | 4.0003e-06 | 40.4747 | 4.0003e-06
1.052111510724139e+004 | 9.8795e-08 | 10521.1151 | 1.052111510724139e+004 | 1.4288e-06 |  | 1.052111510724139e+004 | 2.8526e-06 |  | 1.052111510724139e+004 | 2.4709e-06 |  | 10528.4103 | 4.0003e-06 | 40.4912 | 4.0003e-06
1.052841031654911e+004 | 9.8755e-08 | 10528.4103 | 1.052841031654911e+004 | 1.4278e-06 |  | 1.052841031654911e+004 | 2.8506e-06 |  | 1.052841031654911e+004 | 2.4692e-06 |  | 10535.7106 | 4.0003e-06 | 40.5077 | 4.0003e-06
1.053571058426351e+004 | 9.8715e-08 | 10535.7106 | 1.053571058426351e+004 | 1.4268e-06 |  | 1.053571058426351e+004 | 2.8487e-06 |  | 1.053571058426351e+004 | 2.4675e-06 |  | 10543.0159 | 4.0003e-06 | 40.5242 | 4.0003e-06
1.054301591389202e+004 | 9.8674e-08 | 10543.0159 | 1.054301591389202e+004 | 1.4259e-06 |  | 1.054301591389202e+004 | 2.8467e-06 |  | 1.054301591389202e+004 | 2.4658e-06 |  | 10550.3263 | 4.0003e-06 | 40.5408 | 4.0003e-06
1.055032630894450e+004 | 9.8634e-08 | 10550.3263 | 1.055032630894450e+004 | 1.4249e-06 |  | 1.055032630894450e+004 | 2.8447e-06 |  | 1.055032630894450e+004 | 2.4641e-06 |  | 10557.6418 | 4.0003e-06 | 40.5573 | 4.0003e-06
1.055764177293326e+004 | 9.8594e-08 | 10557.6418 | 1.055764177293326e+004 | 1.4239e-06 |  | 1.055764177293326e+004 | 2.8428e-06 |  | 1.055764177293326e+004 | 2.4624e-06 |  | 10564.9623 | 4.0003e-06 | 40.5739 | 4.0003e-06
1.056496230937303e+004 | 9.8554e-08 | 10564.9623 | 1.056496230937303e+004 | 1.4229e-06 |  | 1.056496230937303e+004 | 2.8408e-06 |  | 1.056496230937303e+004 | 2.4607e-06 |  | 10572.2879 | 4.0003e-06 | 40.5905 | 4.0003e-06
1.057228792178098e+004 | 9.8513e-08 | 10572.2879 | 1.057228792178098e+004 | 1.4219e-06 |  | 1.057228792178098e+004 | 2.8389e-06 |  | 1.057228792178098e+004 | 2.459e-06 |  | 10579.6186 | 4.0003e-06 | 40.6071 | 4.0003e-06
1.057961861367674e+004 | 9.8473e-08 | 10579.6186 | 1.057961861367674e+004 | 1.421e-06 |  | 1.057961861367674e+004 | 2.8369e-06 |  | 1.057961861367674e+004 | 2.4573e-06 |  | 10586.9544 | 4.0003e-06 | 40.6237 | 4.0003e-06
1.058695438858235e+004 | 9.8433e-08 | 10586.9544 | 1.058695438858235e+004 | 1.42e-06 |  | 1.058695438858235e+004 | 2.835e-06 |  | 1.058695438858235e+004 | 2.4556e-06 |  | 10594.2953 | 4.0003e-06 | 40.6404 | 4.0003e-06
1.059429525002230e+004 | 9.8392e-08 | 10594.2953 | 1.059429525002230e+004 | 1.419e-06 |  | 1.059429525002230e+004 | 2.833e-06 |  | 1.059429525002230e+004 | 2.4539e-06 |  | 10601.6412 | 4.0003e-06 | 40.657 | 4.0003e-06
1.060164120152355e+004 | 9.8352e-08 | 10601.6412 | 1.060164120152355e+004 | 1.418e-06 |  | 1.060164120152355e+004 | 2.831e-06 |  | 1.060164120152355e+004 | 2.4522e-06 |  | 10608.9922 | 4.0003e-06 | 40.6737 | 4.0003e-06
1.060899224661546e+004 | 9.8312e-08 | 10608.9922 | 1.060899224661546e+004 | 1.417e-06 |  | 1.060899224661546e+004 | 2.8291e-06 |  | 1.060899224661546e+004 | 2.4505e-06 |  | 10616.3484 | 4.0003e-06 | 40.6904 | 4.0003e-06
1.061634838882988e+004 | 9.8271e-08 | 10616.3484 | 1.061634838882988e+004 | 1.4161e-06 |  | 1.061634838882988e+004 | 2.8271e-06 |  | 1.061634838882988e+004 | 2.4488e-06 |  | 10623.7096 | 4.0003e-06 | 40.7071 | 4.0003e-06
1.062370963170108e+004 | 9.8231e-08 | 10623.7096 | 1.062370963170108e+004 | 1.4151e-06 |  | 1.062370963170108e+004 | 2.8252e-06 |  | 1.062370963170108e+004 | 2.4471e-06 |  | 10631.076 | 4.0003e-06 | 40.7238 | 4.0003e-06
1.063107597876580e+004 | 9.819e-08 | 10631.076 | 1.063107597876580e+004 | 1.4141e-06 |  | 1.063107597876580e+004 | 2.8232e-06 |  | 1.063107597876580e+004 | 2.4455e-06 |  | 10638.4474 | 4.0003e-06 | 40.7406 | 4.0003e-06
1.063844743356322e+004 | 9.815e-08 | 10638.4474 | 1.063844743356322e+004 | 1.4131e-06 |  | 1.063844743356322e+004 | 2.8213e-06 |  | 1.063844743356322e+004 | 2.4438e-06 |  | 10645.824 | 4.0003e-06 | 40.7573 | 4.0003e-06
1.064582399963497e+004 | 9.811e-08 | 10645.824 | 1.064582399963497e+004 | 1.4122e-06 |  | 1.064582399963497e+004 | 2.8193e-06 |  | 1.064582399963497e+004 | 2.4421e-06 |  | 10653.2057 | 4.0003e-06 | 40.7741 | 4.0003e-06
1.065320568052516e+004 | 9.8069e-08 | 10653.2057 | 1.065320568052516e+004 | 1.4112e-06 |  | 1.065320568052516e+004 | 2.8173e-06 |  | 1.065320568052516e+004 | 2.4404e-06 |  | 10660.5925 | 4.0003e-06 | 40.7909 | 4.0003e-06
1.066059247978033e+004 | 9.8029e-08 | 10660.5925 | 1.066059247978033e+004 | 1.4102e-06 |  | 1.066059247978033e+004 | 2.8154e-06 |  | 1.066059247978033e+004 | 2.4387e-06 |  | 10667.9844 | 4.0003e-06 | 40.8077 | 4.0003e-06
1.066798440094949e+004 | 9.7988e-08 | 10667.9844 | 1.066798440094949e+004 | 1.4092e-06 |  | 1.066798440094949e+004 | 2.8134e-06 |  | 1.066798440094949e+004 | 2.437e-06 |  | 10675.3814 | 4.0003e-06 | 40.8246 | 4.0003e-06
1.067538144758412e+004 | 9.7948e-08 | 10675.3814 | 1.067538144758412e+004 | 1.4082e-06 |  | 1.067538144758412e+004 | 2.8115e-06 |  | 1.067538144758412e+004 | 2.4353e-06 |  | 10682.7836 | 4.0003e-06 | 40.8414 | 4.0003e-06
1.068278362323814e+004 | 9.7908e-08 | 10682.7836 | 1.068278362323814e+004 | 1.4073e-06 |  | 1.068278362323814e+004 | 2.8095e-06 |  | 1.068278362323814e+004 | 2.4336e-06 |  | 10690.1909 | 4.0003e-06 | 40.8583 | 4.0003e-06
1.069019093146795e+004 | 9.7867e-08 | 10690.1909 | 1.069019093146795e+004 | 1.4063e-06 |  | 1.069019093146795e+004 | 2.8075e-06 |  | 1.069019093146795e+004 | 2.4319e-06 |  | 10697.6034 | 4.0003e-06 | 40.8751 | 4.0003e-06
1.069760337583242e+004 | 9.7827e-08 | 10697.6034 | 1.069760337583242e+004 | 1.4053e-06 |  | 1.069760337583242e+004 | 2.8056e-06 |  | 1.069760337583242e+004 | 2.4302e-06 |  | 10705.021 | 4.0003e-06 | 40.892 | 4.0003e-06
1.070502095989289e+004 | 9.7786e-08 | 10705.021 | 1.070502095989289e+004 | 1.4043e-06 |  | 1.070502095989289e+004 | 2.8036e-06 |  | 1.070502095989289e+004 | 2.4285e-06 |  | 10712.4437 | 4.0003e-06 | 40.9089 | 4.0003e-06
1.071244368721314e+004 | 9.7746e-08 | 10712.4437 | 1.071244368721314e+004 | 1.4033e-06 |  | 1.071244368721314e+004 | 2.8017e-06 |  | 1.071244368721314e+004 | 2.4268e-06 |  | 10719.8716 | 4.0003e-06 | 40.9259 | 4.0003e-06
1.071987156135945e+004 | 9.7705e-08 | 10719.8716 | 1.071987156135945e+004 | 1.4024e-06 |  | 1.071987156135945e+004 | 2.7997e-06 |  | 1.071987156135945e+004 | 2.4251e-06 |  | 10727.3046 | 4.0003e-06 | 40.9428 | 4.0003e-06
1.072730458590057e+004 | 9.7665e-08 | 10727.3046 | 1.072730458590057e+004 | 1.4014e-06 |  | 1.072730458590057e+004 | 2.7978e-06 |  | 1.072730458590057e+004 | 2.4234e-06 |  | 10734.7428 | 4.0003e-06 | 40.9598 | 4.0003e-06
1.073474276440772e+004 | 9.7624e-08 | 10734.7428 | 1.073474276440772e+004 | 1.4004e-06 |  | 1.073474276440772e+004 | 2.7958e-06 |  | 1.073474276440772e+004 | 2.4217e-06 |  | 10742.1861 | 4.0003e-06 | 40.9768 | 4.0003e-06
1.074218610045459e+004 | 9.7584e-08 | 10742.1861 | 1.074218610045459e+004 | 1.3994e-06 |  | 1.074218610045459e+004 | 2.7938e-06 |  | 1.074218610045459e+004 | 2.42e-06 |  | 10749.6346 | 4.0003e-06 | 40.9938 | 4.0003e-06
1.074963459761735e+004 | 9.7543e-08 | 10749.6346 | 1.074963459761735e+004 | 1.3984e-06 |  | 1.074963459761735e+004 | 2.7919e-06 |  | 1.074963459761735e+004 | 2.4183e-06 |  | 10757.0883 | 4.0003e-06 | 41.0108 | 4.0003e-06
1.075708825947466e+004 | 9.7503e-08 | 10757.0883 | 1.075708825947466e+004 | 1.3975e-06 |  | 1.075708825947466e+004 | 2.7899e-06 |  | 1.075708825947466e+004 | 2.4166e-06 |  | 10764.5471 | 4.0003e-06 | 41.0278 | 4.0003e-06
1.076454708960766e+004 | 9.7462e-08 | 10764.5471 | 1.076454708960766e+004 | 1.3965e-06 |  | 1.076454708960766e+004 | 2.788e-06 |  | 1.076454708960766e+004 | 2.4149e-06 |  | 10772.0111 | 4.0003e-06 | 41.0448 | 4.0003e-06
1.077201109159995e+004 | 9.7422e-08 | 10772.0111 | 1.077201109159995e+004 | 1.3955e-06 |  | 1.077201109159995e+004 | 2.786e-06 |  | 1.077201109159995e+004 | 2.4132e-06 |  | 10779.4803 | 4.0003e-06 | 41.0619 | 4.0003e-06
1.077948026903765e+004 | 9.7381e-08 | 10779.4803 | 1.077948026903765e+004 | 1.3945e-06 |  | 1.077948026903765e+004 | 2.7841e-06 |  | 1.077948026903765e+004 | 2.4115e-06 |  | 10786.9546 | 4.0003e-06 | 41.079 | 4.0003e-06
1.078695462550933e+004 | 9.7341e-08 | 10786.9546 | 1.078695462550933e+004 | 1.3935e-06 |  | 1.078695462550933e+004 | 2.7821e-06 |  | 1.078695462550933e+004 | 2.4098e-06 |  | 10794.4342 | 4.0003e-06 | 41.0961 | 4.0003e-06
1.079443416460609e+004 | 9.73e-08 | 10794.4342 | 1.079443416460609e+004 | 1.3926e-06 |  | 1.079443416460609e+004 | 2.7801e-06 |  | 1.079443416460609e+004 | 2.4082e-06 |  | 10801.9189 | 4.0003e-06 | 41.1132 | 4.0003e-06
1.080191888992148e+004 | 9.726e-08 | 10801.9189 | 1.080191888992148e+004 | 1.3916e-06 |  | 1.080191888992148e+004 | 2.7782e-06 |  | 1.080191888992148e+004 | 2.4065e-06 |  | 10809.4088 | 4.0003e-06 | 41.1303 | 4.0003e-06
1.080940880505156e+004 | 9.7219e-08 | 10809.4088 | 1.080940880505156e+004 | 1.3906e-06 |  | 1.080940880505156e+004 | 2.7762e-06 |  | 1.080940880505156e+004 | 2.4048e-06 |  | 10816.9039 | 4.0003e-06 | 41.1475 | 4.0003e-06
1.081690391359489e+004 | 9.7179e-08 | 10816.9039 | 1.081690391359489e+004 | 1.3896e-06 |  | 1.081690391359489e+004 | 2.7743e-06 |  | 1.081690391359489e+004 | 2.4031e-06 |  | 10824.4042 | 4.0003e-06 | 41.1646 | 4.0003e-06
1.082440421915252e+004 | 9.7138e-08 | 10824.4042 | 1.082440421915252e+004 | 1.3887e-06 |  | 1.082440421915252e+004 | 2.7723e-06 |  | 1.082440421915252e+004 | 2.4014e-06 |  | 10831.9097 | 4.0003e-06 | 41.1818 | 4.0003e-06
1.083190972532798e+004 | 9.7098e-08 | 10831.9097 | 1.083190972532798e+004 | 1.3877e-06 |  | 1.083190972532798e+004 | 2.7704e-06 |  | 1.083190972532798e+004 | 2.3997e-06 |  | 10839.4204 | 4.0003e-06 | 41.199 | 4.0003e-06
1.083942043572733e+004 | 9.7057e-08 | 10839.4204 | 1.083942043572733e+004 | 1.3867e-06 |  | 1.083942043572733e+004 | 2.7684e-06 |  | 1.083942043572733e+004 | 2.398e-06 |  | 10846.9364 | 4.0003e-06 | 41.2162 | 4.0003e-06
1.084693635395910e+004 | 9.7017e-08 | 10846.9364 | 1.084693635395910e+004 | 1.3857e-06 |  | 1.084693635395910e+004 | 2.7664e-06 |  | 1.084693635395910e+004 | 2.3963e-06 |  | 10854.4575 | 4.0003e-06 | 41.2335 | 4.0003e-06
1.085445748363435e+004 | 9.6976e-08 | 10854.4575 | 1.085445748363435e+004 | 1.3847e-06 |  | 1.085445748363435e+004 | 2.7645e-06 |  | 1.085445748363435e+004 | 2.3946e-06 |  | 10861.9838 | 4.0003e-06 | 41.2507 | 4.0003e-06
1.086198382836662e+004 | 9.6935e-08 | 10861.9838 | 1.086198382836662e+004 | 1.3838e-06 |  | 1.086198382836662e+004 | 2.7625e-06 |  | 1.086198382836662e+004 | 2.3929e-06 |  | 10869.5154 | 4.0003e-06 | 41.268 | 4.0003e-06
1.086951539177196e+004 | 9.6895e-08 | 10869.5154 | 1.086951539177196e+004 | 1.3828e-06 |  | 1.086951539177196e+004 | 2.7606e-06 |  | 1.086951539177196e+004 | 2.3912e-06 |  | 10877.0522 | 4.0003e-06 | 41.2853 | 4.0003e-06
1.087705217746894e+004 | 9.6854e-08 | 10877.0522 | 1.087705217746894e+004 | 1.3818e-06 |  | 1.087705217746894e+004 | 2.7586e-06 |  | 1.087705217746894e+004 | 2.3895e-06 |  | 10884.5942 | 4.0003e-06 | 41.3026 | 4.0003e-06
1.088459418907863e+004 | 9.6814e-08 | 10884.5942 | 1.088459418907863e+004 | 1.3808e-06 |  | 1.088459418907863e+004 | 2.7567e-06 |  | 1.088459418907863e+004 | 2.3878e-06 |  | 10892.1414 | 4.0003e-06 | 41.3199 | 4.0003e-06
1.089214143022462e+004 | 9.6773e-08 | 10892.1414 | 1.089214143022462e+004 | 1.3798e-06 |  | 1.089214143022462e+004 | 2.7547e-06 |  | 1.089214143022462e+004 | 2.3861e-06 |  | 10899.6939 | 4.0003e-06 | 41.3372 | 4.0003e-06
1.089969390453299e+004 | 9.6732e-08 | 10899.6939 | 1.089969390453299e+004 | 1.3789e-06 |  | 1.089969390453299e+004 | 2.7527e-06 |  | 1.089969390453299e+004 | 2.3844e-06 |  | 10907.2516 | 4.0003e-06 | 41.3546 | 4.0003e-06
1.090725161563236e+004 | 9.6692e-08 | 10907.2516 | 1.090725161563236e+004 | 1.3779e-06 |  | 1.090725161563236e+004 | 2.7508e-06 |  | 1.090725161563236e+004 | 2.3827e-06 |  | 10914.8146 | 4.0003e-06 | 41.3719 | 4.0003e-06
1.091481456715385e+004 | 9.6651e-08 | 10914.8146 | 1.091481456715385e+004 | 1.3769e-06 |  | 1.091481456715385e+004 | 2.7488e-06 |  | 1.091481456715385e+004 | 2.381e-06 |  | 10922.3828 | 4.0003e-06 | 41.3893 | 4.0003e-06
1.092238276273111e+004 | 9.6611e-08 | 10922.3828 | 1.092238276273111e+004 | 1.3759e-06 |  | 1.092238276273111e+004 | 2.7469e-06 |  | 1.092238276273111e+004 | 2.3793e-06 |  | 10929.9562 | 4.0003e-06 | 41.4067 | 4.0003e-06
1.092995620600029e+004 | 9.657e-08 | 10929.9562 | 1.092995620600029e+004 | 1.375e-06 |  | 1.092995620600029e+004 | 2.7449e-06 |  | 1.092995620600029e+004 | 2.3776e-06 |  | 10937.5349 | 4.0003e-06 | 41.4241 | 4.0003e-06
1.093753490060009e+004 | 9.6529e-08 | 10937.5349 | 1.093753490060009e+004 | 1.374e-06 |  | 1.093753490060009e+004 | 2.743e-06 |  | 1.093753490060009e+004 | 2.376e-06 |  | 10945.1189 | 4.0003e-06 | 41.4416 | 4.0003e-06
1.094511885017170e+004 | 9.6489e-08 | 10945.1189 | 1.094511885017170e+004 | 1.373e-06 |  | 1.094511885017170e+004 | 2.741e-06 |  | 1.094511885017170e+004 | 2.3743e-06 |  | 10952.7081 | 4.0003e-06 | 41.459 | 4.0003e-06
1.095270805835887e+004 | 9.6448e-08 | 10952.7081 | 1.095270805835887e+004 | 1.372e-06 |  | 1.095270805835887e+004 | 2.739e-06 |  | 1.095270805835887e+004 | 2.3726e-06 |  | 10960.3025 | 4.0003e-06 | 41.4765 | 4.0003e-06
1.096030252880784e+004 | 9.6407e-08 | 10960.3025 | 1.096030252880784e+004 | 1.371e-06 |  | 1.096030252880784e+004 | 2.7371e-06 |  | 1.096030252880784e+004 | 2.3709e-06 |  | 10967.9023 | 4.0003e-06 | 41.494 | 4.0003e-06
1.096790226516741e+004 | 9.6367e-08 | 10967.9023 | 1.096790226516741e+004 | 1.3701e-06 |  | 1.096790226516741e+004 | 2.7351e-06 |  | 1.096790226516741e+004 | 2.3692e-06 |  | 10975.5073 | 4.0003e-06 | 41.5115 | 4.0003e-06
1.097550727108888e+004 | 9.6326e-08 | 10975.5073 | 1.097550727108888e+004 | 1.3691e-06 |  | 1.097550727108888e+004 | 2.7332e-06 |  | 1.097550727108888e+004 | 2.3675e-06 |  | 10983.1176 | 4.0003e-06 | 41.529 | 4.0003e-06
1.098311755022612e+004 | 9.6285e-08 | 10983.1176 | 1.098311755022612e+004 | 1.3681e-06 |  | 1.098311755022612e+004 | 2.7312e-06 |  | 1.098311755022612e+004 | 2.3658e-06 |  | 10990.7331 | 4.0003e-06 | 41.5466 | 4.0003e-06
1.099073310623550e+004 | 9.6245e-08 | 10990.7331 | 1.099073310623550e+004 | 1.3671e-06 |  | 1.099073310623550e+004 | 2.7293e-06 |  | 1.099073310623550e+004 | 2.3641e-06 |  | 10998.3539 | 4.0003e-06 | 41.5641 | 4.0003e-06
1.099835394277593e+004 | 9.6204e-08 | 10998.3539 | 1.099835394277593e+004 | 1.3661e-06 |  | 1.099835394277593e+004 | 2.7273e-06 |  | 1.099835394277593e+004 | 2.3624e-06 |  | 11005.9801 | 4.0003e-06 | 41.5817 | 4.0003e-06
1.100598006350887e+004 | 9.6163e-08 | 11005.9801 | 1.100598006350887e+004 | 1.3652e-06 |  | 1.100598006350887e+004 | 2.7254e-06 |  | 1.100598006350887e+004 | 2.3607e-06 |  | 11013.6115 | 4.0003e-06 | 41.5993 | 4.0003e-06
1.101361147209832e+004 | 9.6123e-08 | 11013.6115 | 1.101361147209832e+004 | 1.3642e-06 |  | 1.101361147209832e+004 | 2.7234e-06 |  | 1.101361147209832e+004 | 2.359e-06 |  | 11021.2482 | 4.0003e-06 | 41.6169 | 4.0003e-06
1.102124817221081e+004 | 9.6082e-08 | 11021.2482 | 1.102124817221081e+004 | 1.3632e-06 |  | 1.102124817221081e+004 | 2.7214e-06 |  | 1.102124817221081e+004 | 2.3573e-06 |  | 11028.8902 | 4.0003e-06 | 41.6345 | 4.0003e-06
1.102889016751541e+004 | 9.6041e-08 | 11028.8902 | 1.102889016751541e+004 | 1.3622e-06 |  | 1.102889016751541e+004 | 2.7195e-06 |  | 1.102889016751541e+004 | 2.3556e-06 |  | 11036.5375 | 4.0003e-06 | 41.6522 | 4.0003e-06
1.103653746168375e+004 | 9.6e-08 | 11036.5375 | 1.103653746168375e+004 | 1.3613e-06 |  | 1.103653746168375e+004 | 2.7175e-06 |  | 1.103653746168375e+004 | 2.3539e-06 |  | 11044.1901 | 4.0003e-06 | 41.6698 | 4.0003e-06
1.104419005838998e+004 | 9.596e-08 | 11044.1901 | 1.104419005838998e+004 | 1.3603e-06 |  | 1.104419005838998e+004 | 2.7156e-06 |  | 1.104419005838998e+004 | 2.3522e-06 |  | 11051.848 | 4.0003e-06 | 41.6875 | 4.0003e-06
1.105184796131082e+004 | 9.5919e-08 | 11051.848 | 1.105184796131082e+004 | 1.3593e-06 |  | 1.105184796131082e+004 | 2.7136e-06 |  | 1.105184796131082e+004 | 2.3505e-06 |  | 11059.5112 | 4.0003e-06 | 41.7052 | 4.0003e-06
1.105951117412554e+004 | 9.5878e-08 | 11059.5112 | 1.105951117412554e+004 | 1.3583e-06 |  | 1.105951117412554e+004 | 2.7117e-06 |  | 1.105951117412554e+004 | 2.3489e-06 |  | 11067.1797 | 4.0003e-06 | 41.7229 | 4.0003e-06
1.106717970051595e+004 | 9.5838e-08 | 11067.1797 | 1.106717970051595e+004 | 1.3573e-06 |  | 1.106717970051595e+004 | 2.7097e-06 |  | 1.106717970051595e+004 | 2.3472e-06 |  | 11074.8535 | 4.0003e-06 | 41.7406 | 4.0003e-06
1.107485354416642e+004 | 9.5797e-08 | 11074.8535 | 1.107485354416642e+004 | 1.3564e-06 |  | 1.107485354416642e+004 | 2.7078e-06 |  | 1.107485354416642e+004 | 2.3455e-06 |  | 11082.5327 | 4.0003e-06 | 41.7584 | 4.0003e-06
1.108253270876386e+004 | 9.5756e-08 | 11082.5327 | 1.108253270876386e+004 | 1.3554e-06 |  | 1.108253270876386e+004 | 2.7058e-06 |  | 1.108253270876386e+004 | 2.3438e-06 |  | 11090.2172 | 4.0003e-06 | 41.7762 | 4.0003e-06
1.109021719799776e+004 | 9.5715e-08 | 11090.2172 | 1.109021719799776e+004 | 1.3544e-06 |  | 1.109021719799776e+004 | 2.7038e-06 |  | 1.109021719799776e+004 | 2.3421e-06 |  | 11097.907 | 4.0003e-06 | 41.7939 | 4.0003e-06
1.109790701556014e+004 | 9.5675e-08 | 11097.907 | 1.109790701556014e+004 | 1.3534e-06 |  | 1.109790701556014e+004 | 2.7019e-06 |  | 1.109790701556014e+004 | 2.3404e-06 |  | 11105.6022 | 4.0003e-06 | 41.8117 | 4.0003e-06
1.110560216514562e+004 | 9.5634e-08 | 11105.6022 | 1.110560216514562e+004 | 1.3525e-06 |  | 1.110560216514562e+004 | 2.6999e-06 |  | 1.110560216514562e+004 | 2.3387e-06 |  | 11113.3027 | 4.0003e-06 | 41.8296 | 4.0003e-06
1.111330265045134e+004 | 9.5593e-08 | 11113.3027 | 1.111330265045134e+004 | 1.3515e-06 |  | 1.111330265045134e+004 | 2.698e-06 |  | 1.111330265045134e+004 | 2.337e-06 |  | 11121.0085 | 4.0003e-06 | 41.8474 | 4.0003e-06
1.112100847517703e+004 | 9.5552e-08 | 11121.0085 | 1.112100847517703e+004 | 1.3505e-06 |  | 1.112100847517703e+004 | 2.696e-06 |  | 1.112100847517703e+004 | 2.3353e-06 |  | 11128.7196 | 4.0003e-06 | 41.8652 | 4.0003e-06
1.112871964302497e+004 | 9.5512e-08 | 11128.7196 | 1.112871964302497e+004 | 1.3495e-06 |  | 1.112871964302497e+004 | 2.6941e-06 |  | 1.112871964302497e+004 | 2.3336e-06 |  | 11136.4362 | 4.0003e-06 | 41.8831 | 4.0003e-06
1.113643615770002e+004 | 9.5471e-08 | 11136.4362 | 1.113643615770002e+004 | 1.3485e-06 |  | 1.113643615770002e+004 | 2.6921e-06 |  | 1.113643615770002e+004 | 2.3319e-06 |  | 11144.158 | 4.0003e-06 | 41.901 | 4.0003e-06
1.114415802290959e+004 | 9.543e-08 | 11144.158 | 1.114415802290959e+004 | 1.3476e-06 |  | 1.114415802290959e+004 | 2.6902e-06 |  | 1.114415802290959e+004 | 2.3302e-06 |  | 11151.8852 | 4.0003e-06 | 41.9189 | 4.0003e-06
1.115188524236370e+004 | 9.5389e-08 | 11151.8852 | 1.115188524236370e+004 | 1.3466e-06 |  | 1.115188524236370e+004 | 2.6882e-06 |  | 1.115188524236370e+004 | 2.3285e-06 |  | 11159.6178 | 4.0003e-06 | 41.9368 | 4.0003e-06
1.115961781977489e+004 | 9.5348e-08 | 11159.6178 | 1.115961781977489e+004 | 1.3456e-06 |  | 1.115961781977489e+004 | 2.6863e-06 |  | 1.115961781977489e+004 | 2.3269e-06 |  | 11167.3558 | 4.0003e-06 | 41.9548 | 4.0003e-06
1.116735575885831e+004 | 9.5308e-08 | 11167.3558 | 1.116735575885831e+004 | 1.3446e-06 |  | 1.116735575885831e+004 | 2.6843e-06 |  | 1.116735575885831e+004 | 2.3252e-06 |  | 11175.0991 | 4.0003e-06 | 41.9727 | 4.0003e-06
1.117509906333168e+004 | 9.5267e-08 | 11175.0991 | 1.117509906333168e+004 | 1.3437e-06 |  | 1.117509906333168e+004 | 2.6824e-06 |  | 1.117509906333168e+004 | 2.3235e-06 |  | 11182.8477 | 4.0003e-06 | 41.9907 | 4.0003e-06
1.118284773691529e+004 | 9.5226e-08 | 11182.8477 | 1.118284773691529e+004 | 1.3427e-06 |  | 1.118284773691529e+004 | 2.6804e-06 |  | 1.118284773691529e+004 | 2.3218e-06 |  | 11190.6018 | 4.0003e-06 | 42.0087 | 4.0003e-06
1.119060178333202e+004 | 9.5185e-08 | 11190.6018 | 1.119060178333202e+004 | 1.3417e-06 |  | 1.119060178333202e+004 | 2.6785e-06 |  | 1.119060178333202e+004 | 2.3201e-06 |  | 11198.3612 | 4.0003e-06 | 42.0267 | 4.0003e-06
1.119836120630731e+004 | 9.5144e-08 | 11198.3612 | 1.119836120630731e+004 | 1.3407e-06 |  | 1.119836120630731e+004 | 2.6765e-06 |  | 1.119836120630731e+004 | 2.3184e-06 |  | 11206.126 | 4.0003e-06 | 42.0447 | 4.0003e-06
1.120612600956922e+004 | 9.5104e-08 | 11206.126 | 1.120612600956922e+004 | 1.3398e-06 |  | 1.120612600956922e+004 | 2.6746e-06 |  | 1.120612600956922e+004 | 2.3167e-06 |  | 11213.8962 | 4.0003e-06 | 42.0628 | 4.0003e-06
1.121389619684835e+004 | 9.5063e-08 | 11213.8962 | 1.121389619684835e+004 | 1.3388e-06 |  | 1.121389619684835e+004 | 2.6726e-06 |  | 1.121389619684835e+004 | 2.315e-06 |  | 11221.6718 | 4.0003e-06 | 42.0808 | 4.0003e-06
1.122167177187793e+004 | 9.5022e-08 | 11221.6718 | 1.122167177187793e+004 | 1.3378e-06 |  | 1.122167177187793e+004 | 2.6706e-06 |  | 1.122167177187793e+004 | 2.3133e-06 |  | 11229.4527 | 4.0003e-06 | 42.0989 | 4.0003e-06
1.122945273839374e+004 | 9.4981e-08 | 11229.4527 | 1.122945273839374e+004 | 1.3368e-06 |  | 1.122945273839374e+004 | 2.6687e-06 |  | 1.122945273839374e+004 | 2.3116e-06 |  | 11237.2391 | 4.0003e-06 | 42.117 | 4.0003e-06
1.123723910013418e+004 | 9.494e-08 | 11237.2391 | 1.123723910013418e+004 | 1.3359e-06 |  | 1.123723910013418e+004 | 2.6667e-06 |  | 1.123723910013418e+004 | 2.3099e-06 |  | 11245.0309 | 4.0003e-06 | 42.1351 | 4.0003e-06
1.124503086084024e+004 | 9.4899e-08 | 11245.0309 | 1.124503086084024e+004 | 1.3349e-06 |  | 1.124503086084024e+004 | 2.6648e-06 |  | 1.124503086084024e+004 | 2.3083e-06 |  | 11252.828 | 4.0003e-06 | 42.1533 | 4.0003e-06
1.125282802425548e+004 | 9.4858e-08 | 11252.828 | 1.125282802425548e+004 | 1.3339e-06 |  | 1.125282802425548e+004 | 2.6628e-06 |  | 1.125282802425548e+004 | 2.3066e-06 |  | 11260.6306 | 4.0003e-06 | 42.1714 | 4.0003e-06
1.126063059412607e+004 | 9.4818e-08 | 11260.6306 | 1.126063059412607e+004 | 1.3329e-06 |  | 1.126063059412607e+004 | 2.6609e-06 |  | 1.126063059412607e+004 | 2.3049e-06 |  | 11268.4386 | 4.0003e-06 | 42.1896 | 4.0003e-06
1.126843857420079e+004 | 9.4777e-08 | 11268.4386 | 1.126843857420079e+004 | 1.332e-06 |  | 1.126843857420079e+004 | 2.6589e-06 |  | 1.126843857420079e+004 | 2.3032e-06 |  | 11276.252 | 4.0003e-06 | 42.2078 | 4.0003e-06
1.127625196823100e+004 | 9.4736e-08 | 11276.252 | 1.127625196823100e+004 | 1.331e-06 |  | 1.127625196823100e+004 | 2.657e-06 |  | 1.127625196823100e+004 | 2.3015e-06 |  | 11284.0708 | 4.0003e-06 | 42.226 | 4.0003e-06
1.128407077997067e+004 | 9.4695e-08 | 11284.0708 | 1.128407077997067e+004 | 1.33e-06 |  | 1.128407077997067e+004 | 2.655e-06 |  | 1.128407077997067e+004 | 2.2998e-06 |  | 11291.895 | 4.0003e-06 | 42.2442 | 4.0003e-06
1.129189501317638e+004 | 9.4654e-08 | 11291.895 | 1.129189501317638e+004 | 1.329e-06 |  | 1.129189501317638e+004 | 2.6531e-06 |  | 1.129189501317638e+004 | 2.2981e-06 |  | 11299.7247 | 4.0003e-06 | 42.2624 | 4.0003e-06
1.129972467160729e+004 | 9.4613e-08 | 11299.7247 | 1.129972467160729e+004 | 1.328e-06 |  | 1.129972467160729e+004 | 2.6511e-06 |  | 1.129972467160729e+004 | 2.2964e-06 |  | 11307.5598 | 4.0003e-06 | 42.2807 | 4.0003e-06
1.130755975902520e+004 | 9.4572e-08 | 11307.5598 | 1.130755975902520e+004 | 1.3271e-06 |  | 1.130755975902520e+004 | 2.6492e-06 |  | 1.130755975902520e+004 | 2.2947e-06 |  | 11315.4003 | 4.0003e-06 | 42.299 | 4.0003e-06
1.131540027919449e+004 | 9.4532e-08 | 11315.4003 | 1.131540027919449e+004 | 1.3261e-06 |  | 1.131540027919449e+004 | 2.6472e-06 |  | 1.131540027919449e+004 | 2.2931e-06 |  | 11323.2462 | 4.0003e-06 | 42.3172 | 4.0003e-06
1.132324623588216e+004 | 9.4491e-08 | 11323.2462 | 1.132324623588216e+004 | 1.3251e-06 |  | 1.132324623588216e+004 | 2.6453e-06 |  | 1.132324623588216e+004 | 2.2914e-06 |  | 11331.0976 | 4.0003e-06 | 42.3356 | 4.0003e-06
1.133109763285783e+004 | 9.445e-08 | 11331.0976 | 1.133109763285783e+004 | 1.3241e-06 |  | 1.133109763285783e+004 | 2.6433e-06 |  | 1.133109763285783e+004 | 2.2897e-06 |  | 11338.9545 | 4.0003e-06 | 42.3539 | 4.0003e-06
1.133895447389374e+004 | 9.4409e-08 | 11338.9545 | 1.133895447389374e+004 | 1.3232e-06 |  | 1.133895447389374e+004 | 2.6414e-06 |  | 1.133895447389374e+004 | 2.288e-06 |  | 11346.8168 | 4.0003e-06 | 42.3722 | 4.0003e-06
1.134681676276471e+004 | 9.4368e-08 | 11346.8168 | 1.134681676276471e+004 | 1.3222e-06 |  | 1.134681676276471e+004 | 2.6394e-06 |  | 1.134681676276471e+004 | 2.2863e-06 |  | 11354.6845 | 4.0003e-06 | 42.3906 | 4.0003e-06
1.135468450324821e+004 | 9.4327e-08 | 11354.6845 | 1.135468450324821e+004 | 1.3212e-06 |  | 1.135468450324821e+004 | 2.6375e-06 |  | 1.135468450324821e+004 | 2.2846e-06 |  | 11362.5577 | 4.0003e-06 | 42.409 | 4.0003e-06
1.136255769912432e+004 | 9.4286e-08 | 11362.5577 | 1.136255769912432e+004 | 1.3202e-06 |  | 1.136255769912432e+004 | 2.6355e-06 |  | 1.136255769912432e+004 | 2.2829e-06 |  | 11370.4364 | 4.0003e-06 | 42.4274 | 4.0003e-06
1.137043635417574e+004 | 9.4245e-08 | 11370.4364 | 1.137043635417574e+004 | 1.3193e-06 |  | 1.137043635417574e+004 | 2.6336e-06 |  | 1.137043635417574e+004 | 2.2812e-06 |  | 11378.3205 | 4.0003e-06 | 42.4458 | 4.0003e-06
1.137832047218780e+004 | 9.4204e-08 | 11378.3205 | 1.137832047218780e+004 | 1.3183e-06 |  | 1.137832047218780e+004 | 2.6316e-06 |  | 1.137832047218780e+004 | 2.2795e-06 |  | 11386.2101 | 4.0003e-06 | 42.4642 | 4.0003e-06
1.138621005694844e+004 | 9.4163e-08 | 11386.2101 | 1.138621005694844e+004 | 1.3173e-06 |  | 1.138621005694844e+004 | 2.6297e-06 |  | 1.138621005694844e+004 | 2.2779e-06 |  | 11394.1051 | 4.0003e-06 | 42.4827 | 4.0003e-06
1.139410511224823e+004 | 9.4122e-08 | 11394.1051 | 1.139410511224823e+004 | 1.3163e-06 |  | 1.139410511224823e+004 | 2.6277e-06 |  | 1.139410511224823e+004 | 2.2762e-06 |  | 11402.0056 | 4.0003e-06 | 42.5011 | 4.0003e-06
1.140200564188039e+004 | 9.4082e-08 | 11402.0056 | 1.140200564188039e+004 | 1.3154e-06 |  | 1.140200564188039e+004 | 2.6258e-06 |  | 1.140200564188039e+004 | 2.2745e-06 |  | 11409.9116 | 4.0003e-06 | 42.5196 | 4.0003e-06
1.140991164964075e+004 | 9.4041e-08 | 11409.9116 | 1.140991164964075e+004 | 1.3144e-06 |  | 1.140991164964075e+004 | 2.6238e-06 |  | 1.140991164964075e+004 | 2.2728e-06 |  | 11417.8231 | 4.0003e-06 | 42.5381 | 4.0003e-06
1.141782313932776e+004 | 9.4e-08 | 11417.8231 | 1.141782313932776e+004 | 1.3134e-06 |  | 1.141782313932776e+004 | 2.6219e-06 |  | 1.141782313932776e+004 | 2.2711e-06 |  | 11425.7401 | 4.0003e-06 | 42.5567 | 4.0003e-06
1.142574011474253e+004 | 9.3959e-08 | 11425.7401 | 1.142574011474253e+004 | 1.3125e-06 |  | 1.142574011474253e+004 | 2.62e-06 |  | 1.142574011474253e+004 | 2.2694e-06 |  | 11433.6626 | 4.0003e-06 | 42.5752 | 4.0003e-06
1.143366257968880e+004 | 9.3918e-08 | 11433.6626 | 1.143366257968880e+004 | 1.3115e-06 |  | 1.143366257968880e+004 | 2.618e-06 |  | 1.143366257968880e+004 | 2.2677e-06 |  | 11441.5905 | 4.0003e-06 | 42.5937 | 4.0003e-06
1.144159053797293e+004 | 9.3877e-08 | 11441.5905 | 1.144159053797293e+004 | 1.3105e-06 |  | 1.144159053797293e+004 | 2.6161e-06 |  | 1.144159053797293e+004 | 2.2661e-06 |  | 11449.524 | 4.0003e-06 | 42.6123 | 4.0003e-06
1.144952399340394e+004 | 9.3836e-08 | 11449.524 | 1.144952399340394e+004 | 1.3095e-06 |  | 1.144952399340394e+004 | 2.6141e-06 |  | 1.144952399340394e+004 | 2.2644e-06 |  | 11457.4629 | 4.0003e-06 | 42.6309 | 4.0003e-06
1.145746294979349e+004 | 9.3795e-08 | 11457.4629 | 1.145746294979349e+004 | 1.3086e-06 |  | 1.145746294979349e+004 | 2.6122e-06 |  | 1.145746294979349e+004 | 2.2627e-06 |  | 11465.4074 | 4.0003e-06 | 42.6495 | 4.0003e-06
1.146540741095586e+004 | 9.3754e-08 | 11465.4074 | 1.146540741095586e+004 | 1.3076e-06 |  | 1.146540741095586e+004 | 2.6102e-06 |  | 1.146540741095586e+004 | 2.261e-06 |  | 11473.3574 | 4.0003e-06 | 42.6682 | 4.0003e-06
1.147335738070799e+004 | 9.3713e-08 | 11473.3574 | 1.147335738070799e+004 | 1.3066e-06 |  | 1.147335738070799e+004 | 2.6083e-06 |  | 1.147335738070799e+004 | 2.2593e-06 |  | 11481.3129 | 4.0003e-06 | 42.6868 | 4.0003e-06
1.148131286286948e+004 | 9.3672e-08 | 11481.3129 | 1.148131286286948e+004 | 1.3056e-06 |  | 1.148131286286948e+004 | 2.6063e-06 |  | 1.148131286286948e+004 | 2.2576e-06 |  | 11489.2739 | 4.0003e-06 | 42.7055 | 4.0003e-06
1.148927386126256e+004 | 9.3631e-08 | 11489.2739 | 1.148927386126256e+004 | 1.3047e-06 |  | 1.148927386126256e+004 | 2.6044e-06 |  | 1.148927386126256e+004 | 2.2559e-06 |  | 11497.2404 | 4.0003e-06 | 42.7242 | 4.0003e-06
1.149724037971212e+004 | 9.359e-08 | 11497.2404 | 1.149724037971212e+004 | 1.3037e-06 |  | 1.149724037971212e+004 | 2.6024e-06 |  | 1.149724037971212e+004 | 2.2543e-06 |  | 11505.2124 | 4.0003e-06 | 42.7429 | 4.0003e-06
1.150521242204568e+004 | 9.3549e-08 | 11505.2124 | 1.150521242204568e+004 | 1.3027e-06 |  | 1.150521242204568e+004 | 2.6005e-06 |  | 1.150521242204568e+004 | 2.2526e-06 |  | 11513.19 | 4.0003e-06 | 42.7616 | 4.0003e-06
1.151318999209346e+004 | 9.3508e-08 | 11513.19 | 1.151318999209346e+004 | 1.3017e-06 |  | 1.151318999209346e+004 | 2.5985e-06 |  | 1.151318999209346e+004 | 2.2509e-06 |  | 11521.1731 | 4.0003e-06 | 42.7803 | 4.0003e-06
1.152117309368828e+004 | 9.3467e-08 | 11521.1731 | 1.152117309368828e+004 | 1.3008e-06 |  | 1.152117309368828e+004 | 2.5966e-06 |  | 1.152117309368828e+004 | 2.2492e-06 |  | 11529.1617 | 4.0003e-06 | 42.7991 | 4.0003e-06
1.152916173066567e+004 | 9.3426e-08 | 11529.1617 | 1.152916173066567e+004 | 1.2998e-06 |  | 1.152916173066567e+004 | 2.5947e-06 |  | 1.152916173066567e+004 | 2.2475e-06 |  | 11537.1559 | 4.0003e-06 | 42.8179 | 4.0003e-06
1.153715590686378e+004 | 9.3385e-08 | 11537.1559 | 1.153715590686378e+004 | 1.2988e-06 |  | 1.153715590686378e+004 | 2.5927e-06 |  | 1.153715590686378e+004 | 2.2458e-06 |  | 11545.1556 | 4.0003e-06 | 42.8367 | 4.0003e-06
1.154515562612343e+004 | 9.3344e-08 | 11545.1556 | 1.154515562612343e+004 | 1.2979e-06 |  | 1.154515562612343e+004 | 2.5908e-06 |  | 1.154515562612343e+004 | 2.2441e-06 |  | 11553.1609 | 4.0003e-06 | 42.8555 | 4.0003e-06
1.155316089228813e+004 | 9.3303e-08 | 11553.1609 | 1.155316089228813e+004 | 1.2969e-06 |  | 1.155316089228813e+004 | 2.5888e-06 |  | 1.155316089228813e+004 | 2.2425e-06 |  | 11561.1717 | 4.0003e-06 | 42.8743 | 4.0003e-06
1.156117170920402e+004 | 9.3262e-08 | 11561.1717 | 1.156117170920402e+004 | 1.2959e-06 |  | 1.156117170920402e+004 | 2.5869e-06 |  | 1.156117170920402e+004 | 2.2408e-06 |  | 11569.1881 | 4.0003e-06 | 42.8931 | 4.0003e-06
1.156918808071992e+004 | 9.3221e-08 | 11569.1881 | 1.156918808071992e+004 | 1.2949e-06 |  | 1.156918808071992e+004 | 2.5849e-06 |  | 1.156918808071992e+004 | 2.2391e-06 |  | 11577.21 | 4.0003e-06 | 42.912 | 4.0003e-06
1.157721001068733e+004 | 9.318e-08 | 11577.21 | 1.157721001068733e+004 | 1.294e-06 |  | 1.157721001068733e+004 | 2.583e-06 |  | 1.157721001068733e+004 | 2.2374e-06 |  | 11585.2375 | 4.0003e-06 | 42.9309 | 4.0003e-06
1.158523750296041e+004 | 9.3139e-08 | 11585.2375 | 1.158523750296041e+004 | 1.293e-06 |  | 1.158523750296041e+004 | 2.5811e-06 |  | 1.158523750296041e+004 | 2.2357e-06 |  | 11593.2706 | 4.0003e-06 | 42.9498 | 4.0003e-06
1.159327056139598e+004 | 9.3098e-08 | 11593.2706 | 1.159327056139598e+004 | 1.292e-06 |  | 1.159327056139598e+004 | 2.5791e-06 |  | 1.159327056139598e+004 | 2.234e-06 |  | 11601.3092 | 4.0003e-06 | 42.9687 | 4.0003e-06
1.160130918985356e+004 | 9.3057e-08 | 11601.3092 | 1.160130918985356e+004 | 1.2911e-06 |  | 1.160130918985356e+004 | 2.5772e-06 |  | 1.160130918985356e+004 | 2.2324e-06 |  | 11609.3534 | 4.0003e-06 | 42.9876 | 4.0003e-06
1.160935339219532e+004 | 9.3016e-08 | 11609.3534 | 1.160935339219532e+004 | 1.2901e-06 |  | 1.160935339219532e+004 | 2.5752e-06 |  | 1.160935339219532e+004 | 2.2307e-06 |  | 11617.4032 | 4.0003e-06 | 43.0066 | 4.0003e-06
1.161740317228614e+004 | 9.2975e-08 | 11617.4032 | 1.161740317228614e+004 | 1.2891e-06 |  | 1.161740317228614e+004 | 2.5733e-06 |  | 1.161740317228614e+004 | 2.229e-06 |  | 11625.4585 | 4.0003e-06 | 43.0256 | 4.0003e-06
1.162545853399354e+004 | 9.2934e-08 | 11625.4585 | 1.162545853399354e+004 | 1.2881e-06 |  | 1.162545853399354e+004 | 2.5713e-06 |  | 1.162545853399354e+004 | 2.2273e-06 |  | 11633.5195 | 4.0003e-06 | 43.0446 | 4.0003e-06
1.163351948118777e+004 | 9.2893e-08 | 11633.5195 | 1.163351948118777e+004 | 1.2872e-06 |  | 1.163351948118777e+004 | 2.5694e-06 |  | 1.163351948118777e+004 | 2.2256e-06 |  | 11641.586 | 4.0003e-06 | 43.0636 | 4.0003e-06
1.164158601774171e+004 | 9.2852e-08 | 11641.586 | 1.164158601774171e+004 | 1.2862e-06 |  | 1.164158601774171e+004 | 2.5675e-06 |  | 1.164158601774171e+004 | 2.224e-06 |  | 11649.6581 | 4.0003e-06 | 43.0826 | 4.0003e-06
1.164965814753097e+004 | 9.2811e-08 | 11649.6581 | 1.164965814753097e+004 | 1.2852e-06 |  | 1.164965814753097e+004 | 2.5655e-06 |  | 1.164965814753097e+004 | 2.2223e-06 |  | 11657.7359 | 4.0003e-06 | 43.1016 | 4.0003e-06
1.165773587443381e+004 | 9.277e-08 | 11657.7359 | 1.165773587443381e+004 | 1.2843e-06 |  | 1.165773587443381e+004 | 2.5636e-06 |  | 1.165773587443381e+004 | 2.2206e-06 |  | 11665.8192 | 4.0003e-06 | 43.1207 | 4.0003e-06
1.166581920233122e+004 | 9.2729e-08 | 11665.8192 | 1.166581920233122e+004 | 1.2833e-06 |  | 1.166581920233122e+004 | 2.5616e-06 |  | 1.166581920233122e+004 | 2.2189e-06 |  | 11673.9081 | 4.0003e-06 | 43.1398 | 4.0003e-06
1.167390813510685e+004 | 9.2688e-08 | 11673.9081 | 1.167390813510685e+004 | 1.2823e-06 |  | 1.167390813510685e+004 | 2.5597e-06 |  | 1.167390813510685e+004 | 2.2172e-06 |  | 11682.0027 | 4.0003e-06 | 43.1589 | 4.0003e-06
1.168200267664705e+004 | 9.2647e-08 | 11682.0027 | 1.168200267664705e+004 | 1.2813e-06 |  | 1.168200267664705e+004 | 2.5578e-06 |  | 1.168200267664705e+004 | 2.2156e-06 |  | 11690.1028 | 4.0003e-06 | 43.178 | 4.0003e-06
1.169010283084087e+004 | 9.2606e-08 | 11690.1028 | 1.169010283084087e+004 | 1.2804e-06 |  | 1.169010283084087e+004 | 2.5558e-06 |  | 1.169010283084087e+004 | 2.2139e-06 |  | 11698.2086 | 4.0003e-06 | 43.1972 | 4.0003e-06
1.169820860158006e+004 | 9.2565e-08 | 11698.2086 | 1.169820860158006e+004 | 1.2794e-06 |  | 1.169820860158006e+004 | 2.5539e-06 |  | 1.169820860158006e+004 | 2.2122e-06 |  | 11706.32 | 4.0003e-06 | 43.2163 | 4.0003e-06
1.170631999275905e+004 | 9.2524e-08 | 11706.32 | 1.170631999275905e+004 | 1.2784e-06 |  | 1.170631999275905e+004 | 2.5519e-06 |  | 1.170631999275905e+004 | 2.2105e-06 |  | 11714.437 | 4.0003e-06 | 43.2355 | 4.0003e-06
1.171443700827498e+004 | 9.2483e-08 | 11714.437 | 1.171443700827498e+004 | 1.2775e-06 |  | 1.171443700827498e+004 | 2.55e-06 |  | 1.171443700827498e+004 | 2.2088e-06 |  | 11722.5597 | 4.0003e-06 | 43.2547 | 4.0003e-06
1.172255965202771e+004 | 9.2441e-08 | 11722.5597 | 1.172255965202771e+004 | 1.2765e-06 |  | 1.172255965202771e+004 | 2.5481e-06 |  | 1.172255965202771e+004 | 2.2072e-06 |  | 11730.6879 | 4.0003e-06 | 43.2739 | 4.0003e-06
1.173068792791978e+004 | 9.24e-08 | 11730.6879 | 1.173068792791978e+004 | 1.2755e-06 |  | 1.173068792791978e+004 | 2.5461e-06 |  | 1.173068792791978e+004 | 2.2055e-06 |  | 11738.8218 | 4.0003e-06 | 43.2931 | 4.0003e-06
1.173882183985644e+004 | 9.2359e-08 | 11738.8218 | 1.173882183985644e+004 | 1.2746e-06 |  | 1.173882183985644e+004 | 2.5442e-06 |  | 1.173882183985644e+004 | 2.2038e-06 |  | 11746.9614 | 4.0003e-06 | 43.3124 | 4.0003e-06
1.174696139174567e+004 | 9.2318e-08 | 11746.9614 | 1.174696139174567e+004 | 1.2736e-06 |  | 1.174696139174567e+004 | 2.5422e-06 |  | 1.174696139174567e+004 | 2.2021e-06 |  | 11755.1066 | 4.0003e-06 | 43.3316 | 4.0003e-06
1.175510658749812e+004 | 9.2277e-08 | 11755.1066 | 1.175510658749812e+004 | 1.2726e-06 |  | 1.175510658749812e+004 | 2.5403e-06 |  | 1.175510658749812e+004 | 2.2004e-06 |  | 11763.2574 | 4.0003e-06 | 43.3509 | 4.0003e-06
1.176325743102719e+004 | 9.2236e-08 | 11763.2574 | 1.176325743102719e+004 | 1.2716e-06 |  | 1.176325743102719e+004 | 2.5384e-06 |  | 1.176325743102719e+004 | 2.1988e-06 |  | 11771.4139 | 4.0003e-06 | 43.3702 | 4.0003e-06
1.177141392624898e+004 | 9.2195e-08 | 11771.4139 | 1.177141392624898e+004 | 1.2707e-06 |  | 1.177141392624898e+004 | 2.5364e-06 |  | 1.177141392624898e+004 | 2.1971e-06 |  | 11779.5761 | 4.0003e-06 | 43.3895 | 4.0003e-06
1.177957607708229e+004 | 9.2154e-08 | 11779.5761 | 1.177957607708229e+004 | 1.2697e-06 |  | 1.177957607708229e+004 | 2.5345e-06 |  | 1.177957607708229e+004 | 2.1954e-06 |  | 11787.7439 | 4.0003e-06 | 43.4089 | 4.0003e-06
1.178774388744865e+004 | 9.2113e-08 | 11787.7439 | 1.178774388744865e+004 | 1.2687e-06 |  | 1.178774388744865e+004 | 2.5326e-06 |  | 1.178774388744865e+004 | 2.1937e-06 |  | 11795.9174 | 4.0003e-06 | 43.4282 | 4.0003e-06
1.179591736127232e+004 | 9.2072e-08 | 11795.9174 | 1.179591736127232e+004 | 1.2678e-06 |  | 1.179591736127232e+004 | 2.5306e-06 |  | 1.179591736127232e+004 | 2.1921e-06 |  | 11804.0965 | 4.0003e-06 | 43.4476 | 4.0003e-06
1.180409650248026e+004 | 9.2031e-08 | 11804.0965 | 1.180409650248026e+004 | 1.2668e-06 |  | 1.180409650248026e+004 | 2.5287e-06 |  | 1.180409650248026e+004 | 2.1904e-06 |  | 11812.2813 | 4.0003e-06 | 43.467 | 4.0003e-06
1.181228131500217e+004 | 9.199e-08 | 11812.2813 | 1.181228131500217e+004 | 1.2658e-06 |  | 1.181228131500217e+004 | 2.5267e-06 |  | 1.181228131500217e+004 | 2.1887e-06 |  | 11820.4718 | 4.0003e-06 | 43.4864 | 4.0003e-06
1.182047180277047e+004 | 9.1949e-08 | 11820.4718 | 1.182047180277047e+004 | 1.2649e-06 |  | 1.182047180277047e+004 | 2.5248e-06 |  | 1.182047180277047e+004 | 2.187e-06 |  | 11828.668 | 4.0003e-06 | 43.5059 | 4.0003e-06
1.182866796972030e+004 | 9.1907e-08 | 11828.668 | 1.182866796972030e+004 | 1.2639e-06 |  | 1.182866796972030e+004 | 2.5229e-06 |  | 1.182866796972030e+004 | 2.1854e-06 |  | 11836.8698 | 4.0003e-06 | 43.5253 | 4.0003e-06
1.183686981978953e+004 | 9.1866e-08 | 11836.8698 | 1.183686981978953e+004 | 1.2629e-06 |  | 1.183686981978953e+004 | 2.5209e-06 |  | 1.183686981978953e+004 | 2.1837e-06 |  | 11845.0774 | 4.0003e-06 | 43.5448 | 4.0003e-06
1.184507735691877e+004 | 9.1825e-08 | 11845.0774 | 1.184507735691877e+004 | 1.262e-06 |  | 1.184507735691877e+004 | 2.519e-06 |  | 1.184507735691877e+004 | 2.182e-06 |  | 11853.2906 | 4.0003e-06 | 43.5643 | 4.0003e-06
1.185329058505136e+004 | 9.1784e-08 | 11853.2906 | 1.185329058505136e+004 | 1.261e-06 |  | 1.185329058505136e+004 | 2.5171e-06 |  | 1.185329058505136e+004 | 2.1803e-06 |  | 11861.5095 | 4.0003e-06 | 43.5838 | 4.0003e-06
1.186150950813336e+004 | 9.1743e-08 | 11861.5095 | 1.186150950813336e+004 | 1.26e-06 |  | 1.186150950813336e+004 | 2.5151e-06 |  | 1.186150950813336e+004 | 2.1786e-06 |  | 11869.7341 | 4.0003e-06 | 43.6033 | 4.0003e-06
1.186973413011358e+004 | 9.1702e-08 | 11869.7341 | 1.186973413011358e+004 | 1.2591e-06 |  | 1.186973413011358e+004 | 2.5132e-06 |  | 1.186973413011358e+004 | 2.177e-06 |  | 11877.9645 | 4.0003e-06 | 43.6228 | 4.0003e-06
1.187796445494357e+004 | 9.1661e-08 | 11877.9645 | 1.187796445494357e+004 | 1.2581e-06 |  | 1.187796445494357e+004 | 2.5113e-06 |  | 1.187796445494357e+004 | 2.1753e-06 |  | 11886.2005 | 4.0003e-06 | 43.6424 | 4.0003e-06
1.188620048657760e+004 | 9.162e-08 | 11886.2005 | 1.188620048657760e+004 | 1.2571e-06 |  | 1.188620048657760e+004 | 2.5093e-06 |  | 1.188620048657760e+004 | 2.1736e-06 |  | 11894.4422 | 4.0003e-06 | 43.662 | 4.0003e-06
1.189444222897271e+004 | 9.1579e-08 | 11894.4422 | 1.189444222897271e+004 | 1.2562e-06 |  | 1.189444222897271e+004 | 2.5074e-06 |  | 1.189444222897271e+004 | 2.172e-06 |  | 11902.6897 | 4.0003e-06 | 43.6816 | 4.0003e-06
1.190268968608867e+004 | 9.1538e-08 | 11902.6897 | 1.190268968608867e+004 | 1.2552e-06 |  | 1.190268968608867e+004 | 2.5055e-06 |  | 1.190268968608867e+004 | 2.1703e-06 |  | 11910.9429 | 4.0003e-06 | 43.7012 | 4.0003e-06
1.191094286188800e+004 | 9.1496e-08 | 11910.9429 | 1.191094286188800e+004 | 1.2542e-06 |  | 1.191094286188800e+004 | 2.5035e-06 |  | 1.191094286188800e+004 | 2.1686e-06 |  | 11919.2018 | 4.0003e-06 | 43.7208 | 4.0003e-06
1.191920176033594e+004 | 9.1455e-08 | 11919.2018 | 1.191920176033594e+004 | 1.2533e-06 |  | 1.191920176033594e+004 | 2.5016e-06 |  | 1.191920176033594e+004 | 2.1669e-06 |  | 11927.4664 | 4.0003e-06 | 43.7405 | 4.0003e-06
1.192746638540053e+004 | 9.1414e-08 | 11927.4664 | 1.192746638540053e+004 | 1.2523e-06 |  | 1.192746638540053e+004 | 2.4997e-06 |  | 1.192746638540053e+004 | 2.1653e-06 |  | 11935.7367 | 4.0003e-06 | 43.7601 | 4.0003e-06
1.193573674105252e+004 | 9.1373e-08 | 11935.7367 | 1.193573674105252e+004 | 1.2513e-06 |  | 1.193573674105252e+004 | 2.4977e-06 |  | 1.193573674105252e+004 | 2.1636e-06 |  | 11944.0128 | 4.0003e-06 | 43.7798 | 4.0003e-06
1.194401283126543e+004 | 9.1332e-08 | 11944.0128 | 1.194401283126543e+004 | 1.2504e-06 |  | 1.194401283126543e+004 | 2.4958e-06 |  | 1.194401283126543e+004 | 2.1619e-06 |  | 11952.2947 | 4.0003e-06 | 43.7995 | 4.0003e-06
1.195229466001553e+004 | 9.1291e-08 | 11952.2947 | 1.195229466001553e+004 | 1.2494e-06 |  | 1.195229466001553e+004 | 2.4939e-06 |  | 1.195229466001553e+004 | 2.1602e-06 |  | 11960.5822 | 4.0003e-06 | 43.8193 | 4.0003e-06
1.196058223128185e+004 | 9.125e-08 | 11960.5822 | 1.196058223128185e+004 | 1.2484e-06 |  | 1.196058223128185e+004 | 2.492e-06 |  | 1.196058223128185e+004 | 2.1586e-06 |  | 11968.8755 | 4.0003e-06 | 43.839 | 4.0003e-06
1.196887554904619e+004 | 9.1209e-08 | 11968.8755 | 1.196887554904619e+004 | 1.2475e-06 |  | 1.196887554904619e+004 | 2.49e-06 |  | 1.196887554904619e+004 | 2.1569e-06 |  | 11977.1746 | 4.0003e-06 | 43.8588 | 4.0003e-06
1.197717461729308e+004 | 9.1167e-08 | 11977.1746 | 1.197717461729308e+004 | 1.2465e-06 |  | 1.197717461729308e+004 | 2.4881e-06 |  | 1.197717461729308e+004 | 2.1552e-06 |  | 11985.4794 | 4.0003e-06 | 43.8786 | 4.0003e-06
1.198547944000985e+004 | 9.1126e-08 | 11985.4794 | 1.198547944000985e+004 | 1.2455e-06 |  | 1.198547944000985e+004 | 2.4862e-06 |  | 1.198547944000985e+004 | 2.1536e-06 |  | 11993.79 | 4.0003e-06 | 43.8984 | 4.0003e-06
1.199379002118657e+004 | 9.1085e-08 | 11993.79 | 1.199379002118657e+004 | 1.2446e-06 |  | 1.199379002118657e+004 | 2.4842e-06 |  | 1.199379002118657e+004 | 2.1519e-06 |  | 12002.1064 | 4.0003e-06 | 43.9182 | 4.0003e-06
1.200210636481609e+004 | 9.1044e-08 | 12002.1064 | 1.200210636481609e+004 | 1.2436e-06 |  | 1.200210636481609e+004 | 2.4823e-06 |  | 1.200210636481609e+004 | 2.1502e-06 |  | 12010.4285 | 4.0003e-06 | 43.938 | 4.0003e-06
1.201042847489401e+004 | 9.1003e-08 | 12010.4285 | 1.201042847489401e+004 | 1.2426e-06 |  | 1.201042847489401e+004 | 2.4804e-06 |  | 1.201042847489401e+004 | 2.1485e-06 |  | 12018.7564 | 4.0003e-06 | 43.9579 | 4.0003e-06
1.201875635541873e+004 | 9.0962e-08 | 12018.7564 | 1.201875635541873e+004 | 1.2417e-06 |  | 1.201875635541873e+004 | 2.4785e-06 |  | 1.201875635541873e+004 | 2.1469e-06 |  | 12027.09 | 4.0003e-06 | 43.9778 | 4.0003e-06
1.202709001039139e+004 | 9.0921e-08 | 12027.09 | 1.202709001039139e+004 | 1.2407e-06 |  | 1.202709001039139e+004 | 2.4765e-06 |  | 1.202709001039139e+004 | 2.1452e-06 |  | 12035.4294 | 4.0003e-06 | 43.9977 | 4.0003e-06
1.203542944381592e+004 | 9.0879e-08 | 12035.4294 | 1.203542944381592e+004 | 1.2398e-06 |  | 1.203542944381592e+004 | 2.4746e-06 |  | 1.203542944381592e+004 | 2.1435e-06 |  | 12043.7747 | 4.0003e-06 | 44.0176 | 4.0003e-06
1.204377465969904e+004 | 9.0838e-08 | 12043.7747 | 1.204377465969904e+004 | 1.2388e-06 |  | 1.204377465969904e+004 | 2.4727e-06 |  | 1.204377465969904e+004 | 2.1419e-06 |  | 12052.1257 | 4.0003e-06 | 44.0375 | 4.0003e-06
1.205212566205022e+004 | 9.0797e-08 | 12052.1257 | 1.205212566205022e+004 | 1.2378e-06 |  | 1.205212566205022e+004 | 2.4707e-06 |  | 1.205212566205022e+004 | 2.1402e-06 |  | 12060.4825 | 4.0003e-06 | 44.0575 | 4.0003e-06
1.206048245488173e+004 | 9.0756e-08 | 12060.4825 | 1.206048245488173e+004 | 1.2369e-06 |  | 1.206048245488173e+004 | 2.4688e-06 |  | 1.206048245488173e+004 | 2.1385e-06 |  | 12068.845 | 4.0003e-06 | 44.0774 | 4.0003e-06
1.206884504220862e+004 | 9.0715e-08 | 12068.845 | 1.206884504220862e+004 | 1.2359e-06 |  | 1.206884504220862e+004 | 2.4669e-06 |  | 1.206884504220862e+004 | 2.1369e-06 |  | 12077.2134 | 4.0003e-06 | 44.0974 | 4.0003e-06
1.207721342804871e+004 | 9.0674e-08 | 12077.2134 | 1.207721342804871e+004 | 1.2349e-06 |  | 1.207721342804871e+004 | 2.465e-06 |  | 1.207721342804871e+004 | 2.1352e-06 |  | 12085.5876 | 4.0003e-06 | 44.1175 | 4.0003e-06
1.208558761642263e+004 | 9.0633e-08 | 12085.5876 | 1.208558761642263e+004 | 1.234e-06 |  | 1.208558761642263e+004 | 2.463e-06 |  | 1.208558761642263e+004 | 2.1335e-06 |  | 12093.9676 | 4.0003e-06 | 44.1375 | 4.0003e-06
1.209396761135378e+004 | 9.0591e-08 | 12093.9676 | 1.209396761135378e+004 | 1.233e-06 |  | 1.209396761135378e+004 | 2.4611e-06 |  | 1.209396761135378e+004 | 2.1319e-06 |  | 12102.3534 | 4.0003e-06 | 44.1575 | 4.0003e-06
1.210235341686835e+004 | 9.055e-08 | 12102.3534 | 1.210235341686835e+004 | 1.232e-06 |  | 1.210235341686835e+004 | 2.4592e-06 |  | 1.210235341686835e+004 | 2.1302e-06 |  | 12110.745 | 4.0003e-06 | 44.1776 | 4.0003e-06
1.211074503699532e+004 | 9.0509e-08 | 12110.745 | 1.211074503699532e+004 | 1.2311e-06 |  | 1.211074503699532e+004 | 2.4573e-06 |  | 1.211074503699532e+004 | 2.1285e-06 |  | 12119.1425 | 4.0003e-06 | 44.1977 | 4.0003e-06
1.211914247576649e+004 | 9.0468e-08 | 12119.1425 | 1.211914247576649e+004 | 1.2301e-06 |  | 1.211914247576649e+004 | 2.4553e-06 |  | 1.211914247576649e+004 | 2.1269e-06 |  | 12127.5457 | 4.0003e-06 | 44.2178 | 4.0003e-06
1.212754573721641e+004 | 9.0427e-08 | 12127.5457 | 1.212754573721641e+004 | 1.2292e-06 |  | 1.212754573721641e+004 | 2.4534e-06 |  | 1.212754573721641e+004 | 2.1252e-06 |  | 12135.9548 | 4.0003e-06 | 44.2379 | 4.0003e-06
1.213595482538247e+004 | 9.0386e-08 | 12135.9548 | 1.213595482538247e+004 | 1.2282e-06 |  | 1.213595482538247e+004 | 2.4515e-06 |  | 1.213595482538247e+004 | 2.1235e-06 |  | 12144.3697 | 4.0003e-06 | 44.258 | 4.0003e-06
1.214436974430484e+004 | 9.0344e-08 | 12144.3697 | 1.214436974430484e+004 | 1.2272e-06 |  | 1.214436974430484e+004 | 2.4496e-06 |  | 1.214436974430484e+004 | 2.1219e-06 |  | 12152.7905 | 4.0003e-06 | 44.2782 | 4.0003e-06
1.215279049802648e+004 | 9.0303e-08 | 12152.7905 | 1.215279049802648e+004 | 1.2263e-06 |  | 1.215279049802648e+004 | 2.4477e-06 |  | 1.215279049802648e+004 | 2.1202e-06 |  | 12161.2171 | 4.0003e-06 | 44.2984 | 4.0003e-06
1.216121709059318e+004 | 9.0262e-08 | 12161.2171 | 1.216121709059318e+004 | 1.2253e-06 |  | 1.216121709059318e+004 | 2.4457e-06 |  | 1.216121709059318e+004 | 2.1185e-06 |  | 12169.6495 | 4.0003e-06 | 44.3186 | 4.0003e-06
1.216964952605352e+004 | 9.0221e-08 | 12169.6495 | 1.216964952605352e+004 | 1.2244e-06 |  | 1.216964952605352e+004 | 2.4438e-06 |  | 1.216964952605352e+004 | 2.1169e-06 |  | 12178.0878 | 4.0003e-06 | 44.3388 | 4.0003e-06
1.217808780845889e+004 | 9.018e-08 | 12178.0878 | 1.217808780845889e+004 | 1.2234e-06 |  | 1.217808780845889e+004 | 2.4419e-06 |  | 1.217808780845889e+004 | 2.1152e-06 |  | 12186.5319 | 4.0003e-06 | 44.359 | 4.0003e-06
1.218653194186348e+004 | 9.0139e-08 | 12186.5319 | 1.218653194186348e+004 | 1.2224e-06 |  | 1.218653194186348e+004 | 2.44e-06 |  | 1.218653194186348e+004 | 2.1135e-06 |  | 12194.9819 | 4.0003e-06 | 44.3793 | 4.0003e-06
1.219498193032430e+004 | 9.0097e-08 | 12194.9819 | 1.219498193032430e+004 | 1.2215e-06 |  | 1.219498193032430e+004 | 2.438e-06 |  | 1.219498193032430e+004 | 2.1119e-06 |  | 12203.4378 | 4.0003e-06 | 44.3996 | 4.0003e-06
1.220343777790119e+004 | 9.0056e-08 | 12203.4378 | 1.220343777790119e+004 | 1.2205e-06 |  | 1.220343777790119e+004 | 2.4361e-06 |  | 1.220343777790119e+004 | 2.1102e-06 |  | 12211.8995 | 4.0003e-06 | 44.4199 | 4.0003e-06
1.221189948865677e+004 | 9.0015e-08 | 12211.8995 | 1.221189948865677e+004 | 1.2196e-06 |  | 1.221189948865677e+004 | 2.4342e-06 |  | 1.221189948865677e+004 | 2.1086e-06 |  | 12220.3671 | 4.0003e-06 | 44.4402 | 4.0003e-06
1.222036706665650e+004 | 8.9974e-08 | 12220.3671 | 1.222036706665650e+004 | 1.2186e-06 |  | 1.222036706665650e+004 | 2.4323e-06 |  | 1.222036706665650e+004 | 2.1069e-06 |  | 12228.8405 | 4.0003e-06 | 44.4605 | 4.0003e-06
1.222884051596865e+004 | 8.9933e-08 | 12228.8405 | 1.222884051596865e+004 | 1.2176e-06 |  | 1.222884051596865e+004 | 2.4304e-06 |  | 1.222884051596865e+004 | 2.1052e-06 |  | 12237.3198 | 4.0003e-06 | 44.4809 | 4.0003e-06
1.223731984066432e+004 | 8.9892e-08 | 12237.3198 | 1.223731984066432e+004 | 1.2167e-06 |  | 1.223731984066432e+004 | 2.4284e-06 |  | 1.223731984066432e+004 | 2.1036e-06 |  | 12245.805 | 4.0003e-06 | 44.5012 | 4.0003e-06
1.224580504481743e+004 | 8.985e-08 | 12245.805 | 1.224580504481743e+004 | 1.2157e-06 |  | 1.224580504481743e+004 | 2.4265e-06 |  | 1.224580504481743e+004 | 2.1019e-06 |  | 12254.2961 | 4.0003e-06 | 44.5216 | 4.0003e-06
1.225429613250471e+004 | 8.9809e-08 | 12254.2961 | 1.225429613250471e+004 | 1.2148e-06 |  | 1.225429613250471e+004 | 2.4246e-06 |  | 1.225429613250471e+004 | 2.1002e-06 |  | 12262.7931 | 4.0003e-06 | 44.542 | 4.0003e-06
1.226279310780574e+004 | 8.9768e-08 | 12262.7931 | 1.226279310780574e+004 | 1.2138e-06 |  | 1.226279310780574e+004 | 2.4227e-06 |  | 1.226279310780574e+004 | 2.0986e-06 |  | 12271.296 | 4.0003e-06 | 44.5624 | 4.0003e-06
1.227129597480291e+004 | 8.9727e-08 | 12271.296 | 1.227129597480291e+004 | 1.2128e-06 |  | 1.227129597480291e+004 | 2.4208e-06 |  | 1.227129597480291e+004 | 2.0969e-06 |  | 12279.8047 | 4.0003e-06 | 44.5829 | 4.0003e-06
1.227980473758146e+004 | 8.9686e-08 | 12279.8047 | 1.227980473758146e+004 | 1.2119e-06 |  | 1.227980473758146e+004 | 2.4189e-06 |  | 1.227980473758146e+004 | 2.0953e-06 |  | 12288.3194 | 4.0003e-06 | 44.6034 | 4.0003e-06
1.228831940022943e+004 | 8.9645e-08 | 12288.3194 | 1.228831940022943e+004 | 1.2109e-06 |  | 1.228831940022943e+004 | 2.4169e-06 |  | 1.228831940022943e+004 | 2.0936e-06 |  | 12296.84 | 4.0003e-06 | 44.6238 | 4.0003e-06
1.229683996683774e+004 | 8.9603e-08 | 12296.84 | 1.229683996683774e+004 | 1.21e-06 |  | 1.229683996683774e+004 | 2.415e-06 |  | 1.229683996683774e+004 | 2.0919e-06 |  | 12305.3664 | 4.0003e-06 | 44.6443 | 4.0003e-06
1.230536644150010e+004 | 8.9562e-08 | 12305.3664 | 1.230536644150010e+004 | 1.209e-06 |  | 1.230536644150010e+004 | 2.4131e-06 |  | 1.230536644150010e+004 | 2.0903e-06 |  | 12313.8988 | 4.0003e-06 | 44.6649 | 4.0003e-06
1.231389882831310e+004 | 8.9521e-08 | 12313.8988 | 1.231389882831310e+004 | 1.208e-06 |  | 1.231389882831310e+004 | 2.4112e-06 |  | 1.231389882831310e+004 | 2.0886e-06 |  | 12322.4371 | 4.0003e-06 | 44.6854 | 4.0003e-06
1.232243713137614e+004 | 8.948e-08 | 12322.4371 | 1.232243713137614e+004 | 1.2071e-06 |  | 1.232243713137614e+004 | 2.4093e-06 |  | 1.232243713137614e+004 | 2.087e-06 |  | 12330.9814 | 4.0003e-06 | 44.706 | 4.0003e-06
1.233098135479148e+004 | 8.9439e-08 | 12330.9814 | 1.233098135479148e+004 | 1.2061e-06 |  | 1.233098135479148e+004 | 2.4074e-06 |  | 1.233098135479148e+004 | 2.0853e-06 |  | 12339.5315 | 4.0003e-06 | 44.7265 | 4.0003e-06
1.233953150266420e+004 | 8.9398e-08 | 12339.5315 | 1.233953150266420e+004 | 1.2052e-06 |  | 1.233953150266420e+004 | 2.4055e-06 |  | 1.233953150266420e+004 | 2.0837e-06 |  | 12348.0876 | 4.0003e-06 | 44.7471 | 4.0003e-06
1.234808757910227e+004 | 8.9356e-08 | 12348.0876 | 1.234808757910227e+004 | 1.2042e-06 |  | 1.234808757910227e+004 | 2.4035e-06 |  | 1.234808757910227e+004 | 2.082e-06 |  | 12356.6496 | 4.0003e-06 | 44.7678 | 4.0003e-06
1.235664958821647e+004 | 8.9315e-08 | 12356.6496 | 1.235664958821647e+004 | 1.2033e-06 |  | 1.235664958821647e+004 | 2.4016e-06 |  | 1.235664958821647e+004 | 2.0803e-06 |  | 12365.2175 | 4.0003e-06 | 44.7884 | 4.0003e-06
1.236521753412044e+004 | 8.9274e-08 | 12365.2175 | 1.236521753412044e+004 | 1.2023e-06 |  | 1.236521753412044e+004 | 2.3997e-06 |  | 1.236521753412044e+004 | 2.0787e-06 |  | 12373.7914 | 4.0003e-06 | 44.8091 | 4.0003e-06
1.237379142093068e+004 | 8.9233e-08 | 12373.7914 | 1.237379142093068e+004 | 1.2013e-06 |  | 1.237379142093068e+004 | 2.3978e-06 |  | 1.237379142093068e+004 | 2.077e-06 |  | 12382.3713 | 4.0003e-06 | 44.8297 | 4.0003e-06
1.238237125276654e+004 | 8.9192e-08 | 12382.3713 | 1.238237125276654e+004 | 1.2004e-06 |  | 1.238237125276654e+004 | 2.3959e-06 |  | 1.238237125276654e+004 | 2.0754e-06 |  | 12390.957 | 4.0003e-06 | 44.8504 | 4.0003e-06
1.239095703375023e+004 | 8.915e-08 | 12390.957 | 1.239095703375023e+004 | 1.1994e-06 |  | 1.239095703375023e+004 | 2.394e-06 |  | 1.239095703375023e+004 | 2.0737e-06 |  | 12399.5488 | 4.0003e-06 | 44.8711 | 4.0003e-06
1.239954876800680e+004 | 8.9109e-08 | 12399.5488 | 1.239954876800680e+004 | 1.1985e-06 |  | 1.239954876800680e+004 | 2.3921e-06 |  | 1.239954876800680e+004 | 2.0721e-06 |  | 12408.1465 | 4.0003e-06 | 44.8919 | 4.0003e-06
1.240814645966420e+004 | 8.9068e-08 | 12408.1465 | 1.240814645966420e+004 | 1.1975e-06 |  | 1.240814645966420e+004 | 2.3902e-06 |  | 1.240814645966420e+004 | 2.0704e-06 |  | 12416.7501 | 4.0003e-06 | 44.9126 | 4.0003e-06
1.241675011285319e+004 | 8.9027e-08 | 12416.7501 | 1.241675011285319e+004 | 1.1966e-06 |  | 1.241675011285319e+004 | 2.3882e-06 |  | 1.241675011285319e+004 | 2.0687e-06 |  | 12425.3597 | 4.0003e-06 | 44.9334 | 4.0003e-06
1.242535973170744e+004 | 8.8986e-08 | 12425.3597 | 1.242535973170744e+004 | 1.1956e-06 |  | 1.242535973170744e+004 | 2.3863e-06 |  | 1.242535973170744e+004 | 2.0671e-06 |  | 12433.9753 | 4.0003e-06 | 44.9542 | 4.0003e-06
1.243397532036346e+004 | 8.8945e-08 | 12433.9753 | 1.243397532036346e+004 | 1.1947e-06 |  | 1.243397532036346e+004 | 2.3844e-06 |  | 1.243397532036346e+004 | 2.0654e-06 |  | 12442.5969 | 4.0003e-06 | 44.975 | 4.0003e-06
1.244259688296064e+004 | 8.8903e-08 | 12442.5969 | 1.244259688296064e+004 | 1.1937e-06 |  | 1.244259688296064e+004 | 2.3825e-06 |  | 1.244259688296064e+004 | 2.0638e-06 |  | 12451.2244 | 4.0003e-06 | 44.9958 | 4.0003e-06
1.245122442364123e+004 | 8.8862e-08 | 12451.2244 | 1.245122442364123e+004 | 1.1927e-06 |  | 1.245122442364123e+004 | 2.3806e-06 |  | 1.245122442364123e+004 | 2.0621e-06 |  | 12459.8579 | 4.0003e-06 | 45.0167 | 4.0003e-06
1.245985794655036e+004 | 8.8821e-08 | 12459.8579 | 1.245985794655036e+004 | 1.1918e-06 |  | 1.245985794655036e+004 | 2.3787e-06 |  | 1.245985794655036e+004 | 2.0605e-06 |  | 12468.4975 | 4.0003e-06 | 45.0376 | 4.0003e-06
1.246849745583603e+004 | 8.878e-08 | 12468.4975 | 1.246849745583603e+004 | 1.1908e-06 |  | 1.246849745583603e+004 | 2.3768e-06 |  | 1.246849745583603e+004 | 2.0588e-06 |  | 12477.143 | 4.0003e-06 | 45.0585 | 4.0003e-06
1.247714295564913e+004 | 8.8739e-08 | 12477.143 | 1.247714295564913e+004 | 1.1899e-06 |  | 1.247714295564913e+004 | 2.3749e-06 |  | 1.247714295564913e+004 | 2.0572e-06 |  | 12485.7945 | 4.0003e-06 | 45.0794 | 4.0003e-06
1.248579445014340e+004 | 8.8698e-08 | 12485.7945 | 1.248579445014340e+004 | 1.1889e-06 |  | 1.248579445014340e+004 | 2.373e-06 |  | 1.248579445014340e+004 | 2.0555e-06 |  | 12494.4519 | 4.0003e-06 | 45.1003 | 4.0003e-06
1.249445194347549e+004 | 8.8656e-08 | 12494.4519 | 1.249445194347549e+004 | 1.188e-06 |  | 1.249445194347549e+004 | 2.3711e-06 |  | 1.249445194347549e+004 | 2.0539e-06 |  | 12503.1154 | 4.0003e-06 | 45.1212 | 4.0003e-06
1.250311543980491e+004 | 8.8615e-08 | 12503.1154 | 1.250311543980491e+004 | 1.187e-06 |  | 1.250311543980491e+004 | 2.3692e-06 |  | 1.250311543980491e+004 | 2.0522e-06 |  | 12511.7849 | 4.0003e-06 | 45.1422 | 4.0003e-06
1.251178494329407e+004 | 8.8574e-08 | 12511.7849 | 1.251178494329407e+004 | 1.1861e-06 |  | 1.251178494329407e+004 | 2.3673e-06 |  | 1.251178494329407e+004 | 2.0506e-06 |  | 12520.4605 | 4.0003e-06 | 45.1632 | 4.0003e-06
1.252046045810826e+004 | 8.8533e-08 | 12520.4605 | 1.252046045810826e+004 | 1.1851e-06 |  | 1.252046045810826e+004 | 2.3654e-06 |  | 1.252046045810826e+004 | 2.0489e-06 |  | 12529.142 | 4.0003e-06 | 45.1842 | 4.0003e-06
1.252914198841565e+004 | 8.8492e-08 | 12529.142 | 1.252914198841565e+004 | 1.1842e-06 |  | 1.252914198841565e+004 | 2.3634e-06 |  | 1.252914198841565e+004 | 2.0473e-06 |  | 12537.8295 | 4.0003e-06 | 45.2052 | 4.0003e-06
1.253782953838731e+004 | 8.845e-08 | 12537.8295 | 1.253782953838731e+004 | 1.1832e-06 |  | 1.253782953838731e+004 | 2.3615e-06 |  | 1.253782953838731e+004 | 2.0456e-06 |  | 12546.5231 | 4.0003e-06 | 45.2263 | 4.0003e-06
1.254652311219720e+004 | 8.8409e-08 | 12546.5231 | 1.254652311219720e+004 | 1.1823e-06 |  | 1.254652311219720e+004 | 2.3596e-06 |  | 1.254652311219720e+004 | 2.044e-06 |  | 12555.2227 | 4.0003e-06 | 45.2473 | 4.0003e-06
1.255522271402217e+004 | 8.8368e-08 | 12555.2227 | 1.255522271402217e+004 | 1.1813e-06 |  | 1.255522271402217e+004 | 2.3577e-06 |  | 1.255522271402217e+004 | 2.0423e-06 |  | 12563.9283 | 4.0003e-06 | 45.2684 | 4.0003e-06
1.256392834804198e+004 | 8.8327e-08 | 12563.9283 | 1.256392834804198e+004 | 1.1804e-06 |  | 1.256392834804198e+004 | 2.3558e-06 |  | 1.256392834804198e+004 | 2.0407e-06 |  | 12572.64 | 4.0003e-06 | 45.2895 | 4.0003e-06
1.257264001843928e+004 | 8.8286e-08 | 12572.64 | 1.257264001843928e+004 | 1.1794e-06 |  | 1.257264001843928e+004 | 2.3539e-06 |  | 1.257264001843928e+004 | 2.039e-06 |  | 12581.3577 | 4.0003e-06 | 45.3106 | 4.0003e-06
1.258135772939960e+004 | 8.8245e-08 | 12581.3577 | 1.258135772939960e+004 | 1.1784e-06 |  | 1.258135772939960e+004 | 2.352e-06 |  | 1.258135772939960e+004 | 2.0374e-06 |  | 12590.0815 | 4.0003e-06 | 45.3318 | 4.0003e-06
1.259008148511141e+004 | 8.8203e-08 | 12590.0815 | 1.259008148511141e+004 | 1.1775e-06 |  | 1.259008148511141e+004 | 2.3501e-06 |  | 1.259008148511141e+004 | 2.0357e-06 |  | 12598.8113 | 4.0003e-06 | 45.3529 | 4.0003e-06
1.259881128976605e+004 | 8.8162e-08 | 12598.8113 | 1.259881128976605e+004 | 1.1765e-06 |  | 1.259881128976605e+004 | 2.3482e-06 |  | 1.259881128976605e+004 | 2.0341e-06 |  | 12607.5471 | 4.0003e-06 | 45.3741 | 4.0003e-06
1.260754714755780e+004 | 8.8121e-08 | 12607.5471 | 1.260754714755780e+004 | 1.1756e-06 |  | 1.260754714755780e+004 | 2.3463e-06 |  | 1.260754714755780e+004 | 2.0324e-06 |  | 12616.2891 | 4.0003e-06 | 45.3953 | 4.0003e-06
1.261628906268381e+004 | 8.808e-08 | 12616.2891 | 1.261628906268381e+004 | 1.1746e-06 |  | 1.261628906268381e+004 | 2.3444e-06 |  | 1.261628906268381e+004 | 2.0308e-06 |  | 12625.037 | 4.0003e-06 | 45.4165 | 4.0003e-06
1.262503703934417e+004 | 8.8039e-08 | 12625.037 | 1.262503703934417e+004 | 1.1737e-06 |  | 1.262503703934417e+004 | 2.3425e-06 |  | 1.262503703934417e+004 | 2.0291e-06 |  | 12633.7911 | 4.0003e-06 | 45.4378 | 4.0003e-06
1.263379108174186e+004 | 8.7997e-08 | 12633.7911 | 1.263379108174186e+004 | 1.1727e-06 |  | 1.263379108174186e+004 | 2.3406e-06 |  | 1.263379108174186e+004 | 2.0275e-06 |  | 12642.5512 | 4.0003e-06 | 45.459 | 4.0003e-06
1.264255119408281e+004 | 8.7956e-08 | 12642.5512 | 1.264255119408281e+004 | 1.1718e-06 |  | 1.264255119408281e+004 | 2.3387e-06 |  | 1.264255119408281e+004 | 2.0259e-06 |  | 12651.3174 | 4.0003e-06 | 45.4803 | 4.0003e-06
1.265131738057582e+004 | 8.7915e-08 | 12651.3174 | 1.265131738057582e+004 | 1.1708e-06 |  | 1.265131738057582e+004 | 2.3368e-06 |  | 1.265131738057582e+004 | 2.0242e-06 |  | 12660.0896 | 4.0003e-06 | 45.5016 | 4.0003e-06
1.266008964543264e+004 | 8.7874e-08 | 12660.0896 | 1.266008964543264e+004 | 1.1699e-06 |  | 1.266008964543264e+004 | 2.3349e-06 |  | 1.266008964543264e+004 | 2.0226e-06 |  | 12668.868 | 4.0003e-06 | 45.5229 | 4.0003e-06
1.266886799286793e+004 | 8.7833e-08 | 12668.868 | 1.266886799286793e+004 | 1.1689e-06 |  | 1.266886799286793e+004 | 2.333e-06 |  | 1.266886799286793e+004 | 2.0209e-06 |  | 12677.6524 | 4.0003e-06 | 45.5443 | 4.0003e-06
1.267765242709927e+004 | 8.7792e-08 | 12677.6524 | 1.267765242709927e+004 | 1.168e-06 |  | 1.267765242709927e+004 | 2.3311e-06 |  | 1.267765242709927e+004 | 2.0193e-06 |  | 12686.443 | 4.0003e-06 | 45.5656 | 4.0003e-06
1.268644295234718e+004 | 8.775e-08 | 12686.443 | 1.268644295234718e+004 | 1.167e-06 |  | 1.268644295234718e+004 | 2.3292e-06 |  | 1.268644295234718e+004 | 2.0176e-06 |  | 12695.2396 | 4.0003e-06 | 45.587 | 4.0003e-06
1.269523957283508e+004 | 8.7709e-08 | 12695.2396 | 1.269523957283508e+004 | 1.1661e-06 |  | 1.269523957283508e+004 | 2.3273e-06 |  | 1.269523957283508e+004 | 2.016e-06 |  | 12704.0423 | 4.0003e-06 | 45.6084 | 4.0003e-06
1.270404229278934e+004 | 8.7668e-08 | 12704.0423 | 1.270404229278934e+004 | 1.1652e-06 |  | 1.270404229278934e+004 | 2.3254e-06 |  | 1.270404229278934e+004 | 2.0144e-06 |  | 12712.8511 | 4.0003e-06 | 45.6298 | 4.0003e-06
1.271285111643925e+004 | 8.7627e-08 | 12712.8511 | 1.271285111643925e+004 | 1.1642e-06 |  | 1.271285111643925e+004 | 2.3235e-06 |  | 1.271285111643925e+004 | 2.0127e-06 |  | 12721.666 | 4.0003e-06 | 45.6512 | 4.0003e-06
1.272166604801705e+004 | 8.7586e-08 | 12721.666 | 1.272166604801705e+004 | 1.1633e-06 |  | 1.272166604801705e+004 | 2.3216e-06 |  | 1.272166604801705e+004 | 2.0111e-06 |  | 12730.4871 | 4.0003e-06 | 45.6727 | 4.0003e-06
1.273048709175788e+004 | 8.7545e-08 | 12730.4871 | 1.273048709175788e+004 | 1.1623e-06 |  | 1.273048709175788e+004 | 2.3198e-06 |  | 1.273048709175788e+004 | 2.0094e-06 |  | 12739.3143 | 4.0003e-06 | 45.6942 | 4.0003e-06
1.273931425189985e+004 | 8.7503e-08 | 12739.3143 | 1.273931425189985e+004 | 1.1614e-06 |  | 1.273931425189985e+004 | 2.3179e-06 |  | 1.273931425189985e+004 | 2.0078e-06 |  | 12748.1475 | 4.0003e-06 | 45.7157 | 4.0003e-06
1.274814753268399e+004 | 8.7462e-08 | 12748.1475 | 1.274814753268399e+004 | 1.1604e-06 |  | 1.274814753268399e+004 | 2.316e-06 |  | 1.274814753268399e+004 | 2.0062e-06 |  | 12756.9869 | 4.0003e-06 | 45.7372 | 4.0003e-06
1.275698693835428e+004 | 8.7421e-08 | 12756.9869 | 1.275698693835428e+004 | 1.1595e-06 |  | 1.275698693835428e+004 | 2.3141e-06 |  | 1.275698693835428e+004 | 2.0045e-06 |  | 12765.8325 | 4.0003e-06 | 45.7587 | 4.0003e-06
1.276583247315764e+004 | 8.738e-08 | 12765.8325 | 1.276583247315764e+004 | 1.1585e-06 |  | 1.276583247315764e+004 | 2.3122e-06 |  | 1.276583247315764e+004 | 2.0029e-06 |  | 12774.6841 | 4.0003e-06 | 45.7803 | 4.0003e-06
1.277468414134393e+004 | 8.7339e-08 | 12774.6841 | 1.277468414134393e+004 | 1.1576e-06 |  | 1.277468414134393e+004 | 2.3103e-06 |  | 1.277468414134393e+004 | 2.0012e-06 |  | 12783.5419 | 4.0003e-06 | 45.8018 | 4.0003e-06
1.278354194716597e+004 | 8.7298e-08 | 12783.5419 | 1.278354194716597e+004 | 1.1566e-06 |  | 1.278354194716597e+004 | 2.3084e-06 |  | 1.278354194716597e+004 | 1.9996e-06 |  | 12792.4059 | 4.0003e-06 | 45.8234 | 4.0003e-06
1.279240589487951e+004 | 8.7256e-08 | 12792.4059 | 1.279240589487951e+004 | 1.1557e-06 |  | 1.279240589487951e+004 | 2.3065e-06 |  | 1.279240589487951e+004 | 1.998e-06 |  | 12801.276 | 4.0003e-06 | 45.845 | 4.0003e-06
1.280127598874326e+004 | 8.7215e-08 | 12801.276 | 1.280127598874326e+004 | 1.1547e-06 |  | 1.280127598874326e+004 | 2.3046e-06 |  | 1.280127598874326e+004 | 1.9963e-06 |  | 12810.1522 | 4.0003e-06 | 45.8667 | 4.0003e-06
1.281015223301889e+004 | 8.7174e-08 | 12810.1522 | 1.281015223301889e+004 | 1.1538e-06 |  | 1.281015223301889e+004 | 2.3027e-06 |  | 1.281015223301889e+004 | 1.9947e-06 |  | 12819.0346 | 4.0003e-06 | 45.8883 | 4.0003e-06
1.281903463197101e+004 | 8.7133e-08 | 12819.0346 | 1.281903463197101e+004 | 1.1528e-06 |  | 1.281903463197101e+004 | 2.3008e-06 |  | 1.281903463197101e+004 | 1.993e-06 |  | 12827.9232 | 4.0003e-06 | 45.91 | 4.0003e-06
1.282792318986721e+004 | 8.7092e-08 | 12827.9232 | 1.282792318986721e+004 | 1.1519e-06 |  | 1.282792318986721e+004 | 2.2989e-06 |  | 1.282792318986721e+004 | 1.9914e-06 |  | 12836.8179 | 4.0003e-06 | 45.9317 | 4.0003e-06
1.283681791097801e+004 | 8.7051e-08 | 12836.8179 | 1.283681791097801e+004 | 1.151e-06 |  | 1.283681791097801e+004 | 2.2971e-06 |  | 1.283681791097801e+004 | 1.9898e-06 |  | 12845.7188 | 4.0003e-06 | 45.9534 | 4.0003e-06
1.284571879957691e+004 | 8.701e-08 | 12845.7188 | 1.284571879957691e+004 | 1.15e-06 |  | 1.284571879957691e+004 | 2.2952e-06 |  | 1.284571879957691e+004 | 1.9881e-06 |  | 12854.6259 | 4.0003e-06 | 45.9751 | 4.0003e-06
1.285462585994038e+004 | 8.6968e-08 | 12854.6259 | 1.285462585994038e+004 | 1.1491e-06 |  | 1.285462585994038e+004 | 2.2933e-06 |  | 1.285462585994038e+004 | 1.9865e-06 |  | 12863.5391 | 4.0003e-06 | 45.9969 | 4.0003e-06
1.286353909634782e+004 | 8.6927e-08 | 12863.5391 | 1.286353909634782e+004 | 1.1481e-06 |  | 1.286353909634782e+004 | 2.2914e-06 |  | 1.286353909634782e+004 | 1.9849e-06 |  | 12872.4585 | 4.0003e-06 | 46.0187 | 4.0003e-06
1.287245851308165e+004 | 8.6886e-08 | 12872.4585 | 1.287245851308165e+004 | 1.1472e-06 |  | 1.287245851308165e+004 | 2.2895e-06 |  | 1.287245851308165e+004 | 1.9832e-06 |  | 12881.3841 | 4.0003e-06 | 46.0405 | 4.0003e-06
1.288138411442721e+004 | 8.6845e-08 | 12881.3841 | 1.288138411442721e+004 | 1.1462e-06 |  | 1.288138411442721e+004 | 2.2876e-06 |  | 1.288138411442721e+004 | 1.9816e-06 |  | 12890.3159 | 4.0003e-06 | 46.0623 | 4.0003e-06
1.289031590467284e+004 | 8.6804e-08 | 12890.3159 | 1.289031590467284e+004 | 1.1453e-06 |  | 1.289031590467284e+004 | 2.2857e-06 |  | 1.289031590467284e+004 | 1.98e-06 |  | 12899.2539 | 4.0003e-06 | 46.0841 | 4.0003e-06
1.289925388810984e+004 | 8.6763e-08 | 12899.2539 | 1.289925388810984e+004 | 1.1444e-06 |  | 1.289925388810984e+004 | 2.2839e-06 |  | 1.289925388810984e+004 | 1.9783e-06 |  | 12908.1981 | 4.0003e-06 | 46.1059 | 4.0003e-06
1.290819806903250e+004 | 8.6721e-08 | 12908.1981 | 1.290819806903250e+004 | 1.1434e-06 |  | 1.290819806903250e+004 | 2.282e-06 |  | 1.290819806903250e+004 | 1.9767e-06 |  | 12917.1485 | 4.0003e-06 | 46.1278 | 4.0003e-06
1.291714845173807e+004 | 8.668e-08 | 12917.1485 | 1.291714845173807e+004 | 1.1425e-06 |  | 1.291714845173807e+004 | 2.2801e-06 |  | 1.291714845173807e+004 | 1.9751e-06 |  | 12926.105 | 4.0003e-06 | 46.1497 | 4.0003e-06
1.292610504052680e+004 | 8.6639e-08 | 12926.105 | 1.292610504052680e+004 | 1.1415e-06 |  | 1.292610504052680e+004 | 2.2782e-06 |  | 1.292610504052680e+004 | 1.9734e-06 |  | 12935.0678 | 4.0003e-06 | 46.1716 | 4.0003e-06
1.293506783970190e+004 | 8.6598e-08 | 12935.0678 | 1.293506783970190e+004 | 1.1406e-06 |  | 1.293506783970190e+004 | 2.2763e-06 |  | 1.293506783970190e+004 | 1.9718e-06 |  | 12944.0369 | 4.0003e-06 | 46.1936 | 4.0003e-06
1.294403685356958e+004 | 8.6557e-08 | 12944.0369 | 1.294403685356958e+004 | 1.1396e-06 |  | 1.294403685356958e+004 | 2.2744e-06 |  | 1.294403685356958e+004 | 1.9702e-06 |  | 12953.0121 | 4.0003e-06 | 46.2155 | 4.0003e-06
1.295301208643903e+004 | 8.6516e-08 | 12953.0121 | 1.295301208643903e+004 | 1.1387e-06 |  | 1.295301208643903e+004 | 2.2725e-06 |  | 1.295301208643903e+004 | 1.9686e-06 |  | 12961.9935 | 4.0003e-06 | 46.2375 | 4.0003e-06
1.296199354262242e+004 | 8.6475e-08 | 12961.9935 | 1.296199354262242e+004 | 1.1378e-06 |  | 1.296199354262242e+004 | 2.2707e-06 |  | 1.296199354262242e+004 | 1.9669e-06 |  | 12970.9812 | 4.0003e-06 | 46.2595 | 4.0003e-06
1.297098122643493e+004 | 8.6434e-08 | 12970.9812 | 1.297098122643493e+004 | 1.1368e-06 |  | 1.297098122643493e+004 | 2.2688e-06 |  | 1.297098122643493e+004 | 1.9653e-06 |  | 12979.9751 | 4.0003e-06 | 46.2815 | 4.0003e-06
1.297997514219471e+004 | 8.6392e-08 | 12979.9751 | 1.297997514219471e+004 | 1.1359e-06 |  | 1.297997514219471e+004 | 2.2669e-06 |  | 1.297997514219471e+004 | 1.9637e-06 |  | 12988.9753 | 4.0003e-06 | 46.3035 | 4.0003e-06
1.298897529422291e+004 | 8.6351e-08 | 12988.9753 | 1.298897529422291e+004 | 1.1349e-06 |  | 1.298897529422291e+004 | 2.265e-06 |  | 1.298897529422291e+004 | 1.962e-06 |  | 12997.9817 | 4.0003e-06 | 46.3256 | 4.0003e-06
1.299798168684370e+004 | 8.631e-08 | 12997.9817 | 1.299798168684370e+004 | 1.134e-06 |  | 1.299798168684370e+004 | 2.2631e-06 |  | 1.299798168684370e+004 | 1.9604e-06 |  | 13006.9943 | 4.0003e-06 | 46.3476 | 4.0003e-06
1.300699432438421e+004 | 8.6269e-08 | 13006.9943 | 1.300699432438421e+004 | 1.1331e-06 |  | 1.300699432438421e+004 | 2.2613e-06 |  | 1.300699432438421e+004 | 1.9588e-06 |  | 13016.0132 | 4.0003e-06 | 46.3697 | 4.0003e-06
1.301601321117459e+004 | 8.6228e-08 | 13016.0132 | 1.301601321117459e+004 | 1.1321e-06 |  | 1.301601321117459e+004 | 2.2594e-06 |  | 1.301601321117459e+004 | 1.9572e-06 |  | 13025.0384 | 4.0003e-06 | 46.3919 | 4.0003e-06
1.302503835154800e+004 | 8.6187e-08 | 13025.0384 | 1.302503835154800e+004 | 1.1312e-06 |  | 1.302503835154800e+004 | 2.2575e-06 |  | 1.302503835154800e+004 | 1.9555e-06 |  | 13034.0697 | 4.0003e-06 | 46.414 | 4.0003e-06
1.303406974984060e+004 | 8.6146e-08 | 13034.0697 | 1.303406974984060e+004 | 1.1302e-06 |  | 1.303406974984060e+004 | 2.2556e-06 |  | 1.303406974984060e+004 | 1.9539e-06 |  | 13043.1074 | 4.0003e-06 | 46.4361 | 4.0003e-06
1.304310741039154e+004 | 8.6105e-08 | 13043.1074 | 1.304310741039154e+004 | 1.1293e-06 |  | 1.304310741039154e+004 | 2.2538e-06 |  | 1.304310741039154e+004 | 1.9523e-06 |  | 13052.1513 | 4.0003e-06 | 46.4583 | 4.0003e-06
1.305215133754300e+004 | 8.6063e-08 | 13052.1513 | 1.305215133754300e+004 | 1.1284e-06 |  | 1.305215133754300e+004 | 2.2519e-06 |  | 1.305215133754300e+004 | 1.9507e-06 |  | 13061.2015 | 4.0003e-06 | 46.4805 | 4.0003e-06
1.306120153564016e+004 | 8.6022e-08 | 13061.2015 | 1.306120153564016e+004 | 1.1274e-06 |  | 1.306120153564016e+004 | 2.25e-06 |  | 1.306120153564016e+004 | 1.949e-06 |  | 13070.258 | 4.0003e-06 | 46.5027 | 4.0003e-06
1.307025800903121e+004 | 8.5981e-08 | 13070.258 | 1.307025800903121e+004 | 1.1265e-06 |  | 1.307025800903121e+004 | 2.2481e-06 |  | 1.307025800903121e+004 | 1.9474e-06 |  | 13079.3208 | 4.0003e-06 | 46.5249 | 4.0003e-06
1.307932076206736e+004 | 8.594e-08 | 13079.3208 | 1.307932076206736e+004 | 1.1255e-06 |  | 1.307932076206736e+004 | 2.2463e-06 |  | 1.307932076206736e+004 | 1.9458e-06 |  | 13088.3898 | 4.0003e-06 | 46.5472 | 4.0003e-06
1.308838979910285e+004 | 8.5899e-08 | 13088.3898 | 1.308838979910285e+004 | 1.1246e-06 |  | 1.308838979910285e+004 | 2.2444e-06 |  | 1.308838979910285e+004 | 1.9442e-06 |  | 13097.4651 | 4.0003e-06 | 46.5695 | 4.0003e-06
1.309746512449492e+004 | 8.5858e-08 | 13097.4651 | 1.309746512449492e+004 | 1.1237e-06 |  | 1.309746512449492e+004 | 2.2425e-06 |  | 1.309746512449492e+004 | 1.9425e-06 |  | 13106.5467 | 4.0003e-06 | 46.5918 | 4.0003e-06
1.310654674260383e+004 | 8.5817e-08 | 13106.5467 | 1.310654674260383e+004 | 1.1227e-06 |  | 1.310654674260383e+004 | 2.2406e-06 |  | 1.310654674260383e+004 | 1.9409e-06 |  | 13115.6347 | 4.0003e-06 | 46.6141 | 4.0003e-06
1.311563465779288e+004 | 8.5776e-08 | 13115.6347 | 1.311563465779288e+004 | 1.1218e-06 |  | 1.311563465779288e+004 | 2.2388e-06 |  | 1.311563465779288e+004 | 1.9393e-06 |  | 13124.7289 | 4.0003e-06 | 46.6364 | 4.0003e-06
1.312472887442838e+004 | 8.5735e-08 | 13124.7289 | 1.312472887442838e+004 | 1.1209e-06 |  | 1.312472887442838e+004 | 2.2369e-06 |  | 1.312472887442838e+004 | 1.9377e-06 |  | 13133.8294 | 4.0003e-06 | 46.6588 | 4.0003e-06
1.313382939687968e+004 | 8.5693e-08 | 13133.8294 | 1.313382939687968e+004 | 1.1199e-06 |  | 1.313382939687968e+004 | 2.235e-06 |  | 1.313382939687968e+004 | 1.936e-06 |  | 13142.9362 | 4.0003e-06 | 46.6811 | 4.0003e-06
1.314293622951915e+004 | 8.5652e-08 | 13142.9362 | 1.314293622951915e+004 | 1.119e-06 |  | 1.314293622951915e+004 | 2.2331e-06 |  | 1.314293622951915e+004 | 1.9344e-06 |  | 13152.0494 | 4.0003e-06 | 46.7035 | 4.0003e-06
1.315204937672219e+004 | 8.5611e-08 | 13152.0494 | 1.315204937672219e+004 | 1.1181e-06 |  | 1.315204937672219e+004 | 2.2313e-06 |  | 1.315204937672219e+004 | 1.9328e-06 |  | 13161.1688 | 4.0003e-06 | 46.726 | 4.0003e-06
1.316116884286726e+004 | 8.557e-08 | 13161.1688 | 1.316116884286726e+004 | 1.1171e-06 |  | 1.316116884286726e+004 | 2.2294e-06 |  | 1.316116884286726e+004 | 1.9312e-06 |  | 13170.2946 | 4.0003e-06 | 46.7484 | 4.0003e-06
1.317029463233581e+004 | 8.5529e-08 | 13170.2946 | 1.317029463233581e+004 | 1.1162e-06 |  | 1.317029463233581e+004 | 2.2275e-06 |  | 1.317029463233581e+004 | 1.9296e-06 |  | 13179.4267 | 4.0003e-06 | 46.7708 | 4.0003e-06
1.317942674951236e+004 | 8.5488e-08 | 13179.4267 | 1.317942674951236e+004 | 1.1153e-06 |  | 1.317942674951236e+004 | 2.2257e-06 |  | 1.317942674951236e+004 | 1.9279e-06 |  | 13188.5652 | 4.0003e-06 | 46.7933 | 4.0003e-06
1.318856519878447e+004 | 8.5447e-08 | 13188.5652 | 1.318856519878447e+004 | 1.1143e-06 |  | 1.318856519878447e+004 | 2.2238e-06 |  | 1.318856519878447e+004 | 1.9263e-06 |  | 13197.71 | 4.0003e-06 | 46.8158 | 4.0003e-06
1.319770998454274e+004 | 8.5406e-08 | 13197.71 | 1.319770998454274e+004 | 1.1134e-06 |  | 1.319770998454274e+004 | 2.2219e-06 |  | 1.319770998454274e+004 | 1.9247e-06 |  | 13206.8611 | 4.0003e-06 | 46.8383 | 4.0003e-06
1.320686111118079e+004 | 8.5365e-08 | 13206.8611 | 1.320686111118079e+004 | 1.1124e-06 |  | 1.320686111118079e+004 | 2.2201e-06 |  | 1.320686111118079e+004 | 1.9231e-06 |  | 13216.0186 | 4.0003e-06 | 46.8609 | 4.0003e-06
1.321601858309533e+004 | 8.5324e-08 | 13216.0186 | 1.321601858309533e+004 | 1.1115e-06 |  | 1.321601858309533e+004 | 2.2182e-06 |  | 1.321601858309533e+004 | 1.9215e-06 |  | 13225.1824 | 4.0003e-06 | 46.8834 | 4.0003e-06
1.322518240468608e+004 | 8.5283e-08 | 13225.1824 | 1.322518240468608e+004 | 1.1106e-06 |  | 1.322518240468608e+004 | 2.2163e-06 |  | 1.322518240468608e+004 | 1.9199e-06 |  | 13234.3526 | 4.0003e-06 | 46.906 | 4.0003e-06
1.323435258035583e+004 | 8.5242e-08 | 13234.3526 | 1.323435258035583e+004 | 1.1096e-06 |  | 1.323435258035583e+004 | 2.2145e-06 |  | 1.323435258035583e+004 | 1.9182e-06 |  | 13243.5291 | 4.0003e-06 | 46.9286 | 4.0003e-06
1.324352911451042e+004 | 8.52e-08 | 13243.5291 | 1.324352911451042e+004 | 1.1087e-06 |  | 1.324352911451042e+004 | 2.2126e-06 |  | 1.324352911451042e+004 | 1.9166e-06 |  | 13252.712 | 4.0003e-06 | 46.9512 | 4.0003e-06
1.325271201155875e+004 | 8.5159e-08 | 13252.712 | 1.325271201155875e+004 | 1.1078e-06 |  | 1.325271201155875e+004 | 2.2107e-06 |  | 1.325271201155875e+004 | 1.915e-06 |  | 13261.9013 | 4.0003e-06 | 46.9739 | 4.0003e-06
1.326190127591275e+004 | 8.5118e-08 | 13261.9013 | 1.326190127591275e+004 | 1.1069e-06 |  | 1.326190127591275e+004 | 2.2089e-06 |  | 1.326190127591275e+004 | 1.9134e-06 |  | 13271.0969 | 4.0003e-06 | 46.9965 | 4.0003e-06
1.327109691198745e+004 | 8.5077e-08 | 13271.0969 | 1.327109691198745e+004 | 1.1059e-06 |  | 1.327109691198745e+004 | 2.207e-06 |  | 1.327109691198745e+004 | 1.9118e-06 |  | 13280.2989 | 4.0003e-06 | 47.0192 | 4.0003e-06
1.328029892420092e+004 | 8.5036e-08 | 13280.2989 | 1.328029892420092e+004 | 1.105e-06 |  | 1.328029892420092e+004 | 2.2051e-06 |  | 1.328029892420092e+004 | 1.9102e-06 |  | 13289.5073 | 4.0003e-06 | 47.0419 | 4.0003e-06
1.328950731697428e+004 | 8.4995e-08 | 13289.5073 | 1.328950731697428e+004 | 1.1041e-06 |  | 1.328950731697428e+004 | 2.2033e-06 |  | 1.328950731697428e+004 | 1.9086e-06 |  | 13298.7221 | 4.0003e-06 | 47.0646 | 4.0003e-06
1.329872209473174e+004 | 8.4954e-08 | 13298.7221 | 1.329872209473174e+004 | 1.1031e-06 |  | 1.329872209473174e+004 | 2.2014e-06 |  | 1.329872209473174e+004 | 1.907e-06 |  | 13307.9433 | 4.0003e-06 | 47.0874 | 4.0003e-06
1.330794326190058e+004 | 8.4913e-08 | 13307.9433 | 1.330794326190058e+004 | 1.1022e-06 |  | 1.330794326190058e+004 | 2.1996e-06 |  | 1.330794326190058e+004 | 1.9053e-06 |  | 13317.1708 | 4.0003e-06 | 47.1101 | 4.0003e-06
1.331717082291111e+004 | 8.4872e-08 | 13317.1708 | 1.331717082291111e+004 | 1.1013e-06 |  | 1.331717082291111e+004 | 2.1977e-06 |  | 1.331717082291111e+004 | 1.9037e-06 |  | 13326.4048 | 4.0003e-06 | 47.1329 | 4.0003e-06
1.332640478219676e+004 | 8.4831e-08 | 13326.4048 | 1.332640478219676e+004 | 1.1003e-06 |  | 1.332640478219676e+004 | 2.1958e-06 |  | 1.332640478219676e+004 | 1.9021e-06 |  | 13335.6451 | 4.0003e-06 | 47.1557 | 4.0003e-06
1.333564514419401e+004 | 8.479e-08 | 13335.6451 | 1.333564514419401e+004 | 1.0994e-06 |  | 1.333564514419401e+004 | 2.194e-06 |  | 1.333564514419401e+004 | 1.9005e-06 |  | 13344.8919 | 4.0003e-06 | 47.1785 | 4.0003e-06
1.334489191334242e+004 | 8.4749e-08 | 13344.8919 | 1.334489191334242e+004 | 1.0985e-06 |  | 1.334489191334242e+004 | 2.1921e-06 |  | 1.334489191334242e+004 | 1.8989e-06 |  | 13354.1451 | 4.0003e-06 | 47.2014 | 4.0003e-06
1.335414509408463e+004 | 8.4708e-08 | 13354.1451 | 1.335414509408463e+004 | 1.0975e-06 |  | 1.335414509408463e+004 | 2.1903e-06 |  | 1.335414509408463e+004 | 1.8973e-06 |  | 13363.4047 | 4.0003e-06 | 47.2242 | 4.0003e-06
1.336340469086635e+004 | 8.4667e-08 | 13363.4047 | 1.336340469086635e+004 | 1.0966e-06 |  | 1.336340469086635e+004 | 2.1884e-06 |  | 1.336340469086635e+004 | 1.8957e-06 |  | 13372.6707 | 4.0003e-06 | 47.2471 | 4.0003e-06
1.337267070813639e+004 | 8.4626e-08 | 13372.6707 | 1.337267070813639e+004 | 1.0957e-06 |  | 1.337267070813639e+004 | 2.1865e-06 |  | 1.337267070813639e+004 | 1.8941e-06 |  | 13381.9432 | 4.0003e-06 | 47.27 | 4.0003e-06
1.338194315034663e+004 | 8.4585e-08 | 13381.9432 | 1.338194315034663e+004 | 1.0948e-06 |  | 1.338194315034663e+004 | 2.1847e-06 |  | 1.338194315034663e+004 | 1.8925e-06 |  | 13391.222 | 4.0003e-06 | 47.293 | 4.0003e-06
1.339122202195204e+004 | 8.4544e-08 | 13391.222 | 1.339122202195204e+004 | 1.0938e-06 |  | 1.339122202195204e+004 | 2.1828e-06 |  | 1.339122202195204e+004 | 1.8909e-06 |  | 13400.5073 | 4.0003e-06 | 47.3159 | 4.0003e-06
1.340050732741070e+004 | 8.4503e-08 | 13400.5073 | 1.340050732741070e+004 | 1.0929e-06 |  | 1.340050732741070e+004 | 2.181e-06 |  | 1.340050732741070e+004 | 1.8892e-06 |  | 13409.7991 | 4.0003e-06 | 47.3389 | 4.0003e-06
1.340979907118375e+004 | 8.4462e-08 | 13409.7991 | 1.340979907118375e+004 | 1.092e-06 |  | 1.340979907118375e+004 | 2.1791e-06 |  | 1.340979907118375e+004 | 1.8876e-06 |  | 13419.0973 | 4.0003e-06 | 47.3618 | 4.0003e-06
1.341909725773543e+004 | 8.4421e-08 | 13419.0973 | 1.341909725773543e+004 | 1.091e-06 |  | 1.341909725773543e+004 | 2.1773e-06 |  | 1.341909725773543e+004 | 1.886e-06 |  | 13428.4019 | 4.0003e-06 | 47.3849 | 4.0003e-06
1.342840189153309e+004 | 8.438e-08 | 13428.4019 | 1.342840189153309e+004 | 1.0901e-06 |  | 1.342840189153309e+004 | 2.1754e-06 |  | 1.342840189153309e+004 | 1.8844e-06 |  | 13437.713 | 4.0003e-06 | 47.4079 | 4.0003e-06
1.343771297704718e+004 | 8.4339e-08 | 13437.713 | 1.343771297704718e+004 | 1.0892e-06 |  | 1.343771297704718e+004 | 2.1736e-06 |  | 1.343771297704718e+004 | 1.8828e-06 |  | 13447.0305 | 4.0003e-06 | 47.4309 | 4.0003e-06
1.344703051875122e+004 | 8.4298e-08 | 13447.0305 | 1.344703051875122e+004 | 1.0883e-06 |  | 1.344703051875122e+004 | 2.1717e-06 |  | 1.344703051875122e+004 | 1.8812e-06 |  | 13456.3545 | 4.0003e-06 | 47.454 | 4.0003e-06
1.345635452112186e+004 | 8.4257e-08 | 13456.3545 | 1.345635452112186e+004 | 1.0873e-06 |  | 1.345635452112186e+004 | 2.1699e-06 |  | 1.345635452112186e+004 | 1.8796e-06 |  | 13465.685 | 4.0003e-06 | 47.4771 | 4.0003e-06
1.346568498863885e+004 | 8.4216e-08 | 13465.685 | 1.346568498863885e+004 | 1.0864e-06 |  | 1.346568498863885e+004 | 2.168e-06 |  | 1.346568498863885e+004 | 1.878e-06 |  | 13475.0219 | 4.0003e-06 | 47.5002 | 4.0003e-06
1.347502192578503e+004 | 8.4175e-08 | 13475.0219 | 1.347502192578503e+004 | 1.0855e-06 |  | 1.347502192578503e+004 | 2.1662e-06 |  | 1.347502192578503e+004 | 1.8764e-06 |  | 13484.3653 | 4.0003e-06 | 47.5233 | 4.0003e-06
1.348436533704637e+004 | 8.4134e-08 | 13484.3653 | 1.348436533704637e+004 | 1.0846e-06 |  | 1.348436533704637e+004 | 2.1643e-06 |  | 1.348436533704637e+004 | 1.8748e-06 |  | 13493.7152 | 4.0003e-06 | 47.5465 | 4.0003e-06
1.349371522691193e+004 | 8.4093e-08 | 13493.7152 | 1.349371522691193e+004 | 1.0836e-06 |  | 1.349371522691193e+004 | 2.1625e-06 |  | 1.349371522691193e+004 | 1.8732e-06 |  | 13503.0716 | 4.0003e-06 | 47.5697 | 4.0003e-06
1.350307159987391e+004 | 8.4052e-08 | 13503.0716 | 1.350307159987391e+004 | 1.0827e-06 |  | 1.350307159987391e+004 | 2.1606e-06 |  | 1.350307159987391e+004 | 1.8716e-06 |  | 13512.4345 | 4.0003e-06 | 47.5929 | 4.0003e-06
1.351243446042759e+004 | 8.4011e-08 | 13512.4345 | 1.351243446042759e+004 | 1.0818e-06 |  | 1.351243446042759e+004 | 2.1588e-06 |  | 1.351243446042759e+004 | 1.87e-06 |  | 13521.8038 | 4.0003e-06 | 47.6161 | 4.0003e-06
1.352180381307139e+004 | 8.397e-08 | 13521.8038 | 1.352180381307139e+004 | 1.0809e-06 |  | 1.352180381307139e+004 | 2.1569e-06 |  | 1.352180381307139e+004 | 1.8684e-06 |  | 13531.1797 | 4.0003e-06 | 47.6393 | 4.0003e-06
1.353117966230685e+004 | 8.3929e-08 | 13531.1797 | 1.353117966230685e+004 | 1.0799e-06 |  | 1.353117966230685e+004 | 2.1551e-06 |  | 1.353117966230685e+004 | 1.8668e-06 |  | 13540.562 | 4.0003e-06 | 47.6626 | 4.0003e-06
1.354056201263862e+004 | 8.3888e-08 | 13540.562 | 1.354056201263862e+004 | 1.079e-06 |  | 1.354056201263862e+004 | 2.1532e-06 |  | 1.354056201263862e+004 | 1.8652e-06 |  | 13549.9509 | 4.0003e-06 | 47.6858 | 4.0003e-06
1.354995086857448e+004 | 8.3847e-08 | 13549.9509 | 1.354995086857448e+004 | 1.0781e-06 |  | 1.354995086857448e+004 | 2.1514e-06 |  | 1.354995086857448e+004 | 1.8636e-06 |  | 13559.3462 | 4.0003e-06 | 47.7091 | 4.0003e-06
1.355934623462533e+004 | 8.3806e-08 | 13559.3462 | 1.355934623462533e+004 | 1.0772e-06 |  | 1.355934623462533e+004 | 2.1495e-06 |  | 1.355934623462533e+004 | 1.862e-06 |  | 13568.7481 | 4.0003e-06 | 47.7325 | 4.0003e-06
1.356874811530521e+004 | 8.3765e-08 | 13568.7481 | 1.356874811530521e+004 | 1.0763e-06 |  | 1.356874811530521e+004 | 2.1477e-06 |  | 1.356874811530521e+004 | 1.8604e-06 |  | 13578.1565 | 4.0003e-06 | 47.7558 | 4.0003e-06
1.357815651513128e+004 | 8.3724e-08 | 13578.1565 | 1.357815651513128e+004 | 1.0753e-06 |  | 1.357815651513128e+004 | 2.1458e-06 |  | 1.357815651513128e+004 | 1.8588e-06 |  | 13587.5714 | 4.0003e-06 | 47.7792 | 4.0003e-06
1.358757143862383e+004 | 8.3683e-08 | 13587.5714 | 1.358757143862383e+004 | 1.0744e-06 |  | 1.358757143862383e+004 | 2.144e-06 |  | 1.358757143862383e+004 | 1.8572e-06 |  | 13596.9929 | 4.0003e-06 | 47.8025 | 4.0003e-06
1.359699289030629e+004 | 8.3642e-08 | 13596.9929 | 1.359699289030629e+004 | 1.0735e-06 |  | 1.359699289030629e+004 | 2.1422e-06 |  | 1.359699289030629e+004 | 1.8556e-06 |  | 13606.4209 | 4.0003e-06 | 47.8259 | 4.0003e-06
1.360642087470522e+004 | 8.3601e-08 | 13606.4209 | 1.360642087470522e+004 | 1.0726e-06 |  | 1.360642087470522e+004 | 2.1403e-06 |  | 1.360642087470522e+004 | 1.854e-06 |  | 13615.8554 | 4.0003e-06 | 47.8494 | 4.0003e-06
1.361585539635034e+004 | 8.356e-08 | 13615.8554 | 1.361585539635034e+004 | 1.0716e-06 |  | 1.361585539635034e+004 | 2.1385e-06 |  | 1.361585539635034e+004 | 1.8524e-06 |  | 13625.2965 | 4.0003e-06 | 47.8728 | 4.0003e-06
1.362529645977448e+004 | 8.3519e-08 | 13625.2965 | 1.362529645977448e+004 | 1.0707e-06 |  | 1.362529645977448e+004 | 2.1366e-06 |  | 1.362529645977448e+004 | 1.8508e-06 |  | 13634.7441 | 4.0003e-06 | 47.8963 | 4.0003e-06
1.363474406951363e+004 | 8.3478e-08 | 13634.7441 | 1.363474406951363e+004 | 1.0698e-06 |  | 1.363474406951363e+004 | 2.1348e-06 |  | 1.363474406951363e+004 | 1.8493e-06 |  | 13644.1982 | 4.0003e-06 | 47.9198 | 4.0003e-06
1.364419823010693e+004 | 8.3437e-08 | 13644.1982 | 1.364419823010693e+004 | 1.0689e-06 |  | 1.364419823010693e+004 | 2.133e-06 |  | 1.364419823010693e+004 | 1.8477e-06 |  | 13653.6589 | 4.0003e-06 | 47.9433 | 4.0003e-06
1.365365894609665e+004 | 8.3396e-08 | 13653.6589 | 1.365365894609665e+004 | 1.068e-06 |  | 1.365365894609665e+004 | 2.1311e-06 |  | 1.365365894609665e+004 | 1.8461e-06 |  | 13663.1262 | 4.0003e-06 | 47.9668 | 4.0003e-06
1.366312622202822e+004 | 8.3355e-08 | 13663.1262 | 1.366312622202822e+004 | 1.067e-06 |  | 1.366312622202822e+004 | 2.1293e-06 |  | 1.366312622202822e+004 | 1.8445e-06 |  | 13672.6001 | 4.0003e-06 | 47.9903 | 4.0003e-06
1.367260006245023e+004 | 8.3315e-08 | 13672.6001 | 1.367260006245023e+004 | 1.0661e-06 |  | 1.367260006245023e+004 | 2.1274e-06 |  | 1.367260006245023e+004 | 1.8429e-06 |  | 13682.0805 | 4.0003e-06 | 48.0139 | 4.0003e-06
1.368208047191442e+004 | 8.3274e-08 | 13682.0805 | 1.368208047191442e+004 | 1.0652e-06 |  | 1.368208047191442e+004 | 2.1256e-06 |  | 1.368208047191442e+004 | 1.8413e-06 |  | 13691.5675 | 4.0003e-06 | 48.0375 | 4.0003e-06
1.369156745497566e+004 | 8.3233e-08 | 13691.5675 | 1.369156745497566e+004 | 1.0643e-06 |  | 1.369156745497566e+004 | 2.1238e-06 |  | 1.369156745497566e+004 | 1.8397e-06 |  | 13701.061 | 4.0003e-06 | 48.0611 | 4.0003e-06
1.370106101619202e+004 | 8.3192e-08 | 13701.061 | 1.370106101619202e+004 | 1.0634e-06 |  | 1.370106101619202e+004 | 2.1219e-06 |  | 1.370106101619202e+004 | 1.8381e-06 |  | 13710.5612 | 4.0003e-06 | 48.0847 | 4.0003e-06
1.371056116012470e+004 | 8.3151e-08 | 13710.5612 | 1.371056116012470e+004 | 1.0625e-06 |  | 1.371056116012470e+004 | 2.1201e-06 |  | 1.371056116012470e+004 | 1.8365e-06 |  | 13720.0679 | 4.0003e-06 | 48.1084 | 4.0003e-06
1.372006789133807e+004 | 8.311e-08 | 13720.0679 | 1.372006789133807e+004 | 1.0615e-06 |  | 1.372006789133807e+004 | 2.1183e-06 |  | 1.372006789133807e+004 | 1.8349e-06 |  | 13729.5812 | 4.0003e-06 | 48.1321 | 4.0003e-06
1.372958121439968e+004 | 8.3069e-08 | 13729.5812 | 1.372958121439968e+004 | 1.0606e-06 |  | 1.372958121439968e+004 | 2.1164e-06 |  | 1.372958121439968e+004 | 1.8333e-06 |  | 13739.1011 | 4.0003e-06 | 48.1558 | 4.0003e-06
1.373910113388023e+004 | 8.3028e-08 | 13739.1011 | 1.373910113388023e+004 | 1.0597e-06 |  | 1.373910113388023e+004 | 2.1146e-06 |  | 1.373910113388023e+004 | 1.8318e-06 |  | 13748.6277 | 4.0003e-06 | 48.1795 | 4.0003e-06
1.374862765435359e+004 | 8.2987e-08 | 13748.6277 | 1.374862765435359e+004 | 1.0588e-06 |  | 1.374862765435359e+004 | 2.1128e-06 |  | 1.374862765435359e+004 | 1.8302e-06 |  | 13758.1608 | 4.0003e-06 | 48.2032 | 4.0003e-06
1.375816078039681e+004 | 8.2946e-08 | 13758.1608 | 1.375816078039681e+004 | 1.0579e-06 |  | 1.375816078039681e+004 | 2.1109e-06 |  | 1.375816078039681e+004 | 1.8286e-06 |  | 13767.7005 | 4.0003e-06 | 48.227 | 4.0003e-06
1.376770051659010e+004 | 8.2906e-08 | 13767.7005 | 1.376770051659010e+004 | 1.057e-06 |  | 1.376770051659010e+004 | 2.1091e-06 |  | 1.376770051659010e+004 | 1.827e-06 |  | 13777.2469 | 4.0003e-06 | 48.2508 | 4.0003e-06
1.377724686751687e+004 | 8.2865e-08 | 13777.2469 | 1.377724686751687e+004 | 1.056e-06 |  | 1.377724686751687e+004 | 2.1073e-06 |  | 1.377724686751687e+004 | 1.8254e-06 |  | 13786.7998 | 4.0003e-06 | 48.2746 | 4.0003e-06
1.378679983776369e+004 | 8.2824e-08 | 13786.7998 | 1.378679983776369e+004 | 1.0551e-06 |  | 1.378679983776369e+004 | 2.1054e-06 |  | 1.378679983776369e+004 | 1.8238e-06 |  | 13796.3594 | 4.0003e-06 | 48.2984 | 4.0003e-06
1.379635943192030e+004 | 8.2783e-08 | 13796.3594 | 1.379635943192030e+004 | 1.0542e-06 |  | 1.379635943192030e+004 | 2.1036e-06 |  | 1.379635943192030e+004 | 1.8222e-06 |  | 13805.9257 | 4.0003e-06 | 48.3222 | 4.0003e-06
1.380592565457965e+004 | 8.2742e-08 | 13805.9257 | 1.380592565457965e+004 | 1.0533e-06 |  | 1.380592565457965e+004 | 2.1018e-06 |  | 1.380592565457965e+004 | 1.8207e-06 |  | 13815.4985 | 4.0003e-06 | 48.3461 | 4.0003e-06
1.381549851033786e+004 | 8.2701e-08 | 13815.4985 | 1.381549851033786e+004 | 1.0524e-06 |  | 1.381549851033786e+004 | 2.1e-06 |  | 1.381549851033786e+004 | 1.8191e-06 |  | 13825.078 | 4.0003e-06 | 48.37 | 4.0003e-06
1.382507800379423e+004 | 8.266e-08 | 13825.078 | 1.382507800379423e+004 | 1.0515e-06 |  | 1.382507800379423e+004 | 2.0981e-06 |  | 1.382507800379423e+004 | 1.8175e-06 |  | 13834.6641 | 4.0003e-06 | 48.3939 | 4.0003e-06
1.383466413955126e+004 | 8.2619e-08 | 13834.6641 | 1.383466413955126e+004 | 1.0506e-06 |  | 1.383466413955126e+004 | 2.0963e-06 |  | 1.383466413955126e+004 | 1.8159e-06 |  | 13844.2569 | 4.0003e-06 | 48.4178 | 4.0003e-06
1.384425692221463e+004 | 8.2579e-08 | 13844.2569 | 1.384425692221463e+004 | 1.0496e-06 |  | 1.384425692221463e+004 | 2.0945e-06 |  | 1.384425692221463e+004 | 1.8143e-06 |  | 13853.8564 | 4.0003e-06 | 48.4418 | 4.0003e-06
1.385385635639324e+004 | 8.2538e-08 | 13853.8564 | 1.385385635639324e+004 | 1.0487e-06 |  | 1.385385635639324e+004 | 2.0927e-06 |  | 1.385385635639324e+004 | 1.8128e-06 |  | 13863.4624 | 4.0003e-06 | 48.4657 | 4.0003e-06
1.386346244669916e+004 | 8.2497e-08 | 13863.4624 | 1.386346244669916e+004 | 1.0478e-06 |  | 1.386346244669916e+004 | 2.0908e-06 |  | 1.386346244669916e+004 | 1.8112e-06 |  | 13873.0752 | 4.0003e-06 | 48.4897 | 4.0003e-06
1.387307519774766e+004 | 8.2456e-08 | 13873.0752 | 1.387307519774766e+004 | 1.0469e-06 |  | 1.387307519774766e+004 | 2.089e-06 |  | 1.387307519774766e+004 | 1.8096e-06 |  | 13882.6946 | 4.0003e-06 | 48.5137 | 4.0003e-06
1.388269461415722e+004 | 8.2415e-08 | 13882.6946 | 1.388269461415722e+004 | 1.046e-06 |  | 1.388269461415722e+004 | 2.0872e-06 |  | 1.388269461415722e+004 | 1.808e-06 |  | 13892.3207 | 4.0003e-06 | 48.5378 | 4.0003e-06
1.389232070054951e+004 | 8.2374e-08 | 13892.3207 | 1.389232070054951e+004 | 1.0451e-06 |  | 1.389232070054951e+004 | 2.0854e-06 |  | 1.389232070054951e+004 | 1.8064e-06 |  | 13901.9535 | 4.0003e-06 | 48.5618 | 4.0003e-06
1.390195346154942e+004 | 8.2334e-08 | 13901.9535 | 1.390195346154942e+004 | 1.0442e-06 |  | 1.390195346154942e+004 | 2.0835e-06 |  | 1.390195346154942e+004 | 1.8049e-06 |  | 13911.5929 | 4.0003e-06 | 48.5859 | 4.0003e-06
1.391159290178504e+004 | 8.2293e-08 | 13911.5929 | 1.391159290178504e+004 | 1.0433e-06 |  | 1.391159290178504e+004 | 2.0817e-06 |  | 1.391159290178504e+004 | 1.8033e-06 |  | 13921.239 | 4.0003e-06 | 48.61 | 4.0003e-06
1.392123902588766e+004 | 8.2252e-08 | 13921.239 | 1.392123902588766e+004 | 1.0423e-06 |  | 1.392123902588766e+004 | 2.0799e-06 |  | 1.392123902588766e+004 | 1.8017e-06 |  | 13930.8918 | 4.0003e-06 | 48.6341 | 4.0003e-06
1.393089183849180e+004 | 8.2211e-08 | 13930.8918 | 1.393089183849180e+004 | 1.0414e-06 |  | 1.393089183849180e+004 | 2.0781e-06 |  | 1.393089183849180e+004 | 1.8001e-06 |  | 13940.5513 | 4.0003e-06 | 48.6582 | 4.0003e-06
1.394055134423518e+004 | 8.217e-08 | 13940.5513 | 1.394055134423518e+004 | 1.0405e-06 |  | 1.394055134423518e+004 | 2.0763e-06 |  | 1.394055134423518e+004 | 1.7986e-06 |  | 13950.2175 | 4.0003e-06 | 48.6824 | 4.0003e-06
1.395021754775873e+004 | 8.213e-08 | 13950.2175 | 1.395021754775873e+004 | 1.0396e-06 |  | 1.395021754775873e+004 | 2.0744e-06 |  | 1.395021754775873e+004 | 1.797e-06 |  | 13959.8905 | 4.0003e-06 | 48.7066 | 4.0003e-06
1.395989045370662e+004 | 8.2089e-08 | 13959.8905 | 1.395989045370662e+004 | 1.0387e-06 |  | 1.395989045370662e+004 | 2.0726e-06 |  | 1.395989045370662e+004 | 1.7954e-06 |  | 13969.5701 | 4.0003e-06 | 48.7308 | 4.0003e-06
1.396957006672622e+004 | 8.2048e-08 | 13969.5701 | 1.396957006672622e+004 | 1.0378e-06 |  | 1.396957006672622e+004 | 2.0708e-06 |  | 1.396957006672622e+004 | 1.7938e-06 |  | 13979.2564 | 4.0003e-06 | 48.755 | 4.0003e-06
1.397925639146813e+004 | 8.2007e-08 | 13979.2564 | 1.397925639146813e+004 | 1.0369e-06 |  | 1.397925639146813e+004 | 2.069e-06 |  | 1.397925639146813e+004 | 1.7923e-06 |  | 13988.9494 | 4.0003e-06 | 48.7792 | 4.0003e-06
1.398894943258617e+004 | 8.1966e-08 | 13988.9494 | 1.398894943258617e+004 | 1.036e-06 |  | 1.398894943258617e+004 | 2.0672e-06 |  | 1.398894943258617e+004 | 1.7907e-06 |  | 13998.6492 | 4.0003e-06 | 48.8035 | 4.0003e-06
1.399864919473740e+004 | 8.1926e-08 | 13998.6492 | 1.399864919473740e+004 | 1.0351e-06 |  | 1.399864919473740e+004 | 2.0654e-06 |  | 1.399864919473740e+004 | 1.7891e-06 |  | 14008.3557 | 4.0003e-06 | 48.8278 | 4.0003e-06
1.400835568258209e+004 | 8.1885e-08 | 14008.3557 | 1.400835568258209e+004 | 1.0342e-06 |  | 1.400835568258209e+004 | 2.0635e-06 |  | 1.400835568258209e+004 | 1.7875e-06 |  | 14018.0689 | 4.0003e-06 | 48.8521 | 4.0003e-06
1.401806890078377e+004 | 8.1844e-08 | 14018.0689 | 1.401806890078377e+004 | 1.0333e-06 |  | 1.401806890078377e+004 | 2.0617e-06 |  | 1.401806890078377e+004 | 1.786e-06 |  | 14027.7889 | 4.0003e-06 | 48.8764 | 4.0003e-06
1.402778885400916e+004 | 8.1803e-08 | 14027.7889 | 1.402778885400916e+004 | 1.0324e-06 |  | 1.402778885400916e+004 | 2.0599e-06 |  | 1.402778885400916e+004 | 1.7844e-06 |  | 14037.5155 | 4.0003e-06 | 48.9008 | 4.0003e-06
1.403751554692826e+004 | 8.1763e-08 | 14037.5155 | 1.403751554692826e+004 | 1.0314e-06 |  | 1.403751554692826e+004 | 2.0581e-06 |  | 1.403751554692826e+004 | 1.7828e-06 |  | 14047.249 | 4.0003e-06 | 48.9252 | 4.0003e-06
1.404724898421428e+004 | 8.1722e-08 | 14047.249 | 1.404724898421428e+004 | 1.0305e-06 |  | 1.404724898421428e+004 | 2.0563e-06 |  | 1.404724898421428e+004 | 1.7813e-06 |  | 14056.9892 | 4.0003e-06 | 48.9496 | 4.0003e-06
1.405698917054368e+004 | 8.1681e-08 | 14056.9892 | 1.405698917054368e+004 | 1.0296e-06 |  | 1.405698917054368e+004 | 2.0545e-06 |  | 1.405698917054368e+004 | 1.7797e-06 |  | 14066.7361 | 4.0002e-06 | 48.974 | 4.0002e-06
1.406673611059617e+004 | 8.164e-08 | 14066.7361 | 1.406673611059617e+004 | 1.0287e-06 |  | 1.406673611059617e+004 | 2.0527e-06 |  | 1.406673611059617e+004 | 1.7781e-06 |  | 14076.4898 | 4.0002e-06 | 48.9984 | 4.0002e-06
1.407648980905469e+004 | 8.16e-08 | 14076.4898 | 1.407648980905469e+004 | 1.0278e-06 |  | 1.407648980905469e+004 | 2.0509e-06 |  | 1.407648980905469e+004 | 1.7766e-06 |  | 14086.2503 | 4.0002e-06 | 49.0229 | 4.0002e-06
1.408625027060543e+004 | 8.1559e-08 | 14086.2503 | 1.408625027060543e+004 | 1.0269e-06 |  | 1.408625027060543e+004 | 2.0491e-06 |  | 1.408625027060543e+004 | 1.775e-06 |  | 14096.0175 | 4.0002e-06 | 49.0474 | 4.0002e-06
1.409601749993784e+004 | 8.1518e-08 | 14096.0175 | 1.409601749993784e+004 | 1.026e-06 |  | 1.409601749993784e+004 | 2.0472e-06 |  | 1.409601749993784e+004 | 1.7734e-06 |  | 14105.7915 | 4.0002e-06 | 49.0719 | 4.0002e-06
1.410579150174462e+004 | 8.1477e-08 | 14105.7915 | 1.410579150174462e+004 | 1.0251e-06 |  | 1.410579150174462e+004 | 2.0454e-06 |  | 1.410579150174462e+004 | 1.7719e-06 |  | 14115.5723 | 4.0002e-06 | 49.0964 | 4.0002e-06
1.411557228072170e+004 | 8.1437e-08 | 14115.5723 | 1.411557228072170e+004 | 1.0242e-06 |  | 1.411557228072170e+004 | 2.0436e-06 |  | 1.411557228072170e+004 | 1.7703e-06 |  | 14125.3598 | 4.0002e-06 | 49.1209 | 4.0002e-06
1.412535984156831e+004 | 8.1396e-08 | 14125.3598 | 1.412535984156831e+004 | 1.0233e-06 |  | 1.412535984156831e+004 | 2.0418e-06 |  | 1.412535984156831e+004 | 1.7687e-06 |  | 14135.1542 | 4.0002e-06 | 49.1455 | 4.0002e-06
1.413515418898689e+004 | 8.1355e-08 | 14135.1542 | 1.413515418898689e+004 | 1.0224e-06 |  | 1.413515418898689e+004 | 2.04e-06 |  | 1.413515418898689e+004 | 1.7672e-06 |  | 14144.9553 | 4.0002e-06 | 49.1701 | 4.0002e-06
1.414495532768318e+004 | 8.1315e-08 | 14144.9553 | 1.414495532768318e+004 | 1.0215e-06 |  | 1.414495532768318e+004 | 2.0382e-06 |  | 1.414495532768318e+004 | 1.7656e-06 |  | 14154.7633 | 4.0002e-06 | 49.1947 | 4.0002e-06
1.415476326236616e+004 | 8.1274e-08 | 14154.7633 | 1.415476326236616e+004 | 1.0206e-06 |  | 1.415476326236616e+004 | 2.0364e-06 |  | 1.415476326236616e+004 | 1.764e-06 |  | 14164.578 | 4.0002e-06 | 49.2193 | 4.0002e-06
1.416457799774808e+004 | 8.1233e-08 | 14164.578 | 1.416457799774808e+004 | 1.0197e-06 |  | 1.416457799774808e+004 | 2.0346e-06 |  | 1.416457799774808e+004 | 1.7625e-06 |  | 14174.3995 | 4.0002e-06 | 49.244 | 4.0002e-06
1.417439953854446e+004 | 8.1193e-08 | 14174.3995 | 1.417439953854446e+004 | 1.0188e-06 |  | 1.417439953854446e+004 | 2.0328e-06 |  | 1.417439953854446e+004 | 1.7609e-06 |  | 14184.2279 | 4.0002e-06 | 49.2686 | 4.0002e-06
1.418422788947410e+004 | 8.1152e-08 | 14184.2279 | 1.418422788947410e+004 | 1.0179e-06 |  | 1.418422788947410e+004 | 2.031e-06 |  | 1.418422788947410e+004 | 1.7594e-06 |  | 14194.0631 | 4.0002e-06 | 49.2933 | 4.0002e-06
1.419406305525905e+004 | 8.1111e-08 | 14194.0631 | 1.419406305525905e+004 | 1.017e-06 |  | 1.419406305525905e+004 | 2.0292e-06 |  | 1.419406305525905e+004 | 1.7578e-06 |  | 14203.905 | 4.0002e-06 | 49.3181 | 4.0002e-06
1.420390504062464e+004 | 8.1071e-08 | 14203.905 | 1.420390504062464e+004 | 1.0161e-06 |  | 1.420390504062464e+004 | 2.0274e-06 |  | 1.420390504062464e+004 | 1.7562e-06 |  | 14213.7539 | 4.0002e-06 | 49.3428 | 4.0002e-06
1.421375385029949e+004 | 8.103e-08 | 14213.7539 | 1.421375385029949e+004 | 1.0152e-06 |  | 1.421375385029949e+004 | 2.0256e-06 |  | 1.421375385029949e+004 | 1.7547e-06 |  | 14223.6095 | 4.0002e-06 | 49.3675 | 4.0002e-06
1.422360948901550e+004 | 8.0989e-08 | 14223.6095 | 1.422360948901550e+004 | 1.0143e-06 |  | 1.422360948901550e+004 | 2.0238e-06 |  | 1.422360948901550e+004 | 1.7531e-06 |  | 14233.472 | 4.0002e-06 | 49.3923 | 4.0002e-06
1.423347196150783e+004 | 8.0949e-08 | 14233.472 | 1.423347196150783e+004 | 1.0134e-06 |  | 1.423347196150783e+004 | 2.022e-06 |  | 1.423347196150783e+004 | 1.7516e-06 |  | 14243.3413 | 4.0002e-06 | 49.4171 | 4.0002e-06
1.424334127251493e+004 | 8.0908e-08 | 14243.3413 | 1.424334127251493e+004 | 1.0125e-06 |  | 1.424334127251493e+004 | 2.0202e-06 |  | 1.424334127251493e+004 | 1.75e-06 |  | 14253.2174 | 4.0002e-06 | 49.442 | 4.0002e-06
1.425321742677855e+004 | 8.0867e-08 | 14253.2174 | 1.425321742677855e+004 | 1.0116e-06 |  | 1.425321742677855e+004 | 2.0184e-06 |  | 1.425321742677855e+004 | 1.7485e-06 |  | 14263.1004 | 4.0002e-06 | 49.4668 | 4.0002e-06
1.426310042904371e+004 | 8.0827e-08 | 14263.1004 | 1.426310042904371e+004 | 1.0107e-06 |  | 1.426310042904371e+004 | 2.0166e-06 |  | 1.426310042904371e+004 | 1.7469e-06 |  | 14272.9903 | 4.0002e-06 | 49.4917 | 4.0002e-06
1.427299028405874e+004 | 8.0786e-08 | 14272.9903 | 1.427299028405874e+004 | 1.0098e-06 |  | 1.427299028405874e+004 | 2.0148e-06 |  | 1.427299028405874e+004 | 1.7453e-06 |  | 14282.887 | 4.0002e-06 | 49.5166 | 4.0002e-06
1.428288699657524e+004 | 8.0745e-08 | 14282.887 | 1.428288699657524e+004 | 1.0089e-06 |  | 1.428288699657524e+004 | 2.013e-06 |  | 1.428288699657524e+004 | 1.7438e-06 |  | 14292.7906 | 4.0002e-06 | 49.5415 | 4.0002e-06
1.429279057134812e+004 | 8.0705e-08 | 14292.7906 | 1.429279057134812e+004 | 1.008e-06 |  | 1.429279057134812e+004 | 2.0112e-06 |  | 1.429279057134812e+004 | 1.7422e-06 |  | 14302.701 | 4.0002e-06 | 49.5664 | 4.0002e-06
1.430270101313559e+004 | 8.0664e-08 | 14302.701 | 1.430270101313559e+004 | 1.0071e-06 |  | 1.430270101313559e+004 | 2.0094e-06 |  | 1.430270101313559e+004 | 1.7407e-06 |  | 14312.6183 | 4.0002e-06 | 49.5914 | 4.0002e-06
1.431261832669913e+004 | 8.0624e-08 | 14312.6183 | 1.431261832669913e+004 | 1.0062e-06 |  | 1.431261832669913e+004 | 2.0076e-06 |  | 1.431261832669913e+004 | 1.7391e-06 |  | 14322.5425 | 4.0002e-06 | 49.6163 | 4.0002e-06
1.432254251680357e+004 | 8.0583e-08 | 14322.5425 | 1.432254251680357e+004 | 1.0053e-06 |  | 1.432254251680357e+004 | 2.0058e-06 |  | 1.432254251680357e+004 | 1.7376e-06 |  | 14332.4736 | 4.0002e-06 | 49.6413 | 4.0002e-06
1.433247358821700e+004 | 8.0542e-08 | 14332.4736 | 1.433247358821700e+004 | 1.0044e-06 |  | 1.433247358821700e+004 | 2.0041e-06 |  | 1.433247358821700e+004 | 1.736e-06 |  | 14342.4115 | 4.0002e-06 | 49.6663 | 4.0002e-06
1.434241154571084e+004 | 8.0502e-08 | 14342.4115 | 1.434241154571084e+004 | 1.0035e-06 |  | 1.434241154571084e+004 | 2.0023e-06 |  | 1.434241154571084e+004 | 1.7345e-06 |  | 14352.3564 | 4.0002e-06 | 49.6914 | 4.0002e-06
1.435235639405980e+004 | 8.0461e-08 | 14352.3564 | 1.435235639405980e+004 | 1.0026e-06 |  | 1.435235639405980e+004 | 2.0005e-06 |  | 1.435235639405980e+004 | 1.7329e-06 |  | 14362.3081 | 4.0002e-06 | 49.7165 | 4.0002e-06
1.436230813804193e+004 | 8.0421e-08 | 14362.3081 | 1.436230813804193e+004 | 1.0017e-06 |  | 1.436230813804193e+004 | 1.9987e-06 |  | 1.436230813804193e+004 | 1.7314e-06 |  | 14372.2668 | 4.0002e-06 | 49.7415 | 4.0002e-06
1.437226678243857e+004 | 8.038e-08 | 14372.2668 | 1.437226678243857e+004 | 1.0008e-06 |  | 1.437226678243857e+004 | 1.9969e-06 |  | 1.437226678243857e+004 | 1.7298e-06 |  | 14382.2323 | 4.0002e-06 | 49.7667 | 4.0002e-06
1.438223233203438e+004 | 8.0339e-08 | 14382.2323 | 1.438223233203438e+004 | 9.9994e-07 |  | 1.438223233203438e+004 | 1.9951e-06 |  | 1.438223233203438e+004 | 1.7283e-06 |  | 14392.2048 | 4.0002e-06 | 49.7918 | 4.0002e-06
1.439220479161733e+004 | 8.0299e-08 | 14392.2048 | 1.439220479161733e+004 | 9.9905e-07 |  | 1.439220479161733e+004 | 1.9933e-06 |  | 1.439220479161733e+004 | 1.7267e-06 |  | 14402.1842 | 4.0002e-06 | 49.8169 | 4.0002e-06
1.440218416597873e+004 | 8.0258e-08 | 14402.1842 | 1.440218416597873e+004 | 9.9816e-07 |  | 1.440218416597873e+004 | 1.9915e-06 |  | 1.440218416597873e+004 | 1.7252e-06 |  | 14412.1705 | 4.0002e-06 | 49.8421 | 4.0002e-06
1.441217045991320e+004 | 8.0218e-08 | 14412.1705 | 1.441217045991320e+004 | 9.9726e-07 |  | 1.441217045991320e+004 | 1.9898e-06 |  | 1.441217045991320e+004 | 1.7236e-06 |  | 14422.1637 | 4.0002e-06 | 49.8673 | 4.0002e-06
1.442216367821868e+004 | 8.0177e-08 | 14422.1637 | 1.442216367821868e+004 | 9.9637e-07 |  | 1.442216367821868e+004 | 1.988e-06 |  | 1.442216367821868e+004 | 1.7221e-06 |  | 14432.1638 | 4.0002e-06 | 49.8925 | 4.0002e-06
1.443216382569644e+004 | 8.0137e-08 | 14432.1638 | 1.443216382569644e+004 | 9.9548e-07 |  | 1.443216382569644e+004 | 1.9862e-06 |  | 1.443216382569644e+004 | 1.7205e-06 |  | 14442.1709 | 4.0002e-06 | 49.9177 | 4.0002e-06
1.444217090715109e+004 | 8.0096e-08 | 14442.1709 | 1.444217090715109e+004 | 9.9459e-07 |  | 1.444217090715109e+004 | 1.9844e-06 |  | 1.444217090715109e+004 | 1.719e-06 |  | 14452.1849 | 4.0002e-06 | 49.943 | 4.0002e-06
1.445218492739055e+004 | 8.0056e-08 | 14452.1849 | 1.445218492739055e+004 | 9.9369e-07 |  | 1.445218492739055e+004 | 1.9826e-06 |  | 1.445218492739055e+004 | 1.7175e-06 |  | 14462.2059 | 4.0002e-06 | 49.9683 | 4.0002e-06
1.446220589122610e+004 | 8.0015e-08 | 14462.2059 | 1.446220589122610e+004 | 9.928e-07 |  | 1.446220589122610e+004 | 1.9808e-06 |  | 1.446220589122610e+004 | 1.7159e-06 |  | 14472.2338 | 4.0002e-06 | 49.9936 | 4.0002e-06
1.447223380347234e+004 | 7.9975e-08 | 14472.2338 | 1.447223380347234e+004 | 9.9191e-07 |  | 1.447223380347234e+004 | 1.9791e-06 |  | 1.447223380347234e+004 | 1.7144e-06 |  | 14482.2687 | 4.0002e-06 | 50.0189 | 4.0002e-06
1.448226866894720e+004 | 7.9934e-08 | 14482.2687 | 1.448226866894720e+004 | 9.9102e-07 |  | 1.448226866894720e+004 | 1.9773e-06 |  | 1.448226866894720e+004 | 1.7128e-06 |  | 14492.3105 | 4.0002e-06 | 50.0443 | 4.0002e-06
1.449231049247197e+004 | 7.9894e-08 | 14492.3105 | 1.449231049247197e+004 | 9.9013e-07 |  | 1.449231049247197e+004 | 1.9755e-06 |  | 1.449231049247197e+004 | 1.7113e-06 |  | 14502.3593 | 4.0002e-06 | 50.0696 | 4.0002e-06
1.450235927887128e+004 | 7.9853e-08 | 14502.3593 | 1.450235927887128e+004 | 9.8924e-07 |  | 1.450235927887128e+004 | 1.9737e-06 |  | 1.450235927887128e+004 | 1.7098e-06 |  | 14512.415 | 4.0002e-06 | 50.095 | 4.0002e-06
1.451241503297309e+004 | 7.9813e-08 | 14512.415 | 1.451241503297309e+004 | 9.8835e-07 |  | 1.451241503297309e+004 | 1.9719e-06 |  | 1.451241503297309e+004 | 1.7082e-06 |  | 14522.4778 | 4.0002e-06 | 50.1204 | 4.0002e-06
1.452247775960872e+004 | 7.9772e-08 | 14522.4778 | 1.452247775960872e+004 | 9.8746e-07 |  | 1.452247775960872e+004 | 1.9702e-06 |  | 1.452247775960872e+004 | 1.7067e-06 |  | 14532.5475 | 4.0002e-06 | 50.1459 | 4.0002e-06
1.453254746361284e+004 | 7.9732e-08 | 14532.5475 | 1.453254746361284e+004 | 9.8658e-07 |  | 1.453254746361284e+004 | 1.9684e-06 |  | 1.453254746361284e+004 | 1.7051e-06 |  | 14542.6241 | 4.0002e-06 | 50.1713 | 4.0002e-06
1.454262414982347e+004 | 7.9691e-08 | 14542.6241 | 1.454262414982347e+004 | 9.8569e-07 |  | 1.454262414982347e+004 | 1.9666e-06 |  | 1.454262414982347e+004 | 1.7036e-06 |  | 14552.7078 | 4.0002e-06 | 50.1968 | 4.0002e-06
1.455270782308198e+004 | 7.9651e-08 | 14552.7078 | 1.455270782308198e+004 | 9.848e-07 |  | 1.455270782308198e+004 | 1.9648e-06 |  | 1.455270782308198e+004 | 1.7021e-06 |  | 14562.7985 | 4.0002e-06 | 50.2223 | 4.0002e-06
1.456279848823310e+004 | 7.961e-08 | 14562.7985 | 1.456279848823310e+004 | 9.8391e-07 |  | 1.456279848823310e+004 | 1.9631e-06 |  | 1.456279848823310e+004 | 1.7005e-06 |  | 14572.8962 | 4.0002e-06 | 50.2478 | 4.0002e-06
1.457289615012493e+004 | 7.957e-08 | 14572.8962 | 1.457289615012493e+004 | 9.8303e-07 |  | 1.457289615012493e+004 | 1.9613e-06 |  | 1.457289615012493e+004 | 1.699e-06 |  | 14583.0008 | 4.0002e-06 | 50.2734 | 4.0002e-06
1.458300081360892e+004 | 7.9529e-08 | 14583.0008 | 1.458300081360892e+004 | 9.8214e-07 |  | 1.458300081360892e+004 | 1.9595e-06 |  | 1.458300081360892e+004 | 1.6974e-06 |  | 14593.1125 | 4.0002e-06 | 50.2989 | 4.0002e-06
1.459311248353988e+004 | 7.9489e-08 | 14593.1125 | 1.459311248353988e+004 | 9.8125e-07 |  | 1.459311248353988e+004 | 1.9577e-06 |  | 1.459311248353988e+004 | 1.6959e-06 |  | 14603.2312 | 4.0002e-06 | 50.3245 | 4.0002e-06
1.460323116477599e+004 | 7.9448e-08 | 14603.2312 | 1.460323116477599e+004 | 9.8037e-07 |  | 1.460323116477599e+004 | 1.956e-06 |  | 1.460323116477599e+004 | 1.6944e-06 |  | 14613.3569 | 4.0002e-06 | 50.3501 | 4.0002e-06
1.461335686217881e+004 | 7.9408e-08 | 14613.3569 | 1.461335686217881e+004 | 9.7948e-07 |  | 1.461335686217881e+004 | 1.9542e-06 |  | 1.461335686217881e+004 | 1.6928e-06 |  | 14623.4896 | 4.0002e-06 | 50.3758 | 4.0002e-06
1.462348958061326e+004 | 7.9368e-08 | 14623.4896 | 1.462348958061326e+004 | 9.786e-07 |  | 1.462348958061326e+004 | 1.9524e-06 |  | 1.462348958061326e+004 | 1.6913e-06 |  | 14633.6293 | 4.0002e-06 | 50.4014 | 4.0002e-06
1.463362932494764e+004 | 7.9327e-08 | 14633.6293 | 1.463362932494764e+004 | 9.7771e-07 |  | 1.463362932494764e+004 | 1.9507e-06 |  | 1.463362932494764e+004 | 1.6898e-06 |  | 14643.7761 | 4.0002e-06 | 50.4271 | 4.0002e-06
1.464377610005361e+004 | 7.9287e-08 | 14643.7761 | 1.464377610005361e+004 | 9.7683e-07 |  | 1.464377610005361e+004 | 1.9489e-06 |  | 1.464377610005361e+004 | 1.6883e-06 |  | 14653.9299 | 4.0002e-06 | 50.4528 | 4.0002e-06
1.465392991080623e+004 | 7.9246e-08 | 14653.9299 | 1.465392991080623e+004 | 9.7594e-07 |  | 1.465392991080623e+004 | 1.9471e-06 |  | 1.465392991080623e+004 | 1.6867e-06 |  | 14664.0908 | 4.0002e-06 | 50.4785 | 4.0002e-06
1.466409076208391e+004 | 7.9206e-08 | 14664.0908 | 1.466409076208391e+004 | 9.7506e-07 |  | 1.466409076208391e+004 | 1.9454e-06 |  | 1.466409076208391e+004 | 1.6852e-06 |  | 14674.2587 | 4.0002e-06 | 50.5043 | 4.0002e-06
1.467425865876849e+004 | 7.9166e-08 | 14674.2587 | 1.467425865876849e+004 | 9.7418e-07 |  | 1.467425865876849e+004 | 1.9436e-06 |  | 1.467425865876849e+004 | 1.6837e-06 |  | 14684.4336 | 4.0002e-06 | 50.53 | 4.0002e-06
1.468443360574514e+004 | 7.9125e-08 | 14684.4336 | 1.468443360574514e+004 | 9.7329e-07 |  | 1.468443360574514e+004 | 1.9418e-06 |  | 1.468443360574514e+004 | 1.6821e-06 |  | 14694.6156 | 4.0002e-06 | 50.5558 | 4.0002e-06
1.469461560790246e+004 | 7.9085e-08 | 14694.6156 | 1.469461560790246e+004 | 9.7241e-07 |  | 1.469461560790246e+004 | 1.9401e-06 |  | 1.469461560790246e+004 | 1.6806e-06 |  | 14704.8047 | 4.0002e-06 | 50.5816 | 4.0002e-06
1.470480467013243e+004 | 7.9044e-08 | 14704.8047 | 1.470480467013243e+004 | 9.7153e-07 |  | 1.470480467013243e+004 | 1.9383e-06 |  | 1.470480467013243e+004 | 1.6791e-06 |  | 14715.0008 | 4.0002e-06 | 50.6075 | 4.0002e-06
1.471500079733039e+004 | 7.9004e-08 | 14715.0008 | 1.471500079733039e+004 | 9.7065e-07 |  | 1.471500079733039e+004 | 1.9365e-06 |  | 1.471500079733039e+004 | 1.6776e-06 |  | 14725.204 | 4.0002e-06 | 50.6333 | 4.0002e-06
1.472520399439513e+004 | 7.8964e-08 | 14725.204 | 1.472520399439513e+004 | 9.6977e-07 |  | 1.472520399439513e+004 | 1.9348e-06 |  | 1.472520399439513e+004 | 1.676e-06 |  | 14735.4143 | 4.0002e-06 | 50.6592 | 4.0002e-06
1.473541426622878e+004 | 7.8923e-08 | 14735.4143 | 1.473541426622878e+004 | 9.6889e-07 |  | 1.473541426622878e+004 | 1.933e-06 |  | 1.473541426622878e+004 | 1.6745e-06 |  | 14745.6316 | 4.0002e-06 | 50.6851 | 4.0002e-06
1.474563161773692e+004 | 7.8883e-08 | 14745.6316 | 1.474563161773692e+004 | 9.6801e-07 |  | 1.474563161773692e+004 | 1.9313e-06 |  | 1.474563161773692e+004 | 1.673e-06 |  | 14755.8561 | 4.0002e-06 | 50.711 | 4.0002e-06
1.475585605382849e+004 | 7.8843e-08 | 14755.8561 | 1.475585605382849e+004 | 9.6713e-07 |  | 1.475585605382849e+004 | 1.9295e-06 |  | 1.475585605382849e+004 | 1.6715e-06 |  | 14766.0876 | 4.0002e-06 | 50.737 | 4.0002e-06
1.476608757941586e+004 | 7.8802e-08 | 14766.0876 | 1.476608757941586e+004 | 9.6625e-07 |  | 1.476608757941586e+004 | 1.9277e-06 |  | 1.476608757941586e+004 | 1.6699e-06 |  | 14776.3262 | 4.0002e-06 | 50.7629 | 4.0002e-06
1.477632619941479e+004 | 7.8762e-08 | 14776.3262 | 1.477632619941479e+004 | 9.6537e-07 |  | 1.477632619941479e+004 | 1.926e-06 |  | 1.477632619941479e+004 | 1.6684e-06 |  | 14786.5719 | 4.0002e-06 | 50.7889 | 4.0002e-06
1.478657191874447e+004 | 7.8722e-08 | 14786.5719 | 1.478657191874447e+004 | 9.6449e-07 |  | 1.478657191874447e+004 | 1.9242e-06 |  | 1.478657191874447e+004 | 1.6669e-06 |  | 14796.8247 | 4.0002e-06 | 50.8149 | 4.0002e-06
1.479682474232747e+004 | 7.8681e-08 | 14796.8247 | 1.479682474232747e+004 | 9.6361e-07 |  | 1.479682474232747e+004 | 1.9225e-06 |  | 1.479682474232747e+004 | 1.6654e-06 |  | 14807.0847 | 4.0002e-06 | 50.841 | 4.0002e-06
1.480708467508980e+004 | 7.8641e-08 | 14807.0847 | 1.480708467508980e+004 | 9.6273e-07 |  | 1.480708467508980e+004 | 1.9207e-06 |  | 1.480708467508980e+004 | 1.6638e-06 |  | 14817.3517 | 4.0002e-06 | 50.867 | 4.0002e-06
1.481735172196088e+004 | 7.8601e-08 | 14817.3517 | 1.481735172196088e+004 | 9.6185e-07 |  | 1.481735172196088e+004 | 1.919e-06 |  | 1.481735172196088e+004 | 1.6623e-06 |  | 14827.6259 | 4.0002e-06 | 50.8931 | 4.0002e-06
1.482762588787354e+004 | 7.856e-08 | 14827.6259 | 1.482762588787354e+004 | 9.6098e-07 |  | 1.482762588787354e+004 | 1.9172e-06 |  | 1.482762588787354e+004 | 1.6608e-06 |  | 14837.9072 | 4.0002e-06 | 50.9192 | 4.0002e-06
1.483790717776402e+004 | 7.852e-08 | 14837.9072 | 1.483790717776402e+004 | 9.601e-07 |  | 1.483790717776402e+004 | 1.9154e-06 |  | 1.483790717776402e+004 | 1.6593e-06 |  | 14848.1956 | 4.0002e-06 | 50.9453 | 4.0002e-06
1.484819559657202e+004 | 7.848e-08 | 14848.1956 | 1.484819559657202e+004 | 9.5922e-07 |  | 1.484819559657202e+004 | 1.9137e-06 |  | 1.484819559657202e+004 | 1.6578e-06 |  | 14858.4911 | 4.0002e-06 | 50.9714 | 4.0002e-06
1.485849114924063e+004 | 7.844e-08 | 14858.4911 | 1.485849114924063e+004 | 9.5835e-07 |  | 1.485849114924063e+004 | 1.9119e-06 |  | 1.485849114924063e+004 | 1.6562e-06 |  | 14868.7938 | 4.0002e-06 | 50.9976 | 4.0002e-06
1.486879384071638e+004 | 7.8399e-08 | 14868.7938 | 1.486879384071638e+004 | 9.5747e-07 |  | 1.486879384071638e+004 | 1.9102e-06 |  | 1.486879384071638e+004 | 1.6547e-06 |  | 14879.1037 | 4.0002e-06 | 51.0238 | 4.0002e-06
1.487910367594923e+004 | 7.8359e-08 | 14879.1037 | 1.487910367594923e+004 | 9.566e-07 |  | 1.487910367594923e+004 | 1.9084e-06 |  | 1.487910367594923e+004 | 1.6532e-06 |  | 14889.4207 | 4.0002e-06 | 51.05 | 4.0002e-06
1.488942065989257e+004 | 7.8319e-08 | 14889.4207 | 1.488942065989257e+004 | 9.5572e-07 |  | 1.488942065989257e+004 | 1.9067e-06 |  | 1.488942065989257e+004 | 1.6517e-06 |  | 14899.7448 | 4.0002e-06 | 51.0763 | 4.0002e-06
1.489974479750323e+004 | 7.8279e-08 | 14899.7448 | 1.489974479750323e+004 | 9.5485e-07 |  | 1.489974479750323e+004 | 1.9049e-06 |  | 1.489974479750323e+004 | 1.6502e-06 |  | 14910.0761 | 4.0002e-06 | 51.1025 | 4.0002e-06
1.491007609374147e+004 | 7.8238e-08 | 14910.0761 | 1.491007609374147e+004 | 9.5397e-07 |  | 1.491007609374147e+004 | 1.9032e-06 |  | 1.491007609374147e+004 | 1.6487e-06 |  | 14920.4146 | 4.0002e-06 | 51.1288 | 4.0002e-06
1.492041455357099e+004 | 7.8198e-08 | 14920.4146 | 1.492041455357099e+004 | 9.531e-07 |  | 1.492041455357099e+004 | 1.9014e-06 |  | 1.492041455357099e+004 | 1.6472e-06 |  | 14930.7602 | 4.0002e-06 | 51.1551 | 4.0002e-06
1.493076018195894e+004 | 7.8158e-08 | 14930.7602 | 1.493076018195894e+004 | 9.5222e-07 |  | 1.493076018195894e+004 | 1.8997e-06 |  | 1.493076018195894e+004 | 1.6456e-06 |  | 14941.113 | 4.0002e-06 | 51.1814 | 4.0002e-06
1.494111298387591e+004 | 7.8118e-08 | 14941.113 | 1.494111298387591e+004 | 9.5135e-07 |  | 1.494111298387591e+004 | 1.898e-06 |  | 1.494111298387591e+004 | 1.6441e-06 |  | 14951.473 | 4.0002e-06 | 51.2077 | 4.0002e-06
1.495147296429593e+004 | 7.8078e-08 | 14951.473 | 1.495147296429593e+004 | 9.5048e-07 |  | 1.495147296429593e+004 | 1.8962e-06 |  | 1.495147296429593e+004 | 1.6426e-06 |  | 14961.8401 | 4.0002e-06 | 51.2341 | 4.0002e-06
1.496184012819649e+004 | 7.8037e-08 | 14961.8401 | 1.496184012819649e+004 | 9.4961e-07 |  | 1.496184012819649e+004 | 1.8945e-06 |  | 1.496184012819649e+004 | 1.6411e-06 |  | 14972.2145 | 4.0002e-06 | 51.2605 | 4.0002e-06
1.497221448055851e+004 | 7.7997e-08 | 14972.2145 | 1.497221448055851e+004 | 9.4873e-07 |  | 1.497221448055851e+004 | 1.8927e-06 |  | 1.497221448055851e+004 | 1.6396e-06 |  | 14982.596 | 4.0002e-06 | 51.2869 | 4.0002e-06
1.498259602636640e+004 | 7.7957e-08 | 14982.596 | 1.498259602636640e+004 | 9.4786e-07 |  | 1.498259602636640e+004 | 1.891e-06 |  | 1.498259602636640e+004 | 1.6381e-06 |  | 14992.9848 | 4.0002e-06 | 51.3133 | 4.0002e-06
1.499298477060799e+004 | 7.7917e-08 | 14992.9848 | 1.499298477060799e+004 | 9.4699e-07 |  | 1.499298477060799e+004 | 1.8892e-06 |  | 1.499298477060799e+004 | 1.6366e-06 |  | 15003.3807 | 4.0002e-06 | 51.3398 | 4.0002e-06
1.500338071827460e+004 | 7.7877e-08 | 15003.3807 | 1.500338071827460e+004 | 9.4612e-07 |  | 1.500338071827460e+004 | 1.8875e-06 |  | 1.500338071827460e+004 | 1.6351e-06 |  | 15013.7839 | 4.0002e-06 | 51.3663 | 4.0002e-06
1.501378387436097e+004 | 7.7836e-08 | 15013.7839 | 1.501378387436097e+004 | 9.4525e-07 |  | 1.501378387436097e+004 | 1.8858e-06 |  | 1.501378387436097e+004 | 1.6336e-06 |  | 15024.1942 | 4.0002e-06 | 51.3928 | 4.0002e-06
1.502419424386535e+004 | 7.7796e-08 | 15024.1942 | 1.502419424386535e+004 | 9.4438e-07 |  | 1.502419424386535e+004 | 1.884e-06 |  | 1.502419424386535e+004 | 1.6321e-06 |  | 15034.6118 | 4.0002e-06 | 51.4193 | 4.0002e-06
1.503461183178942e+004 | 7.7756e-08 | 15034.6118 | 1.503461183178942e+004 | 9.4351e-07 |  | 1.503461183178942e+004 | 1.8823e-06 |  | 1.503461183178942e+004 | 1.6306e-06 |  | 15045.0366 | 4.0002e-06 | 51.4459 | 4.0002e-06
1.504503664313835e+004 | 7.7716e-08 | 15045.0366 | 1.504503664313835e+004 | 9.4264e-07 |  | 1.504503664313835e+004 | 1.8805e-06 |  | 1.504503664313835e+004 | 1.6291e-06 |  | 15055.4687 | 4.0002e-06 | 51.4724 | 4.0002e-06
1.505546868292077e+004 | 7.7676e-08 | 15055.4687 | 1.505546868292077e+004 | 9.4177e-07 |  | 1.505546868292077e+004 | 1.8788e-06 |  | 1.505546868292077e+004 | 1.6276e-06 |  | 15065.908 | 4.0002e-06 | 51.499 | 4.0002e-06
1.506590795614878e+004 | 7.7636e-08 | 15065.908 | 1.506590795614878e+004 | 9.4091e-07 |  | 1.506590795614878e+004 | 1.8771e-06 |  | 1.506590795614878e+004 | 1.6261e-06 |  | 15076.3545 | 4.0002e-06 | 51.5256 | 4.0002e-06
1.507635446783797e+004 | 7.7596e-08 | 15076.3545 | 1.507635446783797e+004 | 9.4004e-07 |  | 1.507635446783797e+004 | 1.8753e-06 |  | 1.507635446783797e+004 | 1.6245e-06 |  | 15086.8082 | 4.0002e-06 | 51.5523 | 4.0002e-06
1.508680822300739e+004 | 7.7556e-08 | 15086.8082 | 1.508680822300739e+004 | 9.3917e-07 |  | 1.508680822300739e+004 | 1.8736e-06 |  | 1.508680822300739e+004 | 1.623e-06 |  | 15097.2692 | 4.0002e-06 | 51.5789 | 4.0002e-06
1.509726922667958e+004 | 7.7515e-08 | 15097.2692 | 1.509726922667958e+004 | 9.383e-07 |  | 1.509726922667958e+004 | 1.8719e-06 |  | 1.509726922667958e+004 | 1.6215e-06 |  | 15107.7375 | 4.0002e-06 | 51.6056 | 4.0002e-06
1.510773748388056e+004 | 7.7475e-08 | 15107.7375 | 1.510773748388056e+004 | 9.3744e-07 |  | 1.510773748388056e+004 | 1.8701e-06 |  | 1.510773748388056e+004 | 1.62e-06 |  | 15118.213 | 4.0002e-06 | 51.6323 | 4.0002e-06
1.511821299963985e+004 | 7.7435e-08 | 15118.213 | 1.511821299963985e+004 | 9.3657e-07 |  | 1.511821299963985e+004 | 1.8684e-06 |  | 1.511821299963985e+004 | 1.6185e-06 |  | 15128.6958 | 4.0002e-06 | 51.659 | 4.0002e-06
1.512869577899042e+004 | 7.7395e-08 | 15128.6958 | 1.512869577899042e+004 | 9.3571e-07 |  | 1.512869577899042e+004 | 1.8667e-06 |  | 1.512869577899042e+004 | 1.617e-06 |  | 15139.1858 | 4.0002e-06 | 51.6858 | 4.0002e-06
1.513918582696877e+004 | 7.7355e-08 | 15139.1858 | 1.513918582696877e+004 | 9.3484e-07 |  | 1.513918582696877e+004 | 1.8649e-06 |  | 1.513918582696877e+004 | 1.6155e-06 |  | 15149.6831 | 4.0002e-06 | 51.7126 | 4.0002e-06
1.514968314861487e+004 | 7.7315e-08 | 15149.6831 | 1.514968314861487e+004 | 9.3398e-07 |  | 1.514968314861487e+004 | 1.8632e-06 |  | 1.514968314861487e+004 | 1.614e-06 |  | 15160.1877 | 4.0002e-06 | 51.7394 | 4.0002e-06
1.516018774897219e+004 | 7.7275e-08 | 15160.1877 | 1.516018774897219e+004 | 9.3311e-07 |  | 1.516018774897219e+004 | 1.8615e-06 |  | 1.516018774897219e+004 | 1.6126e-06 |  | 15170.6996 | 4.0002e-06 | 51.7662 | 4.0002e-06
1.517069963308769e+004 | 7.7235e-08 | 15170.6996 | 1.517069963308769e+004 | 9.3225e-07 |  | 1.517069963308769e+004 | 1.8598e-06 |  | 1.517069963308769e+004 | 1.6111e-06 |  | 15181.2188 | 4.0002e-06 | 51.793 | 4.0002e-06
1.518121880601185e+004 | 7.7195e-08 | 15181.2188 | 1.518121880601185e+004 | 9.3138e-07 |  | 1.518121880601185e+004 | 1.858e-06 |  | 1.518121880601185e+004 | 1.6096e-06 |  | 15191.7453 | 4.0002e-06 | 51.8199 | 4.0002e-06
1.519174527279863e+004 | 7.7155e-08 | 15191.7453 | 1.519174527279863e+004 | 9.3052e-07 |  | 1.519174527279863e+004 | 1.8563e-06 |  | 1.519174527279863e+004 | 1.6081e-06 |  | 15202.279 | 4.0002e-06 | 51.8468 | 4.0002e-06
1.520227903850551e+004 | 7.7115e-08 | 15202.279 | 1.520227903850551e+004 | 9.2966e-07 |  | 1.520227903850551e+004 | 1.8546e-06 |  | 1.520227903850551e+004 | 1.6066e-06 |  | 15212.8201 | 4.0002e-06 | 51.8737 | 4.0002e-06
1.521282010819346e+004 | 7.7075e-08 | 15212.8201 | 1.521282010819346e+004 | 9.288e-07 |  | 1.521282010819346e+004 | 1.8529e-06 |  | 1.521282010819346e+004 | 1.6051e-06 |  | 15223.3685 | 4.0002e-06 | 51.9006 | 4.0002e-06
1.522336848692698e+004 | 7.7035e-08 | 15223.3685 | 1.522336848692698e+004 | 9.2793e-07 |  | 1.522336848692698e+004 | 1.8511e-06 |  | 1.522336848692698e+004 | 1.6036e-06 |  | 15233.9242 | 4.0002e-06 | 51.9276 | 4.0002e-06
1.523392417977406e+004 | 7.6995e-08 | 15233.9242 | 1.523392417977406e+004 | 9.2707e-07 |  | 1.523392417977406e+004 | 1.8494e-06 |  | 1.523392417977406e+004 | 1.6021e-06 |  | 15244.4872 | 4.0002e-06 | 51.9545 | 4.0002e-06
1.524448719180622e+004 | 7.6955e-08 | 15244.4872 | 1.524448719180622e+004 | 9.2621e-07 |  | 1.524448719180622e+004 | 1.8477e-06 |  | 1.524448719180622e+004 | 1.6006e-06 |  | 15255.0575 | 4.0002e-06 | 51.9815 | 4.0002e-06
1.525505752809849e+004 | 7.6915e-08 | 15255.0575 | 1.525505752809849e+004 | 9.2535e-07 |  | 1.525505752809849e+004 | 1.846e-06 |  | 1.525505752809849e+004 | 1.5991e-06 |  | 15265.6352 | 4.0002e-06 | 52.0086 | 4.0002e-06
1.526563519372942e+004 | 7.6875e-08 | 15265.6352 | 1.526563519372942e+004 | 9.2449e-07 |  | 1.526563519372942e+004 | 1.8442e-06 |  | 1.526563519372942e+004 | 1.5976e-06 |  | 15276.2202 | 4.0002e-06 | 52.0356 | 4.0002e-06
1.527622019378108e+004 | 7.6835e-08 | 15276.2202 | 1.527622019378108e+004 | 9.2363e-07 |  | 1.527622019378108e+004 | 1.8425e-06 |  | 1.527622019378108e+004 | 1.5961e-06 |  | 15286.8125 | 4.0002e-06 | 52.0627 | 4.0002e-06
1.528681253333907e+004 | 7.6795e-08 | 15286.8125 | 1.528681253333907e+004 | 9.2277e-07 |  | 1.528681253333907e+004 | 1.8408e-06 |  | 1.528681253333907e+004 | 1.5946e-06 |  | 15297.4122 | 4.0002e-06 | 52.0898 | 4.0002e-06
1.529741221749251e+004 | 7.6755e-08 | 15297.4122 | 1.529741221749251e+004 | 9.2191e-07 |  | 1.529741221749251e+004 | 1.8391e-06 |  | 1.529741221749251e+004 | 1.5932e-06 |  | 15308.0193 | 4.0002e-06 | 52.1169 | 4.0002e-06
1.530801925133404e+004 | 7.6715e-08 | 15308.0193 | 1.530801925133404e+004 | 9.2105e-07 |  | 1.530801925133404e+004 | 1.8374e-06 |  | 1.530801925133404e+004 | 1.5917e-06 |  | 15318.6336 | 4.0002e-06 | 52.144 | 4.0002e-06
1.531863363995986e+004 | 7.6675e-08 | 15318.6336 | 1.531863363995986e+004 | 9.2019e-07 |  | 1.531863363995986e+004 | 1.8357e-06 |  | 1.531863363995986e+004 | 1.5902e-06 |  | 15329.2554 | 4.0002e-06 | 52.1712 | 4.0002e-06
1.532925538846967e+004 | 7.6635e-08 | 15329.2554 | 1.532925538846967e+004 | 9.1934e-07 |  | 1.532925538846967e+004 | 1.8339e-06 |  | 1.532925538846967e+004 | 1.5887e-06 |  | 15339.8845 | 4.0002e-06 | 52.1984 | 4.0002e-06
1.533988450196674e+004 | 7.6595e-08 | 15339.8845 | 1.533988450196674e+004 | 9.1848e-07 |  | 1.533988450196674e+004 | 1.8322e-06 |  | 1.533988450196674e+004 | 1.5872e-06 |  | 15350.521 | 4.0002e-06 | 52.2256 | 4.0002e-06
1.535052098555783e+004 | 7.6555e-08 | 15350.521 | 1.535052098555783e+004 | 9.1762e-07 |  | 1.535052098555783e+004 | 1.8305e-06 |  | 1.535052098555783e+004 | 1.5857e-06 |  | 15361.1648 | 4.0002e-06 | 52.2528 | 4.0002e-06
1.536116484435330e+004 | 7.6515e-08 | 15361.1648 | 1.536116484435330e+004 | 9.1676e-07 |  | 1.536116484435330e+004 | 1.8288e-06 |  | 1.536116484435330e+004 | 1.5842e-06 |  | 15371.8161 | 4.0002e-06 | 52.28 | 4.0002e-06
1.537181608346701e+004 | 7.6475e-08 | 15371.8161 | 1.537181608346701e+004 | 9.1591e-07 |  | 1.537181608346701e+004 | 1.8271e-06 |  | 1.537181608346701e+004 | 1.5828e-06 |  | 15382.4747 | 4.0002e-06 | 52.3073 | 4.0002e-06
1.538247470801638e+004 | 7.6436e-08 | 15382.4747 | 1.538247470801638e+004 | 9.1505e-07 |  | 1.538247470801638e+004 | 1.8254e-06 |  | 1.538247470801638e+004 | 1.5813e-06 |  | 15393.1407 | 4.0002e-06 | 52.3346 | 4.0002e-06
1.539314072312238e+004 | 7.6396e-08 | 15393.1407 | 1.539314072312238e+004 | 9.142e-07 |  | 1.539314072312238e+004 | 1.8237e-06 |  | 1.539314072312238e+004 | 1.5798e-06 |  | 15403.8141 | 4.0002e-06 | 52.3619 | 4.0002e-06
1.540381413390954e+004 | 7.6356e-08 | 15403.8141 | 1.540381413390954e+004 | 9.1334e-07 |  | 1.540381413390954e+004 | 1.822e-06 |  | 1.540381413390954e+004 | 1.5783e-06 |  | 15414.4949 | 4.0002e-06 | 52.3893 | 4.0002e-06
1.541449494550591e+004 | 7.6316e-08 | 15414.4949 | 1.541449494550591e+004 | 9.1249e-07 |  | 1.541449494550591e+004 | 1.8203e-06 |  | 1.541449494550591e+004 | 1.5768e-06 |  | 15425.1832 | 4.0002e-06 | 52.4166 | 4.0002e-06
1.542518316304314e+004 | 7.6276e-08 | 15425.1832 | 1.542518316304314e+004 | 9.1163e-07 |  | 1.542518316304314e+004 | 1.8185e-06 |  | 1.542518316304314e+004 | 1.5754e-06 |  | 15435.8788 | 4.0002e-06 | 52.444 | 4.0002e-06
1.543587879165640e+004 | 7.6236e-08 | 15435.8788 | 1.543587879165640e+004 | 9.1078e-07 |  | 1.543587879165640e+004 | 1.8168e-06 |  | 1.543587879165640e+004 | 1.5739e-06 |  | 15446.5818 | 4.0002e-06 | 52.4714 | 4.0002e-06
1.544658183648445e+004 | 7.6196e-08 | 15446.5818 | 1.544658183648445e+004 | 9.0993e-07 |  | 1.544658183648445e+004 | 1.8151e-06 |  | 1.544658183648445e+004 | 1.5724e-06 |  | 15457.2923 | 4.0002e-06 | 52.4989 | 4.0002e-06
1.545729230266960e+004 | 7.6157e-08 | 15457.2923 | 1.545729230266960e+004 | 9.0907e-07 |  | 1.545729230266960e+004 | 1.8134e-06 |  | 1.545729230266960e+004 | 1.5709e-06 |  | 15468.0102 | 4.0002e-06 | 52.5263 | 4.0002e-06
1.546801019535771e+004 | 7.6117e-08 | 15468.0102 | 1.546801019535771e+004 | 9.0822e-07 |  | 1.546801019535771e+004 | 1.8117e-06 |  | 1.546801019535771e+004 | 1.5695e-06 |  | 15478.7355 | 4.0002e-06 | 52.5538 | 4.0002e-06
1.547873551969824e+004 | 7.6077e-08 | 15478.7355 | 1.547873551969824e+004 | 9.0737e-07 |  | 1.547873551969824e+004 | 1.81e-06 |  | 1.547873551969824e+004 | 1.568e-06 |  | 15489.4683 | 4.0002e-06 | 52.5813 | 4.0002e-06
1.548946828084420e+004 | 7.6037e-08 | 15489.4683 | 1.548946828084420e+004 | 9.0652e-07 |  | 1.548946828084420e+004 | 1.8083e-06 |  | 1.548946828084420e+004 | 1.5665e-06 |  | 15500.2085 | 4.0002e-06 | 52.6089 | 4.0002e-06
1.550020848395218e+004 | 7.5997e-08 | 15500.2085 | 1.550020848395218e+004 | 9.0567e-07 |  | 1.550020848395218e+004 | 1.8066e-06 |  | 1.550020848395218e+004 | 1.565e-06 |  | 15510.9561 | 4.0002e-06 | 52.6364 | 4.0002e-06
1.551095613418234e+004 | 7.5958e-08 | 15510.9561 | 1.551095613418234e+004 | 9.0482e-07 |  | 1.551095613418234e+004 | 1.8049e-06 |  | 1.551095613418234e+004 | 1.5636e-06 |  | 15521.7112 | 4.0002e-06 | 52.664 | 4.0002e-06
1.552171123669842e+004 | 7.5918e-08 | 15521.7112 | 1.552171123669842e+004 | 9.0397e-07 |  | 1.552171123669842e+004 | 1.8032e-06 |  | 1.552171123669842e+004 | 1.5621e-06 |  | 15532.4738 | 4.0002e-06 | 52.6916 | 4.0002e-06
1.553247379666774e+004 | 7.5878e-08 | 15532.4738 | 1.553247379666774e+004 | 9.0312e-07 |  | 1.553247379666774e+004 | 1.8015e-06 |  | 1.553247379666774e+004 | 1.5606e-06 |  | 15543.2438 | 4.0002e-06 | 52.7192 | 4.0002e-06
1.554324381926121e+004 | 7.5838e-08 | 15543.2438 | 1.554324381926121e+004 | 9.0227e-07 |  | 1.554324381926121e+004 | 1.7998e-06 |  | 1.554324381926121e+004 | 1.5591e-06 |  | 15554.0213 | 4.0002e-06 | 52.7468 | 4.0002e-06
1.555402130965332e+004 | 7.5798e-08 | 15554.0213 | 1.555402130965332e+004 | 9.0142e-07 |  | 1.555402130965332e+004 | 1.7981e-06 |  | 1.555402130965332e+004 | 1.5577e-06 |  | 15564.8063 | 4.0002e-06 | 52.7745 | 4.0002e-06
1.556480627302215e+004 | 7.5759e-08 | 15564.8063 | 1.556480627302215e+004 | 9.0057e-07 |  | 1.556480627302215e+004 | 1.7964e-06 |  | 1.556480627302215e+004 | 1.5562e-06 |  | 15575.5987 | 4.0002e-06 | 52.8022 | 4.0002e-06
1.557559871454936e+004 | 7.5719e-08 | 15575.5987 | 1.557559871454936e+004 | 8.9972e-07 |  | 1.557559871454936e+004 | 1.7947e-06 |  | 1.557559871454936e+004 | 1.5547e-06 |  | 15586.3986 | 4.0002e-06 | 52.8299 | 4.0002e-06
1.558639863942021e+004 | 7.5679e-08 | 15586.3986 | 1.558639863942021e+004 | 8.9887e-07 |  | 1.558639863942021e+004 | 1.793e-06 |  | 1.558639863942021e+004 | 1.5533e-06 |  | 15597.2061 | 4.0002e-06 | 52.8576 | 4.0002e-06
1.559720605282357e+004 | 7.5639e-08 | 15597.2061 | 1.559720605282357e+004 | 8.9803e-07 |  | 1.559720605282357e+004 | 1.7913e-06 |  | 1.559720605282357e+004 | 1.5518e-06 |  | 15608.021 | 4.0002e-06 | 52.8854 | 4.0002e-06
1.560802095995189e+004 | 7.56e-08 | 15608.021 | 1.560802095995189e+004 | 8.9718e-07 |  | 1.560802095995189e+004 | 1.7896e-06 |  | 1.560802095995189e+004 | 1.5503e-06 |  | 15618.8434 | 4.0002e-06 | 52.9132 | 4.0002e-06
1.561884336600121e+004 | 7.556e-08 | 15618.8434 | 1.561884336600121e+004 | 8.9633e-07 |  | 1.561884336600121e+004 | 1.788e-06 |  | 1.561884336600121e+004 | 1.5489e-06 |  | 15629.6733 | 4.0002e-06 | 52.941 | 4.0002e-06
1.562967327617121e+004 | 7.552e-08 | 15629.6733 | 1.562967327617121e+004 | 8.9549e-07 |  | 1.562967327617121e+004 | 1.7863e-06 |  | 1.562967327617121e+004 | 1.5474e-06 |  | 15640.5107 | 4.0002e-06 | 52.9688 | 4.0002e-06
1.564051069566514e+004 | 7.5481e-08 | 15640.5107 | 1.564051069566514e+004 | 8.9464e-07 |  | 1.564051069566514e+004 | 1.7846e-06 |  | 1.564051069566514e+004 | 1.5459e-06 |  | 15651.3556 | 4.0002e-06 | 52.9966 | 4.0002e-06
1.565135562968987e+004 | 7.5441e-08 | 15651.3556 | 1.565135562968987e+004 | 8.938e-07 |  | 1.565135562968987e+004 | 1.7829e-06 |  | 1.565135562968987e+004 | 1.5445e-06 |  | 15662.2081 | 4.0002e-06 | 53.0245 | 4.0002e-06
1.566220808345589e+004 | 7.5401e-08 | 15662.2081 | 1.566220808345589e+004 | 8.9295e-07 |  | 1.566220808345589e+004 | 1.7812e-06 |  | 1.566220808345589e+004 | 1.543e-06 |  | 15673.0681 | 4.0002e-06 | 53.0524 | 4.0002e-06
1.567306806217728e+004 | 7.5362e-08 | 15673.0681 | 1.567306806217728e+004 | 8.9211e-07 |  | 1.567306806217728e+004 | 1.7795e-06 |  | 1.567306806217728e+004 | 1.5415e-06 |  | 15683.9356 | 4.0002e-06 | 53.0803 | 4.0002e-06
1.568393557107177e+004 | 7.5322e-08 | 15683.9356 | 1.568393557107177e+004 | 8.9126e-07 |  | 1.568393557107177e+004 | 1.7778e-06 |  | 1.568393557107177e+004 | 1.5401e-06 |  | 15694.8106 | 4.0002e-06 | 53.1083 | 4.0002e-06
1.569481061536067e+004 | 7.5282e-08 | 15694.8106 | 1.569481061536067e+004 | 8.9042e-07 |  | 1.569481061536067e+004 | 1.7761e-06 |  | 1.569481061536067e+004 | 1.5386e-06 |  | 15705.6932 | 4.0002e-06 | 53.1362 | 4.0002e-06
1.570569320026894e+004 | 7.5243e-08 | 15705.6932 | 1.570569320026894e+004 | 8.8958e-07 |  | 1.570569320026894e+004 | 1.7744e-06 |  | 1.570569320026894e+004 | 1.5372e-06 |  | 15716.5833 | 4.0002e-06 | 53.1642 | 4.0002e-06
1.571658333102515e+004 | 7.5203e-08 | 15716.5833 | 1.571658333102515e+004 | 8.8874e-07 |  | 1.571658333102515e+004 | 1.7728e-06 |  | 1.571658333102515e+004 | 1.5357e-06 |  | 15727.481 | 4.0002e-06 | 53.1922 | 4.0002e-06
1.572748101286148e+004 | 7.5163e-08 | 15727.481 | 1.572748101286148e+004 | 8.8789e-07 |  | 1.572748101286148e+004 | 1.7711e-06 |  | 1.572748101286148e+004 | 1.5343e-06 |  | 15738.3863 | 4.0002e-06 | 53.2203 | 4.0002e-06
1.573838625101378e+004 | 7.5124e-08 | 15738.3863 | 1.573838625101378e+004 | 8.8705e-07 |  | 1.573838625101378e+004 | 1.7694e-06 |  | 1.573838625101378e+004 | 1.5328e-06 |  | 15749.2991 | 4.0002e-06 | 53.2483 | 4.0002e-06
1.574929905072148e+004 | 7.5084e-08 | 15749.2991 | 1.574929905072148e+004 | 8.8621e-07 |  | 1.574929905072148e+004 | 1.7677e-06 |  | 1.574929905072148e+004 | 1.5313e-06 |  | 15760.2194 | 4.0002e-06 | 53.2764 | 4.0002e-06
1.576021941722769e+004 | 7.5045e-08 | 15760.2194 | 1.576021941722769e+004 | 8.8537e-07 |  | 1.576021941722769e+004 | 1.766e-06 |  | 1.576021941722769e+004 | 1.5299e-06 |  | 15771.1474 | 4.0002e-06 | 53.3045 | 4.0002e-06
1.577114735577911e+004 | 7.5005e-08 | 15771.1474 | 1.577114735577911e+004 | 8.8453e-07 |  | 1.577114735577911e+004 | 1.7644e-06 |  | 1.577114735577911e+004 | 1.5284e-06 |  | 15782.0829 | 4.0002e-06 | 53.3327 | 4.0002e-06
1.578208287162612e+004 | 7.4966e-08 | 15782.0829 | 1.578208287162612e+004 | 8.8369e-07 |  | 1.578208287162612e+004 | 1.7627e-06 |  | 1.578208287162612e+004 | 1.527e-06 |  | 15793.026 | 4.0002e-06 | 53.3608 | 4.0002e-06
1.579302597002271e+004 | 7.4926e-08 | 15793.026 | 1.579302597002271e+004 | 8.8285e-07 |  | 1.579302597002271e+004 | 1.761e-06 |  | 1.579302597002271e+004 | 1.5255e-06 |  | 15803.9767 | 4.0002e-06 | 53.389 | 4.0002e-06
1.580397665622654e+004 | 7.4886e-08 | 15803.9767 | 1.580397665622654e+004 | 8.8201e-07 |  | 1.580397665622654e+004 | 1.7593e-06 |  | 1.580397665622654e+004 | 1.5241e-06 |  | 15814.9349 | 4.0002e-06 | 53.4172 | 4.0002e-06
1.581493493549888e+004 | 7.4847e-08 | 15814.9349 | 1.581493493549888e+004 | 8.8117e-07 |  | 1.581493493549888e+004 | 1.7576e-06 |  | 1.581493493549888e+004 | 1.5226e-06 |  | 15825.9008 | 4.0002e-06 | 53.4454 | 4.0002e-06
1.582590081310469e+004 | 7.4807e-08 | 15825.9008 | 1.582590081310469e+004 | 8.8034e-07 |  | 1.582590081310469e+004 | 1.756e-06 |  | 1.582590081310469e+004 | 1.5212e-06 |  | 15836.8743 | 4.0002e-06 | 53.4736 | 4.0002e-06
1.583687429431254e+004 | 7.4768e-08 | 15836.8743 | 1.583687429431254e+004 | 8.795e-07 |  | 1.583687429431254e+004 | 1.7543e-06 |  | 1.583687429431254e+004 | 1.5197e-06 |  | 15847.8554 | 4.0002e-06 | 53.5019 | 4.0002e-06
1.584785538439468e+004 | 7.4728e-08 | 15847.8554 | 1.584785538439468e+004 | 8.7866e-07 |  | 1.584785538439468e+004 | 1.7526e-06 |  | 1.584785538439468e+004 | 1.5183e-06 |  | 15858.8441 | 4.0002e-06 | 53.5302 | 4.0002e-06
1.585884408862701e+004 | 7.4689e-08 | 15858.8441 | 1.585884408862701e+004 | 8.7782e-07 |  | 1.585884408862701e+004 | 1.7509e-06 |  | 1.585884408862701e+004 | 1.5168e-06 |  | 15869.8404 | 4.0002e-06 | 53.5585 | 4.0002e-06
1.586984041228908e+004 | 7.4649e-08 | 15869.8404 | 1.586984041228908e+004 | 8.7699e-07 |  | 1.586984041228908e+004 | 1.7493e-06 |  | 1.586984041228908e+004 | 1.5154e-06 |  | 15880.8444 | 4.0002e-06 | 53.5869 | 4.0002e-06
1.588084436066412e+004 | 7.461e-08 | 15880.8444 | 1.588084436066412e+004 | 8.7615e-07 |  | 1.588084436066412e+004 | 1.7476e-06 |  | 1.588084436066412e+004 | 1.5139e-06 |  | 15891.8559 | 4.0002e-06 | 53.6152 | 4.0002e-06
1.589185593903900e+004 | 7.457e-08 | 15891.8559 | 1.589185593903900e+004 | 8.7532e-07 |  | 1.589185593903900e+004 | 1.7459e-06 |  | 1.589185593903900e+004 | 1.5125e-06 |  | 15902.8752 | 4.0002e-06 | 53.6436 | 4.0002e-06
1.590287515270427e+004 | 7.4531e-08 | 15902.8752 | 1.590287515270427e+004 | 8.7448e-07 |  | 1.590287515270427e+004 | 1.7443e-06 |  | 1.590287515270427e+004 | 1.511e-06 |  | 15913.902 | 4.0002e-06 | 53.672 | 4.0002e-06
1.591390200695414e+004 | 7.4491e-08 | 15913.902 | 1.591390200695414e+004 | 8.7365e-07 |  | 1.591390200695414e+004 | 1.7426e-06 |  | 1.591390200695414e+004 | 1.5096e-06 |  | 15924.9365 | 4.0002e-06 | 53.7005 | 4.0002e-06
1.592493650708650e+004 | 7.4452e-08 | 15924.9365 | 1.592493650708650e+004 | 8.7281e-07 |  | 1.592493650708650e+004 | 1.7409e-06 |  | 1.592493650708650e+004 | 1.5081e-06 |  | 15935.9787 | 4.0002e-06 | 53.7289 | 4.0002e-06
1.593597865840290e+004 | 7.4412e-08 | 15935.9787 | 1.593597865840290e+004 | 8.7198e-07 |  | 1.593597865840290e+004 | 1.7393e-06 |  | 1.593597865840290e+004 | 1.5067e-06 |  | 15947.0285 | 4.0002e-06 | 53.7574 | 4.0002e-06
1.594702846620859e+004 | 7.4373e-08 | 15947.0285 | 1.594702846620859e+004 | 8.7115e-07 |  | 1.594702846620859e+004 | 1.7376e-06 |  | 1.594702846620859e+004 | 1.5052e-06 |  | 15958.0859 | 4.0002e-06 | 53.7859 | 4.0002e-06
1.595808593581248e+004 | 7.4334e-08 | 15958.0859 | 1.595808593581248e+004 | 8.7031e-07 |  | 1.595808593581248e+004 | 1.7359e-06 |  | 1.595808593581248e+004 | 1.5038e-06 |  | 15969.1511 | 4.0002e-06 | 53.8144 | 4.0002e-06
1.596915107252715e+004 | 7.4294e-08 | 15969.1511 | 1.596915107252715e+004 | 8.6948e-07 |  | 1.596915107252715e+004 | 1.7343e-06 |  | 1.596915107252715e+004 | 1.5024e-06 |  | 15980.2239 | 4.0002e-06 | 53.843 | 4.0002e-06
1.598022388166890e+004 | 7.4255e-08 | 15980.2239 | 1.598022388166890e+004 | 8.6865e-07 |  | 1.598022388166890e+004 | 1.7326e-06 |  | 1.598022388166890e+004 | 1.5009e-06 |  | 15991.3044 | 4.0002e-06 | 53.8716 | 4.0002e-06
1.599130436855768e+004 | 7.4215e-08 | 15991.3044 | 1.599130436855768e+004 | 8.6782e-07 |  | 1.599130436855768e+004 | 1.7309e-06 |  | 1.599130436855768e+004 | 1.4995e-06 |  | 16002.3925 | 4.0002e-06 | 53.9002 | 4.0002e-06
1.600239253851715e+004 | 7.4176e-08 | 16002.3925 | 1.600239253851715e+004 | 8.6699e-07 |  | 1.600239253851715e+004 | 1.7293e-06 |  | 1.600239253851715e+004 | 1.498e-06 |  | 16013.4884 | 4.0002e-06 | 53.9288 | 4.0002e-06
1.601348839687465e+004 | 7.4137e-08 | 16013.4884 | 1.601348839687465e+004 | 8.6616e-07 |  | 1.601348839687465e+004 | 1.7276e-06 |  | 1.601348839687465e+004 | 1.4966e-06 |  | 16024.5919 | 4.0002e-06 | 53.9574 | 4.0002e-06
1.602459194896122e+004 | 7.4097e-08 | 16024.5919 | 1.602459194896122e+004 | 8.6533e-07 |  | 1.602459194896122e+004 | 1.726e-06 |  | 1.602459194896122e+004 | 1.4952e-06 |  | 16035.7032 | 4.0002e-06 | 53.9861 | 4.0002e-06
1.603570320011160e+004 | 7.4058e-08 | 16035.7032 | 1.603570320011160e+004 | 8.645e-07 |  | 1.603570320011160e+004 | 1.7243e-06 |  | 1.603570320011160e+004 | 1.4937e-06 |  | 16046.8222 | 4.0002e-06 | 54.0148 | 4.0002e-06
1.604682215566423e+004 | 7.4018e-08 | 16046.8222 | 1.604682215566423e+004 | 8.6367e-07 |  | 1.604682215566423e+004 | 1.7226e-06 |  | 1.604682215566423e+004 | 1.4923e-06 |  | 16057.9488 | 4.0002e-06 | 54.0435 | 4.0002e-06
1.605794882096123e+004 | 7.3979e-08 | 16057.9488 | 1.605794882096123e+004 | 8.6284e-07 |  | 1.605794882096123e+004 | 1.721e-06 |  | 1.605794882096123e+004 | 1.4909e-06 |  | 16069.0832 | 4.0002e-06 | 54.0722 | 4.0002e-06
1.606908320134844e+004 | 7.394e-08 | 16069.0832 | 1.606908320134844e+004 | 8.6201e-07 |  | 1.606908320134844e+004 | 1.7193e-06 |  | 1.606908320134844e+004 | 1.4894e-06 |  | 16080.2253 | 4.0002e-06 | 54.101 | 4.0002e-06
1.608022530217542e+004 | 7.39e-08 | 16080.2253 | 1.608022530217542e+004 | 8.6118e-07 |  | 1.608022530217542e+004 | 1.7177e-06 |  | 1.608022530217542e+004 | 1.488e-06 |  | 16091.3751 | 4.0002e-06 | 54.1298 | 4.0002e-06
1.609137512879542e+004 | 7.3861e-08 | 16091.3751 | 1.609137512879542e+004 | 8.6036e-07 |  | 1.609137512879542e+004 | 1.716e-06 |  | 1.609137512879542e+004 | 1.4866e-06 |  | 16102.5327 | 4.0002e-06 | 54.1586 | 4.0002e-06
1.610253268656541e+004 | 7.3822e-08 | 16102.5327 | 1.610253268656541e+004 | 8.5953e-07 |  | 1.610253268656541e+004 | 1.7144e-06 |  | 1.610253268656541e+004 | 1.4851e-06 |  | 16113.698 | 4.0002e-06 | 54.1874 | 4.0002e-06
1.611369798084607e+004 | 7.3783e-08 | 16113.698 | 1.611369798084607e+004 | 8.587e-07 |  | 1.611369798084607e+004 | 1.7127e-06 |  | 1.611369798084607e+004 | 1.4837e-06 |  | 16124.871 | 4.0002e-06 | 54.2163 | 4.0002e-06
1.612487101700180e+004 | 7.3743e-08 | 16124.871 | 1.612487101700180e+004 | 8.5788e-07 |  | 1.612487101700180e+004 | 1.7111e-06 |  | 1.612487101700180e+004 | 1.4823e-06 |  | 16136.0518 | 4.0002e-06 | 54.2452 | 4.0002e-06
1.613605180040072e+004 | 7.3704e-08 | 16136.0518 | 1.613605180040072e+004 | 8.5705e-07 |  | 1.613605180040072e+004 | 1.7094e-06 |  | 1.613605180040072e+004 | 1.4808e-06 |  | 16147.2403 | 4.0002e-06 | 54.2741 | 4.0002e-06
1.614724033641467e+004 | 7.3665e-08 | 16147.2403 | 1.614724033641467e+004 | 8.5623e-07 |  | 1.614724033641467e+004 | 1.7078e-06 |  | 1.614724033641467e+004 | 1.4794e-06 |  | 16158.4366 | 4.0002e-06 | 54.303 | 4.0002e-06
1.615843663041921e+004 | 7.3625e-08 | 16158.4366 | 1.615843663041921e+004 | 8.554e-07 |  | 1.615843663041921e+004 | 1.7061e-06 |  | 1.615843663041921e+004 | 1.478e-06 |  | 16169.6407 | 4.0002e-06 | 54.3319 | 4.0002e-06
1.616964068779365e+004 | 7.3586e-08 | 16169.6407 | 1.616964068779365e+004 | 8.5458e-07 |  | 1.616964068779365e+004 | 1.7045e-06 |  | 1.616964068779365e+004 | 1.4766e-06 |  | 16180.8525 | 4.0002e-06 | 54.3609 | 4.0002e-06
1.618085251392100e+004 | 7.3547e-08 | 16180.8525 | 1.618085251392100e+004 | 8.5375e-07 |  | 1.618085251392100e+004 | 1.7028e-06 |  | 1.618085251392100e+004 | 1.4751e-06 |  | 16192.0721 | 4.0002e-06 | 54.3899 | 4.0002e-06
1.619207211418802e+004 | 7.3508e-08 | 16192.0721 | 1.619207211418802e+004 | 8.5293e-07 |  | 1.619207211418802e+004 | 1.7012e-06 |  | 1.619207211418802e+004 | 1.4737e-06 |  | 16203.2995 | 4.0002e-06 | 54.4189 | 4.0002e-06
1.620329949398520e+004 | 7.3469e-08 | 16203.2995 | 1.620329949398520e+004 | 8.5211e-07 |  | 1.620329949398520e+004 | 1.6995e-06 |  | 1.620329949398520e+004 | 1.4723e-06 |  | 16214.5347 | 4.0002e-06 | 54.448 | 4.0002e-06
1.621453465870677e+004 | 7.3429e-08 | 16214.5347 | 1.621453465870677e+004 | 8.5128e-07 |  | 1.621453465870677e+004 | 1.6979e-06 |  | 1.621453465870677e+004 | 1.4709e-06 |  | 16225.7776 | 4.0002e-06 | 54.4771 | 4.0002e-06
1.622577761375069e+004 | 7.339e-08 | 16225.7776 | 1.622577761375069e+004 | 8.5046e-07 |  | 1.622577761375069e+004 | 1.6962e-06 |  | 1.622577761375069e+004 | 1.4694e-06 |  | 16237.0284 | 4.0002e-06 | 54.5062 | 4.0002e-06
1.623702836451869e+004 | 7.3351e-08 | 16237.0284 | 1.623702836451869e+004 | 8.4964e-07 |  | 1.623702836451869e+004 | 1.6946e-06 |  | 1.623702836451869e+004 | 1.468e-06 |  | 16248.2869 | 4.0002e-06 | 54.5353 | 4.0002e-06
1.624828691641621e+004 | 7.3312e-08 | 16248.2869 | 1.624828691641621e+004 | 8.4882e-07 |  | 1.624828691641621e+004 | 1.6929e-06 |  | 1.624828691641621e+004 | 1.4666e-06 |  | 16259.5533 | 4.0002e-06 | 54.5644 | 4.0002e-06
1.625955327485247e+004 | 7.3273e-08 | 16259.5533 | 1.625955327485247e+004 | 8.48e-07 |  | 1.625955327485247e+004 | 1.6913e-06 |  | 1.625955327485247e+004 | 1.4652e-06 |  | 16270.8274 | 4.0002e-06 | 54.5936 | 4.0002e-06
1.627082744524041e+004 | 7.3233e-08 | 16270.8274 | 1.627082744524041e+004 | 8.4718e-07 |  | 1.627082744524041e+004 | 1.6897e-06 |  | 1.627082744524041e+004 | 1.4637e-06 |  | 16282.1094 | 4.0002e-06 | 54.6228 | 4.0002e-06
1.628210943299676e+004 | 7.3194e-08 | 16282.1094 | 1.628210943299676e+004 | 8.4636e-07 |  | 1.628210943299676e+004 | 1.688e-06 |  | 1.628210943299676e+004 | 1.4623e-06 |  | 16293.3992 | 4.0002e-06 | 54.652 | 4.0002e-06
1.629339924354196e+004 | 7.3155e-08 | 16293.3992 | 1.629339924354196e+004 | 8.4554e-07 |  | 1.629339924354196e+004 | 1.6864e-06 |  | 1.629339924354196e+004 | 1.4609e-06 |  | 16304.6969 | 4.0002e-06 | 54.6812 | 4.0002e-06
1.630469688230025e+004 | 7.3116e-08 | 16304.6969 | 1.630469688230025e+004 | 8.4472e-07 |  | 1.630469688230025e+004 | 1.6848e-06 |  | 1.630469688230025e+004 | 1.4595e-06 |  | 16316.0024 | 4.0002e-06 | 54.7105 | 4.0002e-06
1.631600235469962e+004 | 7.3077e-08 | 16316.0024 | 1.631600235469962e+004 | 8.439e-07 |  | 1.631600235469962e+004 | 1.6831e-06 |  | 1.631600235469962e+004 | 1.4581e-06 |  | 16327.3157 | 4.0002e-06 | 54.7398 | 4.0002e-06
1.632731566617180e+004 | 7.3038e-08 | 16327.3157 | 1.632731566617180e+004 | 8.4309e-07 |  | 1.632731566617180e+004 | 1.6815e-06 |  | 1.632731566617180e+004 | 1.4567e-06 |  | 16338.6368 | 4.0002e-06 | 54.7691 | 4.0002e-06
1.633863682215232e+004 | 7.2999e-08 | 16338.6368 | 1.633863682215232e+004 | 8.4227e-07 |  | 1.633863682215232e+004 | 1.6799e-06 |  | 1.633863682215232e+004 | 1.4552e-06 |  | 16349.9658 | 4.0002e-06 | 54.7984 | 4.0002e-06
1.634996582808046e+004 | 7.296e-08 | 16349.9658 | 1.634996582808046e+004 | 8.4145e-07 |  | 1.634996582808046e+004 | 1.6782e-06 |  | 1.634996582808046e+004 | 1.4538e-06 |  | 16361.3027 | 4.0002e-06 | 54.8278 | 4.0002e-06
1.636130268939927e+004 | 7.292e-08 | 16361.3027 | 1.636130268939927e+004 | 8.4064e-07 |  | 1.636130268939927e+004 | 1.6766e-06 |  | 1.636130268939927e+004 | 1.4524e-06 |  | 16372.6474 | 4.0002e-06 | 54.8572 | 4.0002e-06
1.637264741155559e+004 | 7.2881e-08 | 16372.6474 | 1.637264741155559e+004 | 8.3982e-07 |  | 1.637264741155559e+004 | 1.675e-06 |  | 1.637264741155559e+004 | 1.451e-06 |  | 16384 | 4.0002e-06 | 54.8866 | 4.0002e-06
1.638400000000002e+004 | 7.2842e-08 | 16384 | 1.638400000000002e+004 | 8.39e-07 |  | 1.638400000000002e+004 | 1.6733e-06 |  | 1.638400000000002e+004 | 1.4496e-06 |  | 16395.3605 | 4.0002e-06 | 54.916 | 4.0002e-06
1.639536046018694e+004 | 7.2803e-08 | 16395.3605 | 1.639536046018694e+004 | 8.3819e-07 |  | 1.639536046018694e+004 | 1.6717e-06 |  | 1.639536046018694e+004 | 1.4482e-06 |  | 16406.7288 | 4.0002e-06 | 54.9455 | 4.0002e-06
1.640672879757452e+004 | 7.2764e-08 | 16406.7288 | 1.640672879757452e+004 | 8.3738e-07 |  | 1.640672879757452e+004 | 1.6701e-06 |  | 1.640672879757452e+004 | 1.4468e-06 |  | 16418.105 | 4.0002e-06 | 54.9749 | 4.0002e-06
1.641810501762472e+004 | 7.2725e-08 | 16418.105 | 1.641810501762472e+004 | 8.3656e-07 |  | 1.641810501762472e+004 | 1.6684e-06 |  | 1.641810501762472e+004 | 1.4454e-06 |  | 16429.4891 | 4.0002e-06 | 55.0044 | 4.0002e-06
1.642948912580327e+004 | 7.2686e-08 | 16429.4891 | 1.642948912580327e+004 | 8.3575e-07 |  | 1.642948912580327e+004 | 1.6668e-06 |  | 1.642948912580327e+004 | 1.444e-06 |  | 16440.8811 | 4.0002e-06 | 55.034 | 4.0002e-06
1.644088112757971e+004 | 7.2647e-08 | 16440.8811 | 1.644088112757971e+004 | 8.3493e-07 |  | 1.644088112757971e+004 | 1.6652e-06 |  | 1.644088112757971e+004 | 1.4425e-06 |  | 16452.281 | 4.0002e-06 | 55.0635 | 4.0002e-06
1.645228102842735e+004 | 7.2608e-08 | 16452.281 | 1.645228102842735e+004 | 8.3412e-07 |  | 1.645228102842735e+004 | 1.6636e-06 |  | 1.645228102842735e+004 | 1.4411e-06 |  | 16463.6888 | 4.0002e-06 | 55.0931 | 4.0002e-06
1.646368883382332e+004 | 7.2569e-08 | 16463.6888 | 1.646368883382332e+004 | 8.3331e-07 |  | 1.646368883382332e+004 | 1.6619e-06 |  | 1.646368883382332e+004 | 1.4397e-06 |  | 16475.1045 | 4.0002e-06 | 55.1227 | 4.0002e-06
1.647510454924852e+004 | 7.253e-08 | 16475.1045 | 1.647510454924852e+004 | 8.325e-07 |  | 1.647510454924852e+004 | 1.6603e-06 |  | 1.647510454924852e+004 | 1.4383e-06 |  | 16486.5282 | 4.0002e-06 | 55.1523 | 4.0002e-06
1.648652818018767e+004 | 7.2491e-08 | 16486.5282 | 1.648652818018767e+004 | 8.3169e-07 |  | 1.648652818018767e+004 | 1.6587e-06 |  | 1.648652818018767e+004 | 1.4369e-06 |  | 16497.9597 | 4.0002e-06 | 55.1819 | 4.0002e-06
1.649795973212930e+004 | 7.2452e-08 | 16497.9597 | 1.649795973212930e+004 | 8.3088e-07 |  | 1.649795973212930e+004 | 1.6571e-06 |  | 1.649795973212930e+004 | 1.4355e-06 |  | 16509.3992 | 4.0002e-06 | 55.2116 | 4.0002e-06
1.650939921056572e+004 | 7.2413e-08 | 16509.3992 | 1.650939921056572e+004 | 8.3007e-07 |  | 1.650939921056572e+004 | 1.6554e-06 |  | 1.650939921056572e+004 | 1.4341e-06 |  | 16520.8466 | 4.0002e-06 | 55.2413 | 4.0002e-06
1.652084662099306e+004 | 7.2374e-08 | 16520.8466 | 1.652084662099306e+004 | 8.2926e-07 |  | 1.652084662099306e+004 | 1.6538e-06 |  | 1.652084662099306e+004 | 1.4327e-06 |  | 16532.302 | 4.0002e-06 | 55.271 | 4.0002e-06
1.653230196891127e+004 | 7.2336e-08 | 16532.302 | 1.653230196891127e+004 | 8.2845e-07 |  | 1.653230196891127e+004 | 1.6522e-06 |  | 1.653230196891127e+004 | 1.4313e-06 |  | 16543.7653 | 4.0002e-06 | 55.3008 | 4.0002e-06
1.654376525982412e+004 | 7.2297e-08 | 16543.7653 | 1.654376525982412e+004 | 8.2764e-07 |  | 1.654376525982412e+004 | 1.6506e-06 |  | 1.654376525982412e+004 | 1.4299e-06 |  | 16555.2365 | 4.0002e-06 | 55.3305 | 4.0002e-06
1.655523649923915e+004 | 7.2258e-08 | 16555.2365 | 1.655523649923915e+004 | 8.2683e-07 |  | 1.655523649923915e+004 | 1.649e-06 |  | 1.655523649923915e+004 | 1.4285e-06 |  | 16566.7157 | 4.0002e-06 | 55.3603 | 4.0002e-06
1.656671569266778e+004 | 7.2219e-08 | 16566.7157 | 1.656671569266778e+004 | 8.2602e-07 |  | 1.656671569266778e+004 | 1.6474e-06 |  | 1.656671569266778e+004 | 1.4271e-06 |  | 16578.2028 | 4.0002e-06 | 55.3901 | 4.0002e-06
1.657820284562522e+004 | 7.218e-08 | 16578.2028 | 1.657820284562522e+004 | 8.2521e-07 |  | 1.657820284562522e+004 | 1.6457e-06 |  | 1.657820284562522e+004 | 1.4257e-06 |  | 16589.698 | 4.0002e-06 | 55.42 | 4.0002e-06
1.658969796363049e+004 | 7.2141e-08 | 16589.698 | 1.658969796363049e+004 | 8.2441e-07 |  | 1.658969796363049e+004 | 1.6441e-06 |  | 1.658969796363049e+004 | 1.4243e-06 |  | 16601.2011 | 4.0002e-06 | 55.4498 | 4.0002e-06
1.660120105220647e+004 | 7.2102e-08 | 16601.2011 | 1.660120105220647e+004 | 8.236e-07 |  | 1.660120105220647e+004 | 1.6425e-06 |  | 1.660120105220647e+004 | 1.4229e-06 |  | 16612.7121 | 4.0002e-06 | 55.4797 | 4.0002e-06
1.661271211687986e+004 | 7.2063e-08 | 16612.7121 | 1.661271211687986e+004 | 8.2279e-07 |  | 1.661271211687986e+004 | 1.6409e-06 |  | 1.661271211687986e+004 | 1.4215e-06 |  | 16624.2312 | 4.0002e-06 | 55.5096 | 4.0002e-06
1.662423116318116e+004 | 7.2024e-08 | 16624.2312 | 1.662423116318116e+004 | 8.2199e-07 |  | 1.662423116318116e+004 | 1.6393e-06 |  | 1.662423116318116e+004 | 1.4201e-06 |  | 16635.7582 | 4.0002e-06 | 55.5396 | 4.0002e-06
1.663575819664475e+004 | 7.1986e-08 | 16635.7582 | 1.663575819664475e+004 | 8.2118e-07 |  | 1.663575819664475e+004 | 1.6377e-06 |  | 1.663575819664475e+004 | 1.4187e-06 |  | 16647.2932 | 4.0002e-06 | 55.5695 | 4.0002e-06
1.664729322280883e+004 | 7.1947e-08 | 16647.2932 | 1.664729322280883e+004 | 8.2038e-07 |  | 1.664729322280883e+004 | 1.6361e-06 |  | 1.664729322280883e+004 | 1.4173e-06 |  | 16658.8362 | 4.0002e-06 | 55.5995 | 4.0002e-06
1.665883624721543e+004 | 7.1908e-08 | 16658.8362 | 1.665883624721543e+004 | 8.1957e-07 |  | 1.665883624721543e+004 | 1.6345e-06 |  | 1.665883624721543e+004 | 1.4159e-06 |  | 16670.3873 | 4.0002e-06 | 55.6295 | 4.0002e-06
1.667038727541043e+004 | 7.1869e-08 | 16670.3873 | 1.667038727541043e+004 | 8.1877e-07 |  | 1.667038727541043e+004 | 1.6329e-06 |  | 1.667038727541043e+004 | 1.4146e-06 |  | 16681.9463 | 4.0002e-06 | 55.6596 | 4.0002e-06
1.668194631294356e+004 | 7.183e-08 | 16681.9463 | 1.668194631294356e+004 | 8.1797e-07 |  | 1.668194631294356e+004 | 1.6313e-06 |  | 1.668194631294356e+004 | 1.4132e-06 |  | 16693.5134 | 4.0002e-06 | 55.6896 | 4.0002e-06
1.669351336536840e+004 | 7.1792e-08 | 16693.5134 | 1.669351336536840e+004 | 8.1716e-07 |  | 1.669351336536840e+004 | 1.6297e-06 |  | 1.669351336536840e+004 | 1.4118e-06 |  | 16705.0884 | 4.0002e-06 | 55.7197 | 4.0002e-06
1.670508843824237e+004 | 7.1753e-08 | 16705.0884 | 1.670508843824237e+004 | 8.1636e-07 |  | 1.670508843824237e+004 | 1.628e-06 |  | 1.670508843824237e+004 | 1.4104e-06 |  | 16716.6715 | 4.0002e-06 | 55.7498 | 4.0002e-06
1.671667153712675e+004 | 7.1714e-08 | 16716.6715 | 1.671667153712675e+004 | 8.1556e-07 |  | 1.671667153712675e+004 | 1.6264e-06 |  | 1.671667153712675e+004 | 1.409e-06 |  | 16728.2627 | 4.0002e-06 | 55.7799 | 4.0002e-06
1.672826266758667e+004 | 7.1675e-08 | 16728.2627 | 1.672826266758667e+004 | 8.1476e-07 |  | 1.672826266758667e+004 | 1.6248e-06 |  | 1.672826266758667e+004 | 1.4076e-06 |  | 16739.8618 | 4.0002e-06 | 55.8101 | 4.0002e-06
1.673986183519113e+004 | 7.1637e-08 | 16739.8618 | 1.673986183519113e+004 | 8.1396e-07 |  | 1.673986183519113e+004 | 1.6232e-06 |  | 1.673986183519113e+004 | 1.4062e-06 |  | 16751.469 | 4.0002e-06 | 55.8402 | 4.0002e-06
1.675146904551299e+004 | 7.1598e-08 | 16751.469 | 1.675146904551299e+004 | 8.1316e-07 |  | 1.675146904551299e+004 | 1.6216e-06 |  | 1.675146904551299e+004 | 1.4048e-06 |  | 16763.0843 | 4.0002e-06 | 55.8705 | 4.0002e-06
1.676308430412895e+004 | 7.1559e-08 | 16763.0843 | 1.676308430412895e+004 | 8.1236e-07 |  | 1.676308430412895e+004 | 1.62e-06 |  | 1.676308430412895e+004 | 1.4034e-06 |  | 16774.7076 | 4.0002e-06 | 55.9007 | 4.0002e-06
1.677470761661962e+004 | 7.152e-08 | 16774.7076 | 1.677470761661962e+004 | 8.1156e-07 |  | 1.677470761661962e+004 | 1.6184e-06 |  | 1.677470761661962e+004 | 1.4021e-06 |  | 16786.339 | 4.0002e-06 | 55.9309 | 4.0002e-06
1.678633898856943e+004 | 7.1482e-08 | 16786.339 | 1.678633898856943e+004 | 8.1076e-07 |  | 1.678633898856943e+004 | 1.6168e-06 |  | 1.678633898856943e+004 | 1.4007e-06 |  | 16797.9784 | 4.0002e-06 | 55.9612 | 4.0002e-06
1.679797842556674e+004 | 7.1443e-08 | 16797.9784 | 1.679797842556674e+004 | 8.0996e-07 |  | 1.679797842556674e+004 | 1.6152e-06 |  | 1.679797842556674e+004 | 1.3993e-06 |  | 16809.6259 | 4.0002e-06 | 55.9915 | 4.0002e-06
1.680962593320373e+004 | 7.1404e-08 | 16809.6259 | 1.680962593320373e+004 | 8.0916e-07 |  | 1.680962593320373e+004 | 1.6137e-06 |  | 1.680962593320373e+004 | 1.3979e-06 |  | 16821.2815 | 4.0002e-06 | 56.0218 | 4.0002e-06
1.682128151707648e+004 | 7.1366e-08 | 16821.2815 | 1.682128151707648e+004 | 8.0836e-07 |  | 1.682128151707648e+004 | 1.6121e-06 |  | 1.682128151707648e+004 | 1.3965e-06 |  | 16832.9452 | 4.0002e-06 | 56.0522 | 4.0002e-06
1.683294518278496e+004 | 7.1327e-08 | 16832.9452 | 1.683294518278496e+004 | 8.0757e-07 |  | 1.683294518278496e+004 | 1.6105e-06 |  | 1.683294518278496e+004 | 1.3952e-06 |  | 16844.6169 | 4.0002e-06 | 56.0825 | 4.0002e-06
1.684461693593301e+004 | 7.1288e-08 | 16844.6169 | 1.684461693593301e+004 | 8.0677e-07 |  | 1.684461693593301e+004 | 1.6089e-06 |  | 1.684461693593301e+004 | 1.3938e-06 |  | 16856.2968 | 4.0002e-06 | 56.1129 | 4.0002e-06
1.685629678212836e+004 | 7.125e-08 | 16856.2968 | 1.685629678212836e+004 | 8.0597e-07 |  | 1.685629678212836e+004 | 1.6073e-06 |  | 1.685629678212836e+004 | 1.3924e-06 |  | 16867.9847 | 4.0002e-06 | 56.1434 | 4.0002e-06
1.686798472698262e+004 | 7.1211e-08 | 16867.9847 | 1.686798472698262e+004 | 8.0518e-07 |  | 1.686798472698262e+004 | 1.6057e-06 |  | 1.686798472698262e+004 | 1.391e-06 |  | 16879.6808 | 4.0002e-06 | 56.1738 | 4.0002e-06
1.687968077611132e+004 | 7.1173e-08 | 16879.6808 | 1.687968077611132e+004 | 8.0438e-07 |  | 1.687968077611132e+004 | 1.6041e-06 |  | 1.687968077611132e+004 | 1.3896e-06 |  | 16891.3849 | 4.0002e-06 | 56.2043 | 4.0002e-06
1.689138493513384e+004 | 7.1134e-08 | 16891.3849 | 1.689138493513384e+004 | 8.0359e-07 |  | 1.689138493513384e+004 | 1.6025e-06 |  | 1.689138493513384e+004 | 1.3883e-06 |  | 16903.0972 | 4.0002e-06 | 56.2348 | 4.0002e-06
1.690309720967348e+004 | 7.1095e-08 | 16903.0972 | 1.690309720967348e+004 | 8.0279e-07 |  | 1.690309720967348e+004 | 1.6009e-06 |  | 1.690309720967348e+004 | 1.3869e-06 |  | 16914.8176 | 4.0002e-06 | 56.2653 | 4.0002e-06
1.691481760535745e+004 | 7.1057e-08 | 16914.8176 | 1.691481760535745e+004 | 8.02e-07 |  | 1.691481760535745e+004 | 1.5993e-06 |  | 1.691481760535745e+004 | 1.3855e-06 |  | 16926.5461 | 4.0002e-06 | 56.2958 | 4.0002e-06
1.692654612781684e+004 | 7.1018e-08 | 16926.5461 | 1.692654612781684e+004 | 8.0121e-07 |  | 1.692654612781684e+004 | 1.5977e-06 |  | 1.692654612781684e+004 | 1.3841e-06 |  | 16938.2828 | 4.0002e-06 | 56.3264 | 4.0002e-06
1.693828278268666e+004 | 7.098e-08 | 16938.2828 | 1.693828278268666e+004 | 8.0041e-07 |  | 1.693828278268666e+004 | 1.5962e-06 |  | 1.693828278268666e+004 | 1.3828e-06 |  | 16950.0276 | 4.0002e-06 | 56.357 | 4.0002e-06
1.695002757560583e+004 | 7.0941e-08 | 16950.0276 | 1.695002757560583e+004 | 7.9962e-07 |  | 1.695002757560583e+004 | 1.5946e-06 |  | 1.695002757560583e+004 | 1.3814e-06 |  | 16961.7805 | 4.0002e-06 | 56.3876 | 4.0002e-06
1.696178051221715e+004 | 7.0903e-08 | 16961.7805 | 1.696178051221715e+004 | 7.9883e-07 |  | 1.696178051221715e+004 | 1.593e-06 |  | 1.696178051221715e+004 | 1.38e-06 |  | 16973.5416 | 4.0002e-06 | 56.4183 | 4.0002e-06
1.697354159816736e+004 | 7.0864e-08 | 16973.5416 | 1.697354159816736e+004 | 7.9804e-07 |  | 1.697354159816736e+004 | 1.5914e-06 |  | 1.697354159816736e+004 | 1.3787e-06 |  | 16985.3108 | 4.0002e-06 | 56.4489 | 4.0002e-06
1.698531083910712e+004 | 7.0826e-08 | 16985.3108 | 1.698531083910712e+004 | 7.9725e-07 |  | 1.698531083910712e+004 | 1.5898e-06 |  | 1.698531083910712e+004 | 1.3773e-06 |  | 16997.0882 | 4.0002e-06 | 56.4796 | 4.0002e-06
1.699708824069099e+004 | 7.0787e-08 | 16997.0882 | 1.699708824069099e+004 | 7.9646e-07 |  | 1.699708824069099e+004 | 1.5882e-06 |  | 1.699708824069099e+004 | 1.3759e-06 |  | 17008.8738 | 4.0002e-06 | 56.5103 | 4.0002e-06
1.700887380857746e+004 | 7.0749e-08 | 17008.8738 | 1.700887380857746e+004 | 7.9567e-07 |  | 1.700887380857746e+004 | 1.5867e-06 |  | 1.700887380857746e+004 | 1.3745e-06 |  | 17020.6675 | 4.0002e-06 | 56.5411 | 4.0002e-06
1.702066754842895e+004 | 7.071e-08 | 17020.6675 | 1.702066754842895e+004 | 7.9488e-07 |  | 1.702066754842895e+004 | 1.5851e-06 |  | 1.702066754842895e+004 | 1.3732e-06 |  | 17032.4695 | 4.0002e-06 | 56.5718 | 4.0002e-06
1.703246946591178e+004 | 7.0672e-08 | 17032.4695 | 1.703246946591178e+004 | 7.9409e-07 |  | 1.703246946591178e+004 | 1.5835e-06 |  | 1.703246946591178e+004 | 1.3718e-06 |  | 17044.2796 | 4.0002e-06 | 56.6026 | 4.0002e-06
1.704427956669623e+004 | 7.0633e-08 | 17044.2796 | 1.704427956669623e+004 | 7.933e-07 |  | 1.704427956669623e+004 | 1.5819e-06 |  | 1.704427956669623e+004 | 1.3704e-06 |  | 17056.0979 | 4.0002e-06 | 56.6334 | 4.0002e-06
1.705609785645650e+004 | 7.0595e-08 | 17056.0979 | 1.705609785645650e+004 | 7.9251e-07 |  | 1.705609785645650e+004 | 1.5804e-06 |  | 1.705609785645650e+004 | 1.3691e-06 |  | 17067.9243 | 4.0002e-06 | 56.6643 | 4.0002e-06
1.706792434087072e+004 | 7.0556e-08 | 17067.9243 | 1.706792434087072e+004 | 7.9172e-07 |  | 1.706792434087072e+004 | 1.5788e-06 |  | 1.706792434087072e+004 | 1.3677e-06 |  | 17079.759 | 4.0002e-06 | 56.6951 | 4.0002e-06
1.707975902562095e+004 | 7.0518e-08 | 17079.759 | 1.707975902562095e+004 | 7.9094e-07 |  | 1.707975902562095e+004 | 1.5772e-06 |  | 1.707975902562095e+004 | 1.3664e-06 |  | 17091.6019 | 4.0002e-06 | 56.726 | 4.0002e-06
1.709160191639321e+004 | 7.048e-08 | 17091.6019 | 1.709160191639321e+004 | 7.9015e-07 |  | 1.709160191639321e+004 | 1.5756e-06 |  | 1.709160191639321e+004 | 1.365e-06 |  | 17103.453 | 4.0002e-06 | 56.7569 | 4.0002e-06
1.710345301887746e+004 | 7.0441e-08 | 17103.453 | 1.710345301887746e+004 | 7.8936e-07 |  | 1.710345301887746e+004 | 1.5741e-06 |  | 1.710345301887746e+004 | 1.3636e-06 |  | 17115.3123 | 4.0002e-06 | 56.7879 | 4.0002e-06
1.711531233876758e+004 | 7.0403e-08 | 17115.3123 | 1.711531233876758e+004 | 7.8858e-07 |  | 1.711531233876758e+004 | 1.5725e-06 |  | 1.711531233876758e+004 | 1.3623e-06 |  | 17127.1799 | 4.0002e-06 | 56.8188 | 4.0002e-06
1.712717988176144e+004 | 7.0364e-08 | 17127.1799 | 1.712717988176144e+004 | 7.8779e-07 |  | 1.712717988176144e+004 | 1.5709e-06 |  | 1.712717988176144e+004 | 1.3609e-06 |  | 17139.0557 | 4.0002e-06 | 56.8498 | 4.0002e-06
1.713905565356082e+004 | 7.0326e-08 | 17139.0557 | 1.713905565356082e+004 | 7.8701e-07 |  | 1.713905565356082e+004 | 1.5694e-06 |  | 1.713905565356082e+004 | 1.3596e-06 |  | 17150.9397 | 4.0002e-06 | 56.8808 | 4.0002e-06
1.715093965987147e+004 | 7.0288e-08 | 17150.9397 | 1.715093965987147e+004 | 7.8623e-07 |  | 1.715093965987147e+004 | 1.5678e-06 |  | 1.715093965987147e+004 | 1.3582e-06 |  | 17162.8319 | 4.0002e-06 | 56.9119 | 4.0002e-06
1.716283190640310e+004 | 7.0249e-08 | 17162.8319 | 1.716283190640310e+004 | 7.8544e-07 |  | 1.716283190640310e+004 | 1.5662e-06 |  | 1.716283190640310e+004 | 1.3568e-06 |  | 17174.7324 | 4.0002e-06 | 56.9429 | 4.0002e-06
1.717473239886938e+004 | 7.0211e-08 | 17174.7324 | 1.717473239886938e+004 | 7.8466e-07 |  | 1.717473239886938e+004 | 1.5647e-06 |  | 1.717473239886938e+004 | 1.3555e-06 |  | 17186.6411 | 4.0002e-06 | 56.974 | 4.0002e-06
1.718664114298793e+004 | 7.0173e-08 | 17186.6411 | 1.718664114298793e+004 | 7.8388e-07 |  | 1.718664114298793e+004 | 1.5631e-06 |  | 1.718664114298793e+004 | 1.3541e-06 |  | 17198.5581 | 4.0002e-06 | 57.0051 | 4.0002e-06
1.719855814448035e+004 | 7.0134e-08 | 17198.5581 | 1.719855814448035e+004 | 7.8309e-07 |  | 1.719855814448035e+004 | 1.5615e-06 |  | 1.719855814448035e+004 | 1.3528e-06 |  | 17210.4834 | 4.0002e-06 | 57.0362 | 4.0002e-06
1.721048340907220e+004 | 7.0096e-08 | 17210.4834 | 1.721048340907220e+004 | 7.8231e-07 |  | 1.721048340907220e+004 | 1.56e-06 |  | 1.721048340907220e+004 | 1.3514e-06 |  | 17222.4169 | 4.0002e-06 | 57.0674 | 4.0002e-06
1.722241694249300e+004 | 7.0058e-08 | 17222.4169 | 1.722241694249300e+004 | 7.8153e-07 |  | 1.722241694249300e+004 | 1.5584e-06 |  | 1.722241694249300e+004 | 1.3501e-06 |  | 17234.3588 | 4.0002e-06 | 57.0986 | 4.0002e-06
1.723435875047626e+004 | 7.002e-08 | 17234.3588 | 1.723435875047626e+004 | 7.8075e-07 |  | 1.723435875047626e+004 | 1.5568e-06 |  | 1.723435875047626e+004 | 1.3487e-06 |  | 17246.3088 | 4.0002e-06 | 57.1298 | 4.0002e-06
1.724630883875946e+004 | 6.9981e-08 | 17246.3088 | 1.724630883875946e+004 | 7.7997e-07 |  | 1.724630883875946e+004 | 1.5553e-06 |  | 1.724630883875946e+004 | 1.3474e-06 |  | 17258.2672 | 4.0002e-06 | 57.161 | 4.0002e-06
1.725826721308405e+004 | 6.9943e-08 | 17258.2672 | 1.725826721308405e+004 | 7.7919e-07 |  | 1.725826721308405e+004 | 1.5537e-06 |  | 1.725826721308405e+004 | 1.346e-06 |  | 17270.2339 | 4.0002e-06 | 57.1923 | 4.0002e-06
1.727023387919546e+004 | 6.9905e-08 | 17270.2339 | 1.727023387919546e+004 | 7.7841e-07 |  | 1.727023387919546e+004 | 1.5522e-06 |  | 1.727023387919546e+004 | 1.3447e-06 |  | 17282.2088 | 4.0002e-06 | 57.2236 | 4.0002e-06
1.728220884284313e+004 | 6.9867e-08 | 17282.2088 | 1.728220884284313e+004 | 7.7763e-07 |  | 1.728220884284313e+004 | 1.5506e-06 |  | 1.728220884284313e+004 | 1.3433e-06 |  | 17294.1921 | 4.0002e-06 | 57.2549 | 4.0002e-06
1.729419210978046e+004 | 6.9828e-08 | 17294.1921 | 1.729419210978046e+004 | 7.7685e-07 |  | 1.729419210978046e+004 | 1.5491e-06 |  | 1.729419210978046e+004 | 1.342e-06 |  | 17306.1837 | 4.0002e-06 | 57.2862 | 4.0002e-06
1.730618368576485e+004 | 6.979e-08 | 17306.1837 | 1.730618368576485e+004 | 7.7608e-07 |  | 1.730618368576485e+004 | 1.5475e-06 |  | 1.730618368576485e+004 | 1.3406e-06 |  | 17318.1836 | 4.0002e-06 | 57.3176 | 4.0002e-06
1.731818357655767e+004 | 6.9752e-08 | 17318.1836 | 1.731818357655767e+004 | 7.753e-07 |  | 1.731818357655767e+004 | 1.5459e-06 |  | 1.731818357655767e+004 | 1.3393e-06 |  | 17330.1918 | 4.0002e-06 | 57.3489 | 4.0002e-06
1.733019178792433e+004 | 6.9714e-08 | 17330.1918 | 1.733019178792433e+004 | 7.7452e-07 |  | 1.733019178792433e+004 | 1.5444e-06 |  | 1.733019178792433e+004 | 1.3379e-06 |  | 17342.2083 | 4.0002e-06 | 57.3803 | 4.0002e-06
1.734220832563419e+004 | 6.9676e-08 | 17342.2083 | 1.734220832563419e+004 | 7.7375e-07 |  | 1.734220832563419e+004 | 1.5428e-06 |  | 1.734220832563419e+004 | 1.3366e-06 |  | 17354.2332 | 4.0002e-06 | 57.4118 | 4.0002e-06
1.735423319546065e+004 | 6.9637e-08 | 17354.2332 | 1.735423319546065e+004 | 7.7297e-07 |  | 1.735423319546065e+004 | 1.5413e-06 |  | 1.735423319546065e+004 | 1.3352e-06 |  | 17366.2664 | 4.0002e-06 | 57.4432 | 4.0002e-06
1.736626640318108e+004 | 6.9599e-08 | 17366.2664 | 1.736626640318108e+004 | 7.7219e-07 |  | 1.736626640318108e+004 | 1.5397e-06 |  | 1.736626640318108e+004 | 1.3339e-06 |  | 17378.308 | 4.0002e-06 | 57.4747 | 4.0002e-06
1.737830795457688e+004 | 6.9561e-08 | 17378.308 | 1.737830795457688e+004 | 7.7142e-07 |  | 1.737830795457688e+004 | 1.5382e-06 |  | 1.737830795457688e+004 | 1.3326e-06 |  | 17390.3579 | 4.0002e-06 | 57.5062 | 4.0002e-06
1.739035785543345e+004 | 6.9523e-08 | 17390.3579 | 1.739035785543345e+004 | 7.7064e-07 |  | 1.739035785543345e+004 | 1.5366e-06 |  | 1.739035785543345e+004 | 1.3312e-06 |  | 17402.4161 | 4.0002e-06 | 57.5378 | 4.0002e-06
1.740241611154020e+004 | 6.9485e-08 | 17402.4161 | 1.740241611154020e+004 | 7.6987e-07 |  | 1.740241611154020e+004 | 1.5351e-06 |  | 1.740241611154020e+004 | 1.3299e-06 |  | 17414.4827 | 4.0002e-06 | 57.5693 | 4.0002e-06
1.741448272869055e+004 | 6.9447e-08 | 17414.4827 | 1.741448272869055e+004 | 7.691e-07 |  | 1.741448272869055e+004 | 1.5335e-06 |  | 1.741448272869055e+004 | 1.3285e-06 |  | 17426.5577 | 4.0002e-06 | 57.6009 | 4.0002e-06
1.742655771268196e+004 | 6.9409e-08 | 17426.5577 | 1.742655771268196e+004 | 7.6832e-07 |  | 1.742655771268196e+004 | 1.532e-06 |  | 1.742655771268196e+004 | 1.3272e-06 |  | 17438.6411 | 4.0002e-06 | 57.6325 | 4.0002e-06
1.743864106931587e+004 | 6.9371e-08 | 17438.6411 | 1.743864106931587e+004 | 7.6755e-07 |  | 1.743864106931587e+004 | 1.5305e-06 |  | 1.743864106931587e+004 | 1.3259e-06 |  | 17450.7328 | 4.0002e-06 | 57.6641 | 4.0002e-06
1.745073280439777e+004 | 6.9333e-08 | 17450.7328 | 1.745073280439777e+004 | 7.6678e-07 |  | 1.745073280439777e+004 | 1.5289e-06 |  | 1.745073280439777e+004 | 1.3245e-06 |  | 17462.8329 | 4.0002e-06 | 57.6958 | 4.0002e-06
1.746283292373719e+004 | 6.9294e-08 | 17462.8329 | 1.746283292373719e+004 | 7.6601e-07 |  | 1.746283292373719e+004 | 1.5274e-06 |  | 1.746283292373719e+004 | 1.3232e-06 |  | 17474.9414 | 4.0002e-06 | 57.7275 | 4.0002e-06
1.747494143314765e+004 | 6.9256e-08 | 17474.9414 | 1.747494143314765e+004 | 7.6524e-07 |  | 1.747494143314765e+004 | 1.5258e-06 |  | 1.747494143314765e+004 | 1.3219e-06 |  | 17487.0583 | 4.0002e-06 | 57.7592 | 4.0002e-06
1.748705833844672e+004 | 6.9218e-08 | 17487.0583 | 1.748705833844672e+004 | 7.6447e-07 |  | 1.748705833844672e+004 | 1.5243e-06 |  | 1.748705833844672e+004 | 1.3205e-06 |  | 17499.1836 | 4.0002e-06 | 57.7909 | 4.0002e-06
1.749918364545602e+004 | 6.918e-08 | 17499.1836 | 1.749918364545602e+004 | 7.637e-07 |  | 1.749918364545602e+004 | 1.5227e-06 |  | 1.749918364545602e+004 | 1.3192e-06 |  | 17511.3174 | 4.0002e-06 | 57.8227 | 4.0002e-06
1.751131736000117e+004 | 6.9142e-08 | 17511.3174 | 1.751131736000117e+004 | 7.6293e-07 |  | 1.751131736000117e+004 | 1.5212e-06 |  | 1.751131736000117e+004 | 1.3179e-06 |  | 17523.4595 | 4.0002e-06 | 57.8544 | 4.0002e-06
1.752345948791187e+004 | 6.9104e-08 | 17523.4595 | 1.752345948791187e+004 | 7.6216e-07 |  | 1.752345948791187e+004 | 1.5197e-06 |  | 1.752345948791187e+004 | 1.3165e-06 |  | 17535.61 | 4.0002e-06 | 57.8863 | 4.0002e-06
1.753561003502183e+004 | 6.9066e-08 | 17535.61 | 1.753561003502183e+004 | 7.6139e-07 |  | 1.753561003502183e+004 | 1.5181e-06 |  | 1.753561003502183e+004 | 1.3152e-06 |  | 17547.769 | 4.0002e-06 | 57.9181 | 4.0002e-06
1.754776900716881e+004 | 6.9028e-08 | 17547.769 | 1.754776900716881e+004 | 7.6062e-07 |  | 1.754776900716881e+004 | 1.5166e-06 |  | 1.754776900716881e+004 | 1.3139e-06 |  | 17559.9364 | 4.0002e-06 | 57.9499 | 4.0002e-06
1.755993641019465e+004 | 6.8991e-08 | 17559.9364 | 1.755993641019465e+004 | 7.5986e-07 |  | 1.755993641019465e+004 | 1.5151e-06 |  | 1.755993641019465e+004 | 1.3125e-06 |  | 17572.1122 | 4.0002e-06 | 57.9818 | 4.0002e-06
1.757211224994519e+004 | 6.8953e-08 | 17572.1122 | 1.757211224994519e+004 | 7.5909e-07 |  | 1.757211224994519e+004 | 1.5135e-06 |  | 1.757211224994519e+004 | 1.3112e-06 |  | 17584.2965 | 4.0002e-06 | 58.0137 | 4.0002e-06
1.758429653227036e+004 | 6.8915e-08 | 17584.2965 | 1.758429653227036e+004 | 7.5832e-07 |  | 1.758429653227036e+004 | 1.512e-06 |  | 1.758429653227036e+004 | 1.3099e-06 |  | 17596.4893 | 4.0002e-06 | 58.0457 | 4.0002e-06
1.759648926302413e+004 | 6.8877e-08 | 17596.4893 | 1.759648926302413e+004 | 7.5756e-07 |  | 1.759648926302413e+004 | 1.5105e-06 |  | 1.759648926302413e+004 | 1.3085e-06 |  | 17608.6904 | 4.0002e-06 | 58.0776 | 4.0002e-06
1.760869044806455e+004 | 6.8839e-08 | 17608.6904 | 1.760869044806455e+004 | 7.5679e-07 |  | 1.760869044806455e+004 | 1.5089e-06 |  | 1.760869044806455e+004 | 1.3072e-06 |  | 17620.9001 | 4.0002e-06 | 58.1096 | 4.0002e-06
1.762090009325370e+004 | 6.8801e-08 | 17620.9001 | 1.762090009325370e+004 | 7.5603e-07 |  | 1.762090009325370e+004 | 1.5074e-06 |  | 1.762090009325370e+004 | 1.3059e-06 |  | 17633.1182 | 4.0002e-06 | 58.1416 | 4.0002e-06
1.763311820445775e+004 | 6.8763e-08 | 17633.1182 | 1.763311820445775e+004 | 7.5526e-07 |  | 1.763311820445775e+004 | 1.5059e-06 |  | 1.763311820445775e+004 | 1.3046e-06 |  | 17645.3448 | 4.0002e-06 | 58.1736 | 4.0002e-06
1.764534478754692e+004 | 6.8725e-08 | 17645.3448 | 1.764534478754692e+004 | 7.545e-07 |  | 1.764534478754692e+004 | 1.5043e-06 |  | 1.764534478754692e+004 | 1.3033e-06 |  | 17657.5798 | 4.0002e-06 | 58.2057 | 4.0002e-06
1.765757984839552e+004 | 6.8687e-08 | 17657.5798 | 1.765757984839552e+004 | 7.5373e-07 |  | 1.765757984839552e+004 | 1.5028e-06 |  | 1.765757984839552e+004 | 1.3019e-06 |  | 17669.8234 | 4.0002e-06 | 58.2378 | 4.0002e-06
1.766982339288191e+004 | 6.8649e-08 | 17669.8234 | 1.766982339288191e+004 | 7.5297e-07 |  | 1.766982339288191e+004 | 1.5013e-06 |  | 1.766982339288191e+004 | 1.3006e-06 |  | 17682.0754 | 4.0002e-06 | 58.2699 | 4.0002e-06
1.768207542688855e+004 | 6.8612e-08 | 17682.0754 | 1.768207542688855e+004 | 7.5221e-07 |  | 1.768207542688855e+004 | 1.4998e-06 |  | 1.768207542688855e+004 | 1.2993e-06 |  | 17694.336 | 4.0002e-06 | 58.302 | 4.0002e-06
1.769433595630196e+004 | 6.8574e-08 | 17694.336 | 1.769433595630196e+004 | 7.5145e-07 |  | 1.769433595630196e+004 | 1.4982e-06 |  | 1.769433595630196e+004 | 1.298e-06 |  | 17706.605 | 4.0002e-06 | 58.3342 | 4.0002e-06
1.770660498701275e+004 | 6.8536e-08 | 17706.605 | 1.770660498701275e+004 | 7.5068e-07 |  | 1.770660498701275e+004 | 1.4967e-06 |  | 1.770660498701275e+004 | 1.2966e-06 |  | 17718.8825 | 4.0002e-06 | 58.3663 | 4.0002e-06
1.771888252491561e+004 | 6.8498e-08 | 17718.8825 | 1.771888252491561e+004 | 7.4992e-07 |  | 1.771888252491561e+004 | 1.4952e-06 |  | 1.771888252491561e+004 | 1.2953e-06 |  | 17731.1686 | 4.0002e-06 | 58.3986 | 4.0002e-06
1.773116857590933e+004 | 6.846e-08 | 17731.1686 | 1.773116857590933e+004 | 7.4916e-07 |  | 1.773116857590933e+004 | 1.4937e-06 |  | 1.773116857590933e+004 | 1.294e-06 |  | 17743.4631 | 4.0002e-06 | 58.4308 | 4.0002e-06
1.774346314589677e+004 | 6.8423e-08 | 17743.4631 | 1.774346314589677e+004 | 7.484e-07 |  | 1.774346314589677e+004 | 1.4922e-06 |  | 1.774346314589677e+004 | 1.2927e-06 |  | 17755.7662 | 4.0002e-06 | 58.4631 | 4.0002e-06
1.775576624078490e+004 | 6.8385e-08 | 17755.7662 | 1.775576624078490e+004 | 7.4764e-07 |  | 1.775576624078490e+004 | 1.4906e-06 |  | 1.775576624078490e+004 | 1.2914e-06 |  | 17768.0779 | 4.0002e-06 | 58.4953 | 4.0002e-06
1.776807786648477e+004 | 6.8347e-08 | 17768.0779 | 1.776807786648477e+004 | 7.4688e-07 |  | 1.776807786648477e+004 | 1.4891e-06 |  | 1.776807786648477e+004 | 1.2901e-06 |  | 17780.398 | 4.0002e-06 | 58.5276 | 4.0002e-06
1.778039802891155e+004 | 6.8309e-08 | 17780.398 | 1.778039802891155e+004 | 7.4613e-07 |  | 1.778039802891155e+004 | 1.4876e-06 |  | 1.778039802891155e+004 | 1.2888e-06 |  | 17792.7267 | 4.0002e-06 | 58.56 | 4.0002e-06
1.779272673398448e+004 | 6.8272e-08 | 17792.7267 | 1.779272673398448e+004 | 7.4537e-07 |  | 1.779272673398448e+004 | 1.4861e-06 |  | 1.779272673398448e+004 | 1.2874e-06 |  | 17805.064 | 4.0002e-06 | 58.5923 | 4.0002e-06
1.780506398762695e+004 | 6.8234e-08 | 17805.064 | 1.780506398762695e+004 | 7.4461e-07 |  | 1.780506398762695e+004 | 1.4846e-06 |  | 1.780506398762695e+004 | 1.2861e-06 |  | 17817.4098 | 4.0002e-06 | 58.6247 | 4.0002e-06
1.781740979576642e+004 | 6.8196e-08 | 17817.4098 | 1.781740979576642e+004 | 7.4385e-07 |  | 1.781740979576642e+004 | 1.4831e-06 |  | 1.781740979576642e+004 | 1.2848e-06 |  | 17829.7642 | 4.0002e-06 | 58.6571 | 4.0002e-06
1.782976416433447e+004 | 6.8158e-08 | 17829.7642 | 1.782976416433447e+004 | 7.431e-07 |  | 1.782976416433447e+004 | 1.4816e-06 |  | 1.782976416433447e+004 | 1.2835e-06 |  | 17842.1271 | 4.0002e-06 | 58.6896 | 4.0002e-06
1.784212709926679e+004 | 6.8121e-08 | 17842.1271 | 1.784212709926679e+004 | 7.4234e-07 |  | 1.784212709926679e+004 | 1.48e-06 |  | 1.784212709926679e+004 | 1.2822e-06 |  | 17854.4986 | 4.0002e-06 | 58.722 | 4.0002e-06
1.785449860650318e+004 | 6.8083e-08 | 17854.4986 | 1.785449860650318e+004 | 7.4159e-07 |  | 1.785449860650318e+004 | 1.4785e-06 |  | 1.785449860650318e+004 | 1.2809e-06 |  | 17866.8787 | 4.0002e-06 | 58.7545 | 4.0002e-06
1.786687869198760e+004 | 6.8045e-08 | 17866.8787 | 1.786687869198760e+004 | 7.4083e-07 |  | 1.786687869198760e+004 | 1.477e-06 |  | 1.786687869198760e+004 | 1.2796e-06 |  | 17879.2674 | 4.0002e-06 | 58.787 | 4.0002e-06
1.787926736166807e+004 | 6.8008e-08 | 17879.2674 | 1.787926736166807e+004 | 7.4008e-07 |  | 1.787926736166807e+004 | 1.4755e-06 |  | 1.787926736166807e+004 | 1.2783e-06 |  | 17891.6646 | 4.0002e-06 | 58.8196 | 4.0002e-06
1.789166462149678e+004 | 6.797e-08 | 17891.6646 | 1.789166462149678e+004 | 7.3932e-07 |  | 1.789166462149678e+004 | 1.474e-06 |  | 1.789166462149678e+004 | 1.277e-06 |  | 17904.0705 | 4.0002e-06 | 58.8521 | 4.0002e-06
1.790407047743003e+004 | 6.7933e-08 | 17904.0705 | 1.790407047743003e+004 | 7.3857e-07 |  | 1.790407047743003e+004 | 1.4725e-06 |  | 1.790407047743003e+004 | 1.2757e-06 |  | 17916.4849 | 4.0002e-06 | 58.8847 | 4.0002e-06
1.791648493542823e+004 | 6.7895e-08 | 17916.4849 | 1.791648493542823e+004 | 7.3782e-07 |  | 1.791648493542823e+004 | 1.471e-06 |  | 1.791648493542823e+004 | 1.2744e-06 |  | 17928.908 | 4.0002e-06 | 58.9173 | 4.0002e-06
1.792890800145597e+004 | 6.7857e-08 | 17928.908 | 1.792890800145597e+004 | 7.3706e-07 |  | 1.792890800145597e+004 | 1.4695e-06 |  | 1.792890800145597e+004 | 1.2731e-06 |  | 17941.3397 | 4.0002e-06 | 58.95 | 4.0002e-06
1.794133968148195e+004 | 6.782e-08 | 17941.3397 | 1.794133968148195e+004 | 7.3631e-07 |  | 1.794133968148195e+004 | 1.468e-06 |  | 1.794133968148195e+004 | 1.2718e-06 |  | 17953.78 | 4.0002e-06 | 58.9826 | 4.0002e-06
1.795377998147898e+004 | 6.7782e-08 | 17953.78 | 1.795377998147898e+004 | 7.3556e-07 |  | 1.795377998147898e+004 | 1.4665e-06 |  | 1.795377998147898e+004 | 1.2705e-06 |  | 17966.2289 | 4.0002e-06 | 59.0153 | 4.0002e-06
1.796622890742407e+004 | 6.7745e-08 | 17966.2289 | 1.796622890742407e+004 | 7.3481e-07 |  | 1.796622890742407e+004 | 1.465e-06 |  | 1.796622890742407e+004 | 1.2692e-06 |  | 17978.6865 | 4.0002e-06 | 59.048 | 4.0002e-06
1.797868646529834e+004 | 6.7707e-08 | 17978.6865 | 1.797868646529834e+004 | 7.3406e-07 |  | 1.797868646529834e+004 | 1.4635e-06 |  | 1.797868646529834e+004 | 1.2679e-06 |  | 17991.1527 | 4.0002e-06 | 59.0808 | 4.0002e-06
1.799115266108704e+004 | 6.767e-08 | 17991.1527 | 1.799115266108704e+004 | 7.3331e-07 |  | 1.799115266108704e+004 | 1.462e-06 |  | 1.799115266108704e+004 | 1.2666e-06 |  | 18003.6275 | 4.0002e-06 | 59.1135 | 4.0002e-06
1.800362750077961e+004 | 6.7632e-08 | 18003.6275 | 1.800362750077961e+004 | 7.3256e-07 |  | 1.800362750077961e+004 | 1.4605e-06 |  | 1.800362750077961e+004 | 1.2653e-06 |  | 18016.111 | 4.0002e-06 | 59.1463 | 4.0002e-06
1.801611099036963e+004 | 6.7595e-08 | 18016.111 | 1.801611099036963e+004 | 7.3181e-07 |  | 1.801611099036963e+004 | 1.459e-06 |  | 1.801611099036963e+004 | 1.264e-06 |  | 18028.6031 | 4.0002e-06 | 59.1792 | 4.0002e-06
1.802860313585481e+004 | 6.7557e-08 | 18028.6031 | 1.802860313585481e+004 | 7.3106e-07 |  | 1.802860313585481e+004 | 1.4575e-06 |  | 1.802860313585481e+004 | 1.2627e-06 |  | 18041.1039 | 4.0002e-06 | 59.212 | 4.0002e-06
1.804110394323705e+004 | 6.752e-08 | 18041.1039 | 1.804110394323705e+004 | 7.3031e-07 |  | 1.804110394323705e+004 | 1.456e-06 |  | 1.804110394323705e+004 | 1.2614e-06 |  | 18053.6134 | 4.0002e-06 | 59.2449 | 4.0002e-06
1.805361341852241e+004 | 6.7482e-08 | 18053.6134 | 1.805361341852241e+004 | 7.2957e-07 |  | 1.805361341852241e+004 | 1.4545e-06 |  | 1.805361341852241e+004 | 1.2601e-06 |  | 18066.1316 | 4.0002e-06 | 59.2778 | 4.0002e-06
1.806613156772109e+004 | 6.7445e-08 | 18066.1316 | 1.806613156772109e+004 | 7.2882e-07 |  | 1.806613156772109e+004 | 1.453e-06 |  | 1.806613156772109e+004 | 1.2588e-06 |  | 18078.6584 | 4.0002e-06 | 59.3107 | 4.0002e-06
1.807865839684748e+004 | 6.7407e-08 | 18078.6584 | 1.807865839684748e+004 | 7.2807e-07 |  | 1.807865839684748e+004 | 1.4515e-06 |  | 1.807865839684748e+004 | 1.2575e-06 |  | 18091.1939 | 4.0002e-06 | 59.3436 | 4.0002e-06
1.809119391192013e+004 | 6.737e-08 | 18091.1939 | 1.809119391192013e+004 | 7.2733e-07 |  | 1.809119391192013e+004 | 1.45e-06 |  | 1.809119391192013e+004 | 1.2562e-06 |  | 18103.7381 | 4.0002e-06 | 59.3766 | 4.0002e-06
1.810373811896177e+004 | 6.7332e-08 | 18103.7381 | 1.810373811896177e+004 | 7.2658e-07 |  | 1.810373811896177e+004 | 1.4485e-06 |  | 1.810373811896177e+004 | 1.2549e-06 |  | 18116.291 | 4.0002e-06 | 59.4096 | 4.0002e-06
1.811629102399930e+004 | 6.7295e-08 | 18116.291 | 1.811629102399930e+004 | 7.2584e-07 |  | 1.811629102399930e+004 | 1.447e-06 |  | 1.811629102399930e+004 | 1.2536e-06 |  | 18128.8526 | 4.0002e-06 | 59.4426 | 4.0002e-06
1.812885263306381e+004 | 6.7258e-08 | 18128.8526 | 1.812885263306381e+004 | 7.2509e-07 |  | 1.812885263306381e+004 | 1.4455e-06 |  | 1.812885263306381e+004 | 1.2523e-06 |  | 18141.423 | 4.0002e-06 | 59.4756 | 4.0002e-06
1.814142295219054e+004 | 6.722e-08 | 18141.423 | 1.814142295219054e+004 | 7.2435e-07 |  | 1.814142295219054e+004 | 1.4441e-06 |  | 1.814142295219054e+004 | 1.251e-06 |  | 18154.002 | 4.0002e-06 | 59.5087 | 4.0002e-06
1.815400198741896e+004 | 6.7183e-08 | 18154.002 | 1.815400198741896e+004 | 7.236e-07 |  | 1.815400198741896e+004 | 1.4426e-06 |  | 1.815400198741896e+004 | 1.2498e-06 |  | 18166.5897 | 4.0002e-06 | 59.5418 | 4.0002e-06
1.816658974479271e+004 | 6.7145e-08 | 18166.5897 | 1.816658974479271e+004 | 7.2286e-07 |  | 1.816658974479271e+004 | 1.4411e-06 |  | 1.816658974479271e+004 | 1.2485e-06 |  | 18179.1862 | 4.0002e-06 | 59.5749 | 4.0002e-06
1.817918623035959e+004 | 6.7108e-08 | 18179.1862 | 1.817918623035959e+004 | 7.2212e-07 |  | 1.817918623035959e+004 | 1.4396e-06 |  | 1.817918623035959e+004 | 1.2472e-06 |  | 18191.7915 | 4.0002e-06 | 59.6081 | 4.0002e-06
1.819179145017164e+004 | 6.7071e-08 | 18191.7915 | 1.819179145017164e+004 | 7.2138e-07 |  | 1.819179145017164e+004 | 1.4381e-06 |  | 1.819179145017164e+004 | 1.2459e-06 |  | 18204.4054 | 4.0002e-06 | 59.6413 | 4.0002e-06
1.820440541028507e+004 | 6.7033e-08 | 18204.4054 | 1.820440541028507e+004 | 7.2063e-07 |  | 1.820440541028507e+004 | 1.4366e-06 |  | 1.820440541028507e+004 | 1.2446e-06 |  | 18217.0281 | 4.0002e-06 | 59.6745 | 4.0002e-06
1.821702811676030e+004 | 6.6996e-08 | 18217.0281 | 1.821702811676030e+004 | 7.1989e-07 |  | 1.821702811676030e+004 | 1.4352e-06 |  | 1.821702811676030e+004 | 1.2433e-06 |  | 18229.6596 | 4.0002e-06 | 59.7077 | 4.0002e-06
1.822965957566194e+004 | 6.6959e-08 | 18229.6596 | 1.822965957566194e+004 | 7.1915e-07 |  | 1.822965957566194e+004 | 1.4337e-06 |  | 1.822965957566194e+004 | 1.242e-06 |  | 18242.2998 | 4.0002e-06 | 59.7409 | 4.0002e-06
1.824229979305881e+004 | 6.6922e-08 | 18242.2998 | 1.824229979305881e+004 | 7.1841e-07 |  | 1.824229979305881e+004 | 1.4322e-06 |  | 1.824229979305881e+004 | 1.2408e-06 |  | 18254.9488 | 4.0002e-06 | 59.7742 | 4.0002e-06
1.825494877502396e+004 | 6.6884e-08 | 18254.9488 | 1.825494877502396e+004 | 7.1767e-07 |  | 1.825494877502396e+004 | 1.4307e-06 |  | 1.825494877502396e+004 | 1.2395e-06 |  | 18267.6065 | 4.0002e-06 | 59.8075 | 4.0002e-06
1.826760652763461e+004 | 6.6847e-08 | 18267.6065 | 1.826760652763461e+004 | 7.1694e-07 |  | 1.826760652763461e+004 | 1.4292e-06 |  | 1.826760652763461e+004 | 1.2382e-06 |  | 18280.2731 | 4.0002e-06 | 59.8408 | 4.0002e-06
1.828027305697223e+004 | 6.681e-08 | 18280.2731 | 1.828027305697223e+004 | 7.162e-07 |  | 1.828027305697223e+004 | 1.4278e-06 |  | 1.828027305697223e+004 | 1.2369e-06 |  | 18292.9484 | 4.0002e-06 | 59.8742 | 4.0002e-06
1.829294836912249e+004 | 6.6773e-08 | 18292.9484 | 1.829294836912249e+004 | 7.1546e-07 |  | 1.829294836912249e+004 | 1.4263e-06 |  | 1.829294836912249e+004 | 1.2356e-06 |  | 18305.6325 | 4.0002e-06 | 59.9076 | 4.0002e-06
1.830563247017527e+004 | 6.6735e-08 | 18305.6325 | 1.830563247017527e+004 | 7.1472e-07 |  | 1.830563247017527e+004 | 1.4248e-06 |  | 1.830563247017527e+004 | 1.2344e-06 |  | 18318.3254 | 4.0002e-06 | 59.941 | 4.0002e-06
1.831832536622470e+004 | 6.6698e-08 | 18318.3254 | 1.831832536622470e+004 | 7.1398e-07 |  | 1.831832536622470e+004 | 1.4233e-06 |  | 1.831832536622470e+004 | 1.2331e-06 |  | 18331.0271 | 4.0002e-06 | 59.9744 | 4.0002e-06
1.833102706336911e+004 | 6.6661e-08 | 18331.0271 | 1.833102706336911e+004 | 7.1325e-07 |  | 1.833102706336911e+004 | 1.4219e-06 |  | 1.833102706336911e+004 | 1.2318e-06 |  | 18343.7376 | 4.0002e-06 | 60.0079 | 4.0002e-06
1.834373756771108e+004 | 6.6624e-08 | 18343.7376 | 1.834373756771108e+004 | 7.1251e-07 |  | 1.834373756771108e+004 | 1.4204e-06 |  | 1.834373756771108e+004 | 1.2305e-06 |  | 18356.4569 | 4.0002e-06 | 60.0414 | 4.0002e-06
1.835645688535740e+004 | 6.6587e-08 | 18356.4569 | 1.835645688535740e+004 | 7.1178e-07 |  | 1.835645688535740e+004 | 1.4189e-06 |  | 1.835645688535740e+004 | 1.2293e-06 |  | 18369.185 | 4.0002e-06 | 60.0749 | 4.0002e-06
1.836918502241911e+004 | 6.655e-08 | 18369.185 | 1.836918502241911e+004 | 7.1104e-07 |  | 1.836918502241911e+004 | 1.4175e-06 |  | 1.836918502241911e+004 | 1.228e-06 |  | 18381.922 | 4.0002e-06 | 60.1084 | 4.0002e-06
1.838192198501148e+004 | 6.6512e-08 | 18381.922 | 1.838192198501148e+004 | 7.1031e-07 |  | 1.838192198501148e+004 | 1.416e-06 |  | 1.838192198501148e+004 | 1.2267e-06 |  | 18394.6678 | 4.0002e-06 | 60.142 | 4.0002e-06
1.839466777925402e+004 | 6.6475e-08 | 18394.6678 | 1.839466777925402e+004 | 7.0957e-07 |  | 1.839466777925402e+004 | 1.4145e-06 |  | 1.839466777925402e+004 | 1.2255e-06 |  | 18407.4224 | 4.0002e-06 | 60.1756 | 4.0002e-06
1.840742241127049e+004 | 6.6438e-08 | 18407.4224 | 1.840742241127049e+004 | 7.0884e-07 |  | 1.840742241127049e+004 | 1.4131e-06 |  | 1.840742241127049e+004 | 1.2242e-06 |  | 18420.1859 | 4.0002e-06 | 60.2092 | 4.0002e-06
1.842018588718889e+004 | 6.6401e-08 | 18420.1859 | 1.842018588718889e+004 | 7.0811e-07 |  | 1.842018588718889e+004 | 1.4116e-06 |  | 1.842018588718889e+004 | 1.2229e-06 |  | 18432.9582 | 4.0002e-06 | 60.2428 | 4.0002e-06
1.843295821314147e+004 | 6.6364e-08 | 18432.9582 | 1.843295821314147e+004 | 7.0738e-07 |  | 1.843295821314147e+004 | 1.4101e-06 |  | 1.843295821314147e+004 | 1.2217e-06 |  | 18445.7394 | 4.0002e-06 | 60.2765 | 4.0002e-06
1.844573939526474e+004 | 6.6327e-08 | 18445.7394 | 1.844573939526474e+004 | 7.0664e-07 |  | 1.844573939526474e+004 | 1.4087e-06 |  | 1.844573939526474e+004 | 1.2204e-06 |  | 18458.5294 | 4.0002e-06 | 60.3102 | 4.0002e-06
1.845852943969944e+004 | 6.629e-08 | 18458.5294 | 1.845852943969944e+004 | 7.0591e-07 |  | 1.845852943969944e+004 | 1.4072e-06 |  | 1.845852943969944e+004 | 1.2191e-06 |  | 18471.3284 | 4.0002e-06 | 60.3439 | 4.0002e-06
1.847132835259060e+004 | 6.6253e-08 | 18471.3284 | 1.847132835259060e+004 | 7.0518e-07 |  | 1.847132835259060e+004 | 1.4057e-06 |  | 1.847132835259060e+004 | 1.2179e-06 |  | 18484.1361 | 4.0002e-06 | 60.3776 | 4.0002e-06
1.848413614008750e+004 | 6.6216e-08 | 18484.1361 | 1.848413614008750e+004 | 7.0445e-07 |  | 1.848413614008750e+004 | 1.4043e-06 |  | 1.848413614008750e+004 | 1.2166e-06 |  | 18496.9528 | 4.0002e-06 | 60.4114 | 4.0002e-06
1.849695280834367e+004 | 6.6179e-08 | 18496.9528 | 1.849695280834367e+004 | 7.0372e-07 |  | 1.849695280834367e+004 | 1.4028e-06 |  | 1.849695280834367e+004 | 1.2153e-06 |  | 18509.7784 | 4.0002e-06 | 60.4452 | 4.0002e-06
1.850977836351692e+004 | 6.6142e-08 | 18509.7784 | 1.850977836351692e+004 | 7.0299e-07 |  | 1.850977836351692e+004 | 1.4014e-06 |  | 1.850977836351692e+004 | 1.2141e-06 |  | 18522.6128 | 4.0002e-06 | 60.479 | 4.0002e-06
1.852261281176933e+004 | 6.6105e-08 | 18522.6128 | 1.852261281176933e+004 | 7.0226e-07 |  | 1.852261281176933e+004 | 1.3999e-06 |  | 1.852261281176933e+004 | 1.2128e-06 |  | 18535.4562 | 4.0002e-06 | 60.5129 | 4.0002e-06
1.853545615926725e+004 | 6.6068e-08 | 18535.4562 | 1.853545615926725e+004 | 7.0154e-07 |  | 1.853545615926725e+004 | 1.3985e-06 |  | 1.853545615926725e+004 | 1.2115e-06 |  | 18548.3084 | 4.0002e-06 | 60.5467 | 4.0002e-06
1.854830841218130e+004 | 6.6031e-08 | 18548.3084 | 1.854830841218130e+004 | 7.0081e-07 |  | 1.854830841218130e+004 | 1.397e-06 |  | 1.854830841218130e+004 | 1.2103e-06 |  | 18561.1696 | 4.0002e-06 | 60.5806 | 4.0002e-06
1.856116957668638e+004 | 6.5994e-08 | 18561.1696 | 1.856116957668638e+004 | 7.0008e-07 |  | 1.856116957668638e+004 | 1.3955e-06 |  | 1.856116957668638e+004 | 1.209e-06 |  | 18574.0397 | 4.0002e-06 | 60.6145 | 4.0002e-06
1.857403965896169e+004 | 6.5957e-08 | 18574.0397 | 1.857403965896169e+004 | 6.9936e-07 |  | 1.857403965896169e+004 | 1.3941e-06 |  | 1.857403965896169e+004 | 1.2078e-06 |  | 18586.9187 | 4.0002e-06 | 60.6485 | 4.0002e-06
1.858691866519069e+004 | 6.592e-08 | 18586.9187 | 1.858691866519069e+004 | 6.9863e-07 |  | 1.858691866519069e+004 | 1.3926e-06 |  | 1.858691866519069e+004 | 1.2065e-06 |  | 18599.8066 | 4.0002e-06 | 60.6825 | 4.0002e-06
1.859980660156114e+004 | 6.5883e-08 | 18599.8066 | 1.859980660156114e+004 | 6.979e-07 |  | 1.859980660156114e+004 | 1.3912e-06 |  | 1.859980660156114e+004 | 1.2052e-06 |  | 18612.7035 | 4.0002e-06 | 60.7165 | 4.0002e-06
1.861270347426509e+004 | 6.5846e-08 | 18612.7035 | 1.861270347426509e+004 | 6.9718e-07 |  | 1.861270347426509e+004 | 1.3897e-06 |  | 1.861270347426509e+004 | 1.204e-06 |  | 18625.6093 | 4.0002e-06 | 60.7505 | 4.0002e-06
1.862560928949887e+004 | 6.5809e-08 | 18625.6093 | 1.862560928949887e+004 | 6.9645e-07 |  | 1.862560928949887e+004 | 1.3883e-06 |  | 1.862560928949887e+004 | 1.2027e-06 |  | 18638.5241 | 4.0002e-06 | 60.7845 | 4.0002e-06
1.863852405346314e+004 | 6.5772e-08 | 18638.5241 | 1.863852405346314e+004 | 6.9573e-07 |  | 1.863852405346314e+004 | 1.3868e-06 |  | 1.863852405346314e+004 | 1.2015e-06 |  | 18651.4478 | 4.0002e-06 | 60.8186 | 4.0002e-06
1.865144777236282e+004 | 6.5735e-08 | 18651.4478 | 1.865144777236282e+004 | 6.9501e-07 |  | 1.865144777236282e+004 | 1.3854e-06 |  | 1.865144777236282e+004 | 1.2002e-06 |  | 18664.3805 | 4.0002e-06 | 60.8527 | 4.0002e-06
1.866438045240715e+004 | 6.5699e-08 | 18664.3805 | 1.866438045240715e+004 | 6.9428e-07 |  | 1.866438045240715e+004 | 1.3839e-06 |  | 1.866438045240715e+004 | 1.199e-06 |  | 18677.3221 | 4.0002e-06 | 60.8868 | 4.0002e-06
1.867732209980968e+004 | 6.5662e-08 | 18677.3221 | 1.867732209980968e+004 | 6.9356e-07 |  | 1.867732209980968e+004 | 1.3825e-06 |  | 1.867732209980968e+004 | 1.1977e-06 |  | 18690.2727 | 4.0002e-06 | 60.921 | 4.0002e-06
1.869027272078827e+004 | 6.5625e-08 | 18690.2727 | 1.869027272078827e+004 | 6.9284e-07 |  | 1.869027272078827e+004 | 1.3811e-06 |  | 1.869027272078827e+004 | 1.1965e-06 |  | 18703.2323 | 4.0002e-06 | 60.9552 | 4.0002e-06
1.870323232156508e+004 | 6.5588e-08 | 18703.2323 | 1.870323232156508e+004 | 6.9212e-07 |  | 1.870323232156508e+004 | 1.3796e-06 |  | 1.870323232156508e+004 | 1.1952e-06 |  | 18716.2009 | 4.0002e-06 | 60.9894 | 4.0002e-06
1.871620090836658e+004 | 6.5551e-08 | 18716.2009 | 1.871620090836658e+004 | 6.914e-07 |  | 1.871620090836658e+004 | 1.3782e-06 |  | 1.871620090836658e+004 | 1.194e-06 |  | 18729.1785 | 4.0002e-06 | 61.0236 | 4.0002e-06
1.872917848742359e+004 | 6.5515e-08 | 18729.1785 | 1.872917848742359e+004 | 6.9068e-07 |  | 1.872917848742359e+004 | 1.3767e-06 |  | 1.872917848742359e+004 | 1.1927e-06 |  | 18742.1651 | 4.0002e-06 | 61.0579 | 4.0002e-06
1.874216506497120e+004 | 6.5478e-08 | 18742.1651 | 1.874216506497120e+004 | 6.8996e-07 |  | 1.874216506497120e+004 | 1.3753e-06 |  | 1.874216506497120e+004 | 1.1915e-06 |  | 18755.1606 | 4.0002e-06 | 61.0922 | 4.0002e-06
1.875516064724887e+004 | 6.5441e-08 | 18755.1606 | 1.875516064724887e+004 | 6.8924e-07 |  | 1.875516064724887e+004 | 1.3739e-06 |  | 1.875516064724887e+004 | 1.1902e-06 |  | 18768.1652 | 4.0002e-06 | 61.1265 | 4.0002e-06
1.876816524050036e+004 | 6.5404e-08 | 18768.1652 | 1.876816524050036e+004 | 6.8852e-07 |  | 1.876816524050036e+004 | 1.3724e-06 |  | 1.876816524050036e+004 | 1.189e-06 |  | 18781.1789 | 4.0002e-06 | 61.1608 | 4.0002e-06
1.878117885097376e+004 | 6.5368e-08 | 18781.1789 | 1.878117885097376e+004 | 6.878e-07 |  | 1.878117885097376e+004 | 1.371e-06 |  | 1.878117885097376e+004 | 1.1877e-06 |  | 18794.2015 | 4.0002e-06 | 61.1952 | 4.0002e-06
1.879420148492151e+004 | 6.5331e-08 | 18794.2015 | 1.879420148492151e+004 | 6.8708e-07 |  | 1.879420148492151e+004 | 1.3695e-06 |  | 1.879420148492151e+004 | 1.1865e-06 |  | 18807.2331 | 4.0002e-06 | 61.2296 | 4.0002e-06
1.880723314860037e+004 | 6.5294e-08 | 18807.2331 | 1.880723314860037e+004 | 6.8636e-07 |  | 1.880723314860037e+004 | 1.3681e-06 |  | 1.880723314860037e+004 | 1.1853e-06 |  | 18820.2738 | 4.0002e-06 | 61.264 | 4.0002e-06
1.882027384827144e+004 | 6.5257e-08 | 18820.2738 | 1.882027384827144e+004 | 6.8565e-07 |  | 1.882027384827144e+004 | 1.3667e-06 |  | 1.882027384827144e+004 | 1.184e-06 |  | 18833.3236 | 4.0002e-06 | 61.2985 | 4.0002e-06
1.883332359020017e+004 | 6.5221e-08 | 18833.3236 | 1.883332359020017e+004 | 6.8493e-07 |  | 1.883332359020017e+004 | 1.3652e-06 |  | 1.883332359020017e+004 | 1.1828e-06 |  | 18846.3824 | 4.0002e-06 | 61.3329 | 4.0002e-06
1.884638238065633e+004 | 6.5184e-08 | 18846.3824 | 1.884638238065633e+004 | 6.8421e-07 |  | 1.884638238065633e+004 | 1.3638e-06 |  | 1.884638238065633e+004 | 1.1815e-06 |  | 18859.4502 | 4.0002e-06 | 61.3674 | 4.0002e-06
1.885945022591408e+004 | 6.5147e-08 | 18859.4502 | 1.885945022591408e+004 | 6.835e-07 |  | 1.885945022591408e+004 | 1.3624e-06 |  | 1.885945022591408e+004 | 1.1803e-06 |  | 18872.5271 | 4.0002e-06 | 61.4019 | 4.0002e-06
1.887252713225189e+004 | 6.5111e-08 | 18872.5271 | 1.887252713225189e+004 | 6.8278e-07 |  | 1.887252713225189e+004 | 1.361e-06 |  | 1.887252713225189e+004 | 1.1791e-06 |  | 18885.6131 | 4.0002e-06 | 61.4365 | 4.0002e-06
1.888561310595261e+004 | 6.5074e-08 | 18885.6131 | 1.888561310595261e+004 | 6.8207e-07 |  | 1.888561310595261e+004 | 1.3595e-06 |  | 1.888561310595261e+004 | 1.1778e-06 |  | 18898.7082 | 4.0002e-06 | 61.4711 | 4.0002e-06
1.889870815330343e+004 | 6.5038e-08 | 18898.7082 | 1.889870815330343e+004 | 6.8136e-07 |  | 1.889870815330343e+004 | 1.3581e-06 |  | 1.889870815330343e+004 | 1.1766e-06 |  | 18911.8123 | 4.0002e-06 | 61.5057 | 4.0002e-06
1.891181228059590e+004 | 6.5001e-08 | 18911.8123 | 1.891181228059590e+004 | 6.8064e-07 |  | 1.891181228059590e+004 | 1.3567e-06 |  | 1.891181228059590e+004 | 1.1754e-06 |  | 18924.9255 | 4.0002e-06 | 61.5403 | 4.0002e-06
1.892492549412594e+004 | 6.4964e-08 | 18924.9255 | 1.892492549412594e+004 | 6.7993e-07 |  | 1.892492549412594e+004 | 1.3552e-06 |  | 1.892492549412594e+004 | 1.1741e-06 |  | 18938.0478 | 4.0002e-06 | 61.5749 | 4.0002e-06
1.893804780019384e+004 | 6.4928e-08 | 18938.0478 | 1.893804780019384e+004 | 6.7922e-07 |  | 1.893804780019384e+004 | 1.3538e-06 |  | 1.893804780019384e+004 | 1.1729e-06 |  | 18951.1792 | 4.0002e-06 | 61.6096 | 4.0002e-06
1.895117920510425e+004 | 6.4891e-08 | 18951.1792 | 1.895117920510425e+004 | 6.7851e-07 |  | 1.895117920510425e+004 | 1.3524e-06 |  | 1.895117920510425e+004 | 1.1717e-06 |  | 18964.3197 | 4.0002e-06 | 61.6443 | 4.0002e-06
1.896431971516618e+004 | 6.4855e-08 | 18964.3197 | 1.896431971516618e+004 | 6.7779e-07 |  | 1.896431971516618e+004 | 1.351e-06 |  | 1.896431971516618e+004 | 1.1704e-06 |  | 18977.4693 | 4.0002e-06 | 61.6791 | 4.0002e-06
1.897746933669305e+004 | 6.4818e-08 | 18977.4693 | 1.897746933669305e+004 | 6.7708e-07 |  | 1.897746933669305e+004 | 1.3496e-06 |  | 1.897746933669305e+004 | 1.1692e-06 |  | 18990.6281 | 4.0002e-06 | 61.7138 | 4.0002e-06
1.899062807600262e+004 | 6.4782e-08 | 18990.6281 | 1.899062807600262e+004 | 6.7637e-07 |  | 1.899062807600262e+004 | 1.3481e-06 |  | 1.899062807600262e+004 | 1.168e-06 |  | 19003.7959 | 4.0002e-06 | 61.7486 | 4.0002e-06
1.900379593941706e+004 | 6.4745e-08 | 19003.7959 | 1.900379593941706e+004 | 6.7566e-07 |  | 1.900379593941706e+004 | 1.3467e-06 |  | 1.900379593941706e+004 | 1.1667e-06 |  | 19016.9729 | 4.0002e-06 | 61.7834 | 4.0002e-06
1.901697293326289e+004 | 6.4709e-08 | 19016.9729 | 1.901697293326289e+004 | 6.7495e-07 |  | 1.901697293326289e+004 | 1.3453e-06 |  | 1.901697293326289e+004 | 1.1655e-06 |  | 19030.1591 | 4.0002e-06 | 61.8183 | 4.0002e-06
1.903015906387105e+004 | 6.4672e-08 | 19030.1591 | 1.903015906387105e+004 | 6.7425e-07 |  | 1.903015906387105e+004 | 1.3439e-06 |  | 1.903015906387105e+004 | 1.1643e-06 |  | 19043.3543 | 4.0002e-06 | 61.8531 | 4.0002e-06
1.904335433757685e+004 | 6.4636e-08 | 19043.3543 | 1.904335433757685e+004 | 6.7354e-07 |  | 1.904335433757685e+004 | 1.3425e-06 |  | 1.904335433757685e+004 | 1.1631e-06 |  | 19056.5588 | 4.0002e-06 | 61.888 | 4.0002e-06
1.905655876072001e+004 | 6.4599e-08 | 19056.5588 | 1.905655876072001e+004 | 6.7283e-07 |  | 1.905655876072001e+004 | 1.3411e-06 |  | 1.905655876072001e+004 | 1.1618e-06 |  | 19069.7723 | 4.0002e-06 | 61.9229 | 4.0002e-06
1.906977233964462e+004 | 6.4563e-08 | 19069.7723 | 1.906977233964462e+004 | 6.7212e-07 |  | 1.906977233964462e+004 | 1.3396e-06 |  | 1.906977233964462e+004 | 1.1606e-06 |  | 19082.9951 | 4.0002e-06 | 61.9579 | 4.0002e-06
1.908299508069920e+004 | 6.4526e-08 | 19082.9951 | 1.908299508069920e+004 | 6.7142e-07 |  | 1.908299508069920e+004 | 1.3382e-06 |  | 1.908299508069920e+004 | 1.1594e-06 |  | 19096.227 | 4.0002e-06 | 61.9928 | 4.0002e-06
1.909622699023664e+004 | 6.449e-08 | 19096.227 | 1.909622699023664e+004 | 6.7071e-07 |  | 1.909622699023664e+004 | 1.3368e-06 |  | 1.909622699023664e+004 | 1.1582e-06 |  | 19109.4681 | 4.0002e-06 | 62.0278 | 4.0002e-06
1.910946807461427e+004 | 6.4454e-08 | 19109.4681 | 1.910946807461427e+004 | 6.7001e-07 |  | 1.910946807461427e+004 | 1.3354e-06 |  | 1.910946807461427e+004 | 1.1569e-06 |  | 19122.7183 | 4.0002e-06 | 62.0629 | 4.0002e-06
1.912271834019379e+004 | 6.4417e-08 | 19122.7183 | 1.912271834019379e+004 | 6.693e-07 |  | 1.912271834019379e+004 | 1.334e-06 |  | 1.912271834019379e+004 | 1.1557e-06 |  | 19135.9778 | 4.0002e-06 | 62.0979 | 4.0002e-06
1.913597779334134e+004 | 6.4381e-08 | 19135.9778 | 1.913597779334134e+004 | 6.686e-07 |  | 1.913597779334134e+004 | 1.3326e-06 |  | 1.913597779334134e+004 | 1.1545e-06 |  | 19149.2464 | 4.0002e-06 | 62.133 | 4.0002e-06
1.914924644042747e+004 | 6.4345e-08 | 19149.2464 | 1.914924644042747e+004 | 6.6789e-07 |  | 1.914924644042747e+004 | 1.3312e-06 |  | 1.914924644042747e+004 | 1.1533e-06 |  | 19162.5243 | 4.0002e-06 | 62.1681 | 4.0002e-06
1.916252428782712e+004 | 6.4308e-08 | 19162.5243 | 1.916252428782712e+004 | 6.6719e-07 |  | 1.916252428782712e+004 | 1.3298e-06 |  | 1.916252428782712e+004 | 1.1521e-06 |  | 19175.8113 | 4.0002e-06 | 62.2032 | 4.0002e-06
1.917581134191970e+004 | 6.4272e-08 | 19175.8113 | 1.917581134191970e+004 | 6.6649e-07 |  | 1.917581134191970e+004 | 1.3284e-06 |  | 1.917581134191970e+004 | 1.1508e-06 |  | 19189.1076 | 4.0002e-06 | 62.2384 | 4.0002e-06
1.918910760908900e+004 | 6.4236e-08 | 19189.1076 | 1.918910760908900e+004 | 6.6578e-07 |  | 1.918910760908900e+004 | 1.327e-06 |  | 1.918910760908900e+004 | 1.1496e-06 |  | 19202.4131 | 4.0002e-06 | 62.2736 | 4.0002e-06
1.920241309572325e+004 | 6.4199e-08 | 19202.4131 | 1.920241309572325e+004 | 6.6508e-07 |  | 1.920241309572325e+004 | 1.3256e-06 |  | 1.920241309572325e+004 | 1.1484e-06 |  | 19215.7278 | 4.0002e-06 | 62.3088 | 4.0002e-06
1.921572780821512e+004 | 6.4163e-08 | 19215.7278 | 1.921572780821512e+004 | 6.6438e-07 |  | 1.921572780821512e+004 | 1.3242e-06 |  | 1.921572780821512e+004 | 1.1472e-06 |  | 19229.0518 | 4.0002e-06 | 62.344 | 4.0002e-06
1.922905175296170e+004 | 6.4127e-08 | 19229.0518 | 1.922905175296170e+004 | 6.6368e-07 |  | 1.922905175296170e+004 | 1.3228e-06 |  | 1.922905175296170e+004 | 1.146e-06 |  | 19242.3849 | 4.0002e-06 | 62.3793 | 4.0002e-06
1.924238493636452e+004 | 6.409e-08 | 19242.3849 | 1.924238493636452e+004 | 6.6298e-07 |  | 1.924238493636452e+004 | 1.3214e-06 |  | 1.924238493636452e+004 | 1.1448e-06 |  | 19255.7274 | 4.0002e-06 | 62.4146 | 4.0002e-06
1.925572736482954e+004 | 6.4054e-08 | 19255.7274 | 1.925572736482954e+004 | 6.6228e-07 |  | 1.925572736482954e+004 | 1.32e-06 |  | 1.925572736482954e+004 | 1.1436e-06 |  | 19269.079 | 4.0002e-06 | 62.4499 | 4.0002e-06
1.926907904476719e+004 | 6.4018e-08 | 19269.079 | 1.926907904476719e+004 | 6.6158e-07 |  | 1.926907904476719e+004 | 1.3186e-06 |  | 1.926907904476719e+004 | 1.1423e-06 |  | 19282.44 | 4.0002e-06 | 62.4852 | 4.0002e-06
1.928243998259230e+004 | 6.3982e-08 | 19282.44 | 1.928243998259230e+004 | 6.6088e-07 |  | 1.928243998259230e+004 | 1.3172e-06 |  | 1.928243998259230e+004 | 1.1411e-06 |  | 19295.8102 | 4.0002e-06 | 62.5206 | 4.0002e-06
1.929581018472420e+004 | 6.3946e-08 | 19295.8102 | 1.929581018472420e+004 | 6.6018e-07 |  | 1.929581018472420e+004 | 1.3158e-06 |  | 1.929581018472420e+004 | 1.1399e-06 |  | 19309.1897 | 4.0002e-06 | 62.556 | 4.0002e-06
1.930918965758662e+004 | 6.3909e-08 | 19309.1897 | 1.930918965758662e+004 | 6.5948e-07 |  | 1.930918965758662e+004 | 1.3144e-06 |  | 1.930918965758662e+004 | 1.1387e-06 |  | 19322.5784 | 4.0002e-06 | 62.5914 | 4.0002e-06
1.932257840760778e+004 | 6.3873e-08 | 19322.5784 | 1.932257840760778e+004 | 6.5879e-07 |  | 1.932257840760778e+004 | 1.313e-06 |  | 1.932257840760778e+004 | 1.1375e-06 |  | 19335.9764 | 4.0002e-06 | 62.6268 | 4.0002e-06
1.933597644122035e+004 | 6.3837e-08 | 19335.9764 | 1.933597644122035e+004 | 6.5809e-07 |  | 1.933597644122035e+004 | 1.3116e-06 |  | 1.933597644122035e+004 | 1.1363e-06 |  | 19349.3838 | 4.0002e-06 | 62.6623 | 4.0002e-06
1.934938376486145e+004 | 6.3801e-08 | 19349.3838 | 1.934938376486145e+004 | 6.5739e-07 |  | 1.934938376486145e+004 | 1.3102e-06 |  | 1.934938376486145e+004 | 1.1351e-06 |  | 19362.8004 | 4.0002e-06 | 62.6978 | 4.0002e-06
1.936280038497266e+004 | 6.3765e-08 | 19362.8004 | 1.936280038497266e+004 | 6.567e-07 |  | 1.936280038497266e+004 | 1.3088e-06 |  | 1.936280038497266e+004 | 1.1339e-06 |  | 19376.2263 | 4.0002e-06 | 62.7333 | 4.0002e-06
1.937622630800005e+004 | 6.3729e-08 | 19376.2263 | 1.937622630800005e+004 | 6.56e-07 |  | 1.937622630800005e+004 | 1.3074e-06 |  | 1.937622630800005e+004 | 1.1327e-06 |  | 19389.6615 | 4.0002e-06 | 62.7689 | 4.0002e-06
1.938966154039414e+004 | 6.3693e-08 | 19389.6615 | 1.938966154039414e+004 | 6.5531e-07 |  | 1.938966154039414e+004 | 1.306e-06 |  | 1.938966154039414e+004 | 1.1315e-06 |  | 19403.1061 | 4.0002e-06 | 62.8045 | 4.0002e-06
1.940310608860994e+004 | 6.3656e-08 | 19403.1061 | 1.940310608860994e+004 | 6.5461e-07 |  | 1.940310608860994e+004 | 1.3046e-06 |  | 1.940310608860994e+004 | 1.1303e-06 |  | 19416.56 | 4.0002e-06 | 62.8401 | 4.0002e-06
1.941655995910690e+004 | 6.362e-08 | 19416.56 | 1.941655995910690e+004 | 6.5392e-07 |  | 1.941655995910690e+004 | 1.3032e-06 |  | 1.941655995910690e+004 | 1.1291e-06 |  | 19430.0232 | 4.0002e-06 | 62.8757 | 4.0002e-06
1.943002315834899e+004 | 6.3584e-08 | 19430.0232 | 1.943002315834899e+004 | 6.5323e-07 |  | 1.943002315834899e+004 | 1.3019e-06 |  | 1.943002315834899e+004 | 1.1279e-06 |  | 19443.4957 | 4.0002e-06 | 62.9114 | 4.0002e-06
1.944349569280464e+004 | 6.3548e-08 | 19443.4957 | 1.944349569280464e+004 | 6.5254e-07 |  | 1.944349569280464e+004 | 1.3005e-06 |  | 1.944349569280464e+004 | 1.1267e-06 |  | 19456.9776 | 4.0002e-06 | 62.947 | 4.0002e-06
1.945697756894677e+004 | 6.3512e-08 | 19456.9776 | 1.945697756894677e+004 | 6.5184e-07 |  | 1.945697756894677e+004 | 1.2991e-06 |  | 1.945697756894677e+004 | 1.1255e-06 |  | 19470.4688 | 4.0002e-06 | 62.9827 | 4.0002e-06
1.947046879325279e+004 | 6.3476e-08 | 19470.4688 | 1.947046879325279e+004 | 6.5115e-07 |  | 1.947046879325279e+004 | 1.2977e-06 |  | 1.947046879325279e+004 | 1.1243e-06 |  | 19483.9694 | 4.0002e-06 | 63.0185 | 4.0002e-06
1.948396937220460e+004 | 6.344e-08 | 19483.9694 | 1.948396937220460e+004 | 6.5046e-07 |  | 1.948396937220460e+004 | 1.2963e-06 |  | 1.948396937220460e+004 | 1.1231e-06 |  | 19497.4793 | 4.0002e-06 | 63.0543 | 4.0002e-06
1.949747931228859e+004 | 6.3404e-08 | 19497.4793 | 1.949747931228859e+004 | 6.4977e-07 |  | 1.949747931228859e+004 | 1.2949e-06 |  | 1.949747931228859e+004 | 1.1219e-06 |  | 19510.9986 | 4.0002e-06 | 63.0901 | 4.0002e-06
1.951099861999566e+004 | 6.3368e-08 | 19510.9986 | 1.951099861999566e+004 | 6.4908e-07 |  | 1.951099861999566e+004 | 1.2936e-06 |  | 1.951099861999566e+004 | 1.1207e-06 |  | 19524.5273 | 4.0002e-06 | 63.1259 | 4.0002e-06
1.952452730182119e+004 | 6.3332e-08 | 19524.5273 | 1.952452730182119e+004 | 6.4839e-07 |  | 1.952452730182119e+004 | 1.2922e-06 |  | 1.952452730182119e+004 | 1.1195e-06 |  | 19538.0654 | 4.0002e-06 | 63.1617 | 4.0002e-06
1.953806536426509e+004 | 6.3296e-08 | 19538.0654 | 1.953806536426509e+004 | 6.477e-07 |  | 1.953806536426509e+004 | 1.2908e-06 |  | 1.953806536426509e+004 | 1.1183e-06 |  | 19551.6128 | 4.0002e-06 | 63.1976 | 4.0002e-06
1.955161281383175e+004 | 6.326e-08 | 19551.6128 | 1.955161281383175e+004 | 6.4701e-07 |  | 1.955161281383175e+004 | 1.2894e-06 |  | 1.955161281383175e+004 | 1.1171e-06 |  | 19565.1697 | 4.0002e-06 | 63.2335 | 4.0002e-06
1.956516965703009e+004 | 6.3224e-08 | 19565.1697 | 1.956516965703009e+004 | 6.4633e-07 |  | 1.956516965703009e+004 | 1.2881e-06 |  | 1.956516965703009e+004 | 1.1159e-06 |  | 19578.7359 | 4.0002e-06 | 63.2694 | 4.0002e-06
1.957873590037354e+004 | 6.3188e-08 | 19578.7359 | 1.957873590037354e+004 | 6.4564e-07 |  | 1.957873590037354e+004 | 1.2867e-06 |  | 1.957873590037354e+004 | 1.1147e-06 |  | 19592.3116 | 4.0002e-06 | 63.3054 | 4.0002e-06
1.959231155038004e+004 | 6.3153e-08 | 19592.3116 | 1.959231155038004e+004 | 6.4495e-07 |  | 1.959231155038004e+004 | 1.2853e-06 |  | 1.959231155038004e+004 | 1.1135e-06 |  | 19605.8966 | 4.0002e-06 | 63.3414 | 4.0002e-06
1.960589661357204e+004 | 6.3117e-08 | 19605.8966 | 1.960589661357204e+004 | 6.4427e-07 |  | 1.960589661357204e+004 | 1.2839e-06 |  | 1.960589661357204e+004 | 1.1124e-06 |  | 19619.4911 | 4.0002e-06 | 63.3774 | 4.0002e-06
1.961949109647655e+004 | 6.3081e-08 | 19619.4911 | 1.961949109647655e+004 | 6.4358e-07 |  | 1.961949109647655e+004 | 1.2826e-06 |  | 1.961949109647655e+004 | 1.1112e-06 |  | 19633.095 | 4.0002e-06 | 63.4134 | 4.0002e-06
1.963309500562506e+004 | 6.3045e-08 | 19633.095 | 1.963309500562506e+004 | 6.4289e-07 |  | 1.963309500562506e+004 | 1.2812e-06 |  | 1.963309500562506e+004 | 1.11e-06 |  | 19646.7083 | 4.0002e-06 | 63.4494 | 4.0002e-06
1.964670834755361e+004 | 6.3009e-08 | 19646.7083 | 1.964670834755361e+004 | 6.4221e-07 |  | 1.964670834755361e+004 | 1.2798e-06 |  | 1.964670834755361e+004 | 1.1088e-06 |  | 19660.3311 | 4.0002e-06 | 63.4855 | 4.0002e-06
1.966033112880278e+004 | 6.2973e-08 | 19660.3311 | 1.966033112880278e+004 | 6.4152e-07 |  | 1.966033112880278e+004 | 1.2785e-06 |  | 1.966033112880278e+004 | 1.1076e-06 |  | 19673.9634 | 4.0002e-06 | 63.5217 | 4.0002e-06
1.967396335591768e+004 | 6.2938e-08 | 19673.9634 | 1.967396335591768e+004 | 6.4084e-07 |  | 1.967396335591768e+004 | 1.2771e-06 |  | 1.967396335591768e+004 | 1.1064e-06 |  | 19687.605 | 4.0002e-06 | 63.5578 | 4.0002e-06
1.968760503544794e+004 | 6.2902e-08 | 19687.605 | 1.968760503544794e+004 | 6.4016e-07 |  | 1.968760503544794e+004 | 1.2757e-06 |  | 1.968760503544794e+004 | 1.1052e-06 |  | 19701.2562 | 4.0002e-06 | 63.594 | 4.0002e-06
1.970125617394776e+004 | 6.2866e-08 | 19701.2562 | 1.970125617394776e+004 | 6.3948e-07 |  | 1.970125617394776e+004 | 1.2744e-06 |  | 1.970125617394776e+004 | 1.1041e-06 |  | 19714.9168 | 4.0002e-06 | 63.6302 | 4.0002e-06
1.971491677797587e+004 | 6.283e-08 | 19714.9168 | 1.971491677797587e+004 | 6.3879e-07 |  | 1.971491677797587e+004 | 1.273e-06 |  | 1.971491677797587e+004 | 1.1029e-06 |  | 19728.5869 | 4.0002e-06 | 63.6664 | 4.0002e-06
1.972858685409553e+004 | 6.2794e-08 | 19728.5869 | 1.972858685409553e+004 | 6.3811e-07 |  | 1.972858685409553e+004 | 1.2716e-06 |  | 1.972858685409553e+004 | 1.1017e-06 |  | 19742.2664 | 4.0002e-06 | 63.7026 | 4.0002e-06
1.974226640887460e+004 | 6.2759e-08 | 19742.2664 | 1.974226640887460e+004 | 6.3743e-07 |  | 1.974226640887460e+004 | 1.2703e-06 |  | 1.974226640887460e+004 | 1.1005e-06 |  | 19755.9554 | 4.0002e-06 | 63.7389 | 4.0002e-06
1.975595544888544e+004 | 6.2723e-08 | 19755.9554 | 1.975595544888544e+004 | 6.3675e-07 |  | 1.975595544888544e+004 | 1.2689e-06 |  | 1.975595544888544e+004 | 1.0993e-06 |  | 19769.654 | 4.0002e-06 | 63.7752 | 4.0002e-06
1.976965398070500e+004 | 6.2687e-08 | 19769.654 | 1.976965398070500e+004 | 6.3607e-07 |  | 1.976965398070500e+004 | 1.2675e-06 |  | 1.976965398070500e+004 | 1.0982e-06 |  | 19783.362 | 4.0002e-06 | 63.8115 | 4.0002e-06
1.978336201091477e+004 | 6.2652e-08 | 19783.362 | 1.978336201091477e+004 | 6.3539e-07 |  | 1.978336201091477e+004 | 1.2662e-06 |  | 1.978336201091477e+004 | 1.097e-06 |  | 19797.0795 | 4.0002e-06 | 63.8479 | 4.0002e-06
1.979707954610084e+004 | 6.2616e-08 | 19797.0795 | 1.979707954610084e+004 | 6.3471e-07 |  | 1.979707954610084e+004 | 1.2648e-06 |  | 1.979707954610084e+004 | 1.0958e-06 |  | 19810.8066 | 4.0002e-06 | 63.8843 | 4.0002e-06
1.981080659285382e+004 | 6.258e-08 | 19810.8066 | 1.981080659285382e+004 | 6.3403e-07 |  | 1.981080659285382e+004 | 1.2635e-06 |  | 1.981080659285382e+004 | 1.0946e-06 |  | 19824.5432 | 4.0002e-06 | 63.9207 | 4.0002e-06
1.982454315776891e+004 | 6.2545e-08 | 19824.5432 | 1.982454315776891e+004 | 6.3335e-07 |  | 1.982454315776891e+004 | 1.2621e-06 |  | 1.982454315776891e+004 | 1.0935e-06 |  | 19838.2892 | 4.0002e-06 | 63.9571 | 4.0002e-06
1.983828924744589e+004 | 6.2509e-08 | 19838.2892 | 1.983828924744589e+004 | 6.3268e-07 |  | 1.983828924744589e+004 | 1.2608e-06 |  | 1.983828924744589e+004 | 1.0923e-06 |  | 19852.0449 | 4.0002e-06 | 63.9936 | 4.0002e-06
1.985204486848912e+004 | 6.2473e-08 | 19852.0449 | 1.985204486848912e+004 | 6.32e-07 |  | 1.985204486848912e+004 | 1.2594e-06 |  | 1.985204486848912e+004 | 1.0911e-06 |  | 19865.81 | 4.0002e-06 | 64.0301 | 4.0002e-06
1.986581002750752e+004 | 6.2438e-08 | 19865.81 | 1.986581002750752e+004 | 6.3132e-07 |  | 1.986581002750752e+004 | 1.2581e-06 |  | 1.986581002750752e+004 | 1.09e-06 |  | 19879.5847 | 4.0002e-06 | 64.0666 | 4.0002e-06
1.987958473111460e+004 | 6.2402e-08 | 19879.5847 | 1.987958473111460e+004 | 6.3065e-07 |  | 1.987958473111460e+004 | 1.2567e-06 |  | 1.987958473111460e+004 | 1.0888e-06 |  | 19893.369 | 4.0002e-06 | 64.1031 | 4.0002e-06
1.989336898592847e+004 | 6.2366e-08 | 19893.369 | 1.989336898592847e+004 | 6.2997e-07 |  | 1.989336898592847e+004 | 1.2554e-06 |  | 1.989336898592847e+004 | 1.0876e-06 |  | 19907.1628 | 4.0002e-06 | 64.1397 | 4.0002e-06
1.990716279857180e+004 | 6.2331e-08 | 19907.1628 | 1.990716279857180e+004 | 6.293e-07 |  | 1.990716279857180e+004 | 1.254e-06 |  | 1.990716279857180e+004 | 1.0864e-06 |  | 19920.9662 | 4.0002e-06 | 64.1763 | 4.0002e-06
1.992096617567188e+004 | 6.2295e-08 | 19920.9662 | 1.992096617567188e+004 | 6.2862e-07 |  | 1.992096617567188e+004 | 1.2527e-06 |  | 1.992096617567188e+004 | 1.0853e-06 |  | 19934.7791 | 4.0002e-06 | 64.2129 | 4.0002e-06
1.993477912386059e+004 | 6.226e-08 | 19934.7791 | 1.993477912386059e+004 | 6.2795e-07 |  | 1.993477912386059e+004 | 1.2513e-06 |  | 1.993477912386059e+004 | 1.0841e-06 |  | 19948.6016 | 4.0002e-06 | 64.2496 | 4.0002e-06
1.994860164977438e+004 | 6.2224e-08 | 19948.6016 | 1.994860164977438e+004 | 6.2728e-07 |  | 1.994860164977438e+004 | 1.25e-06 |  | 1.994860164977438e+004 | 1.0829e-06 |  | 19962.4338 | 4.0002e-06 | 64.2863 | 4.0002e-06
1.996243376005436e+004 | 6.2189e-08 | 19962.4338 | 1.996243376005436e+004 | 6.266e-07 |  | 1.996243376005436e+004 | 1.2486e-06 |  | 1.996243376005436e+004 | 1.0818e-06 |  | 19976.2755 | 4.0002e-06 | 64.323 | 4.0002e-06
1.997627546134617e+004 | 6.2153e-08 | 19976.2755 | 1.997627546134617e+004 | 6.2593e-07 |  | 1.997627546134617e+004 | 1.2473e-06 |  | 1.997627546134617e+004 | 1.0806e-06 |  | 19990.1268 | 4.0002e-06 | 64.3597 | 4.0002e-06
1.999012676030013e+004 | 6.2118e-08 | 19990.1268 | 1.999012676030013e+004 | 6.2526e-07 |  | 1.999012676030013e+004 | 1.2459e-06 |  | 1.999012676030013e+004 | 1.0794e-06 |  | 20003.9877 | 4.0002e-06 | 64.3965 | 4.0002e-06
2.000398766357112e+004 | 6.2082e-08 | 20003.9877 | 2.000398766357112e+004 | 6.2459e-07 |  | 2.000398766357112e+004 | 1.2446e-06 |  | 2.000398766357112e+004 | 1.0783e-06 |  | 20017.8582 | 4.0002e-06 | 64.4333 | 4.0002e-06
2.001785817781865e+004 | 6.2047e-08 | 20017.8582 | 2.001785817781865e+004 | 6.2392e-07 |  | 2.001785817781865e+004 | 1.2432e-06 |  | 2.001785817781865e+004 | 1.0771e-06 |  | 20031.7383 | 4.0002e-06 | 64.4701 | 4.0002e-06
2.003173830970687e+004 | 6.2011e-08 | 20031.7383 | 2.003173830970687e+004 | 6.2325e-07 |  | 2.003173830970687e+004 | 1.2419e-06 |  | 2.003173830970687e+004 | 1.076e-06 |  | 20045.6281 | 4.0002e-06 | 64.5069 | 4.0002e-06
2.004562806590452e+004 | 6.1976e-08 | 20045.6281 | 2.004562806590452e+004 | 6.2258e-07 |  | 2.004562806590452e+004 | 1.2406e-06 |  | 2.004562806590452e+004 | 1.0748e-06 |  | 20059.5275 | 4.0002e-06 | 64.5438 | 4.0002e-06
2.005952745308497e+004 | 6.1941e-08 | 20059.5275 | 2.005952745308497e+004 | 6.2191e-07 |  | 2.005952745308497e+004 | 1.2392e-06 |  | 2.005952745308497e+004 | 1.0736e-06 |  | 20073.4365 | 4.0002e-06 | 64.5807 | 4.0002e-06
2.007343647792623e+004 | 6.1905e-08 | 20073.4365 | 2.007343647792623e+004 | 6.2124e-07 |  | 2.007343647792623e+004 | 1.2379e-06 |  | 2.007343647792623e+004 | 1.0725e-06 |  | 20087.3551 | 4.0002e-06 | 64.6176 | 4.0002e-06
2.008735514711094e+004 | 6.187e-08 | 20087.3551 | 2.008735514711094e+004 | 6.2057e-07 |  | 2.008735514711094e+004 | 1.2366e-06 |  | 2.008735514711094e+004 | 1.0713e-06 |  | 20101.2835 | 4.0002e-06 | 64.6546 | 4.0002e-06
2.010128346732635e+004 | 6.1834e-08 | 20101.2835 | 2.010128346732635e+004 | 6.199e-07 |  | 2.010128346732635e+004 | 1.2352e-06 |  | 2.010128346732635e+004 | 1.0702e-06 |  | 20115.2214 | 4.0002e-06 | 64.6915 | 4.0002e-06
2.011522144526437e+004 | 6.1799e-08 | 20115.2214 | 2.011522144526437e+004 | 6.1924e-07 |  | 2.011522144526437e+004 | 1.2339e-06 |  | 2.011522144526437e+004 | 1.069e-06 |  | 20129.1691 | 4.0002e-06 | 64.7286 | 4.0002e-06
2.012916908762155e+004 | 6.1764e-08 | 20129.1691 | 2.012916908762155e+004 | 6.1857e-07 |  | 2.012916908762155e+004 | 1.2326e-06 |  | 2.012916908762155e+004 | 1.0679e-06 |  | 20143.1264 | 4.0002e-06 | 64.7656 | 4.0002e-06
2.014312640109907e+004 | 6.1728e-08 | 20143.1264 | 2.014312640109907e+004 | 6.179e-07 |  | 2.014312640109907e+004 | 1.2312e-06 |  | 2.014312640109907e+004 | 1.0667e-06 |  | 20157.0934 | 4.0002e-06 | 64.8027 | 4.0002e-06
2.015709339240277e+004 | 6.1693e-08 | 20157.0934 | 2.015709339240277e+004 | 6.1724e-07 |  | 2.015709339240277e+004 | 1.2299e-06 |  | 2.015709339240277e+004 | 1.0656e-06 |  | 20171.0701 | 4.0002e-06 | 64.8397 | 4.0002e-06
2.017107006824313e+004 | 6.1658e-08 | 20171.0701 | 2.017107006824313e+004 | 6.1657e-07 |  | 2.017107006824313e+004 | 1.2286e-06 |  | 2.017107006824313e+004 | 1.0644e-06 |  | 20185.0564 | 4.0002e-06 | 64.8769 | 4.0002e-06
2.018505643533528e+004 | 6.1623e-08 | 20185.0564 | 2.018505643533528e+004 | 6.1591e-07 |  | 2.018505643533528e+004 | 1.2272e-06 |  | 2.018505643533528e+004 | 1.0633e-06 |  | 20199.0525 | 4.0002e-06 | 64.914 | 4.0002e-06
2.019905250039903e+004 | 6.1587e-08 | 20199.0525 | 2.019905250039903e+004 | 6.1525e-07 |  | 2.019905250039903e+004 | 1.2259e-06 |  | 2.019905250039903e+004 | 1.0621e-06 |  | 20213.0583 | 4.0002e-06 | 64.9512 | 4.0002e-06
2.021305827015881e+004 | 6.1552e-08 | 20213.0583 | 2.021305827015881e+004 | 6.1458e-07 |  | 2.021305827015881e+004 | 1.2246e-06 |  | 2.021305827015881e+004 | 1.061e-06 |  | 20227.0738 | 4.0002e-06 | 64.9884 | 4.0002e-06
2.022707375134375e+004 | 6.1517e-08 | 20227.0738 | 2.022707375134375e+004 | 6.1392e-07 |  | 2.022707375134375e+004 | 1.2233e-06 |  | 2.022707375134375e+004 | 1.0598e-06 |  | 20241.099 | 4.0002e-06 | 65.0256 | 4.0002e-06
2.024109895068763e+004 | 6.1482e-08 | 20241.099 | 2.024109895068763e+004 | 6.1326e-07 |  | 2.024109895068763e+004 | 1.2219e-06 |  | 2.024109895068763e+004 | 1.0587e-06 |  | 20255.1339 | 4.0002e-06 | 65.0628 | 4.0002e-06
2.025513387492889e+004 | 6.1446e-08 | 20255.1339 | 2.025513387492889e+004 | 6.126e-07 |  | 2.025513387492889e+004 | 1.2206e-06 |  | 2.025513387492889e+004 | 1.0575e-06 |  | 20269.1785 | 4.0002e-06 | 65.1001 | 4.0002e-06
2.026917853081066e+004 | 6.1411e-08 | 20269.1785 | 2.026917853081066e+004 | 6.1193e-07 |  | 2.026917853081066e+004 | 1.2193e-06 |  | 2.026917853081066e+004 | 1.0564e-06 |  | 20283.2329 | 4.0002e-06 | 65.1374 | 4.0002e-06
2.028323292508073e+004 | 6.1376e-08 | 20283.2329 | 2.028323292508073e+004 | 6.1127e-07 |  | 2.028323292508073e+004 | 1.218e-06 |  | 2.028323292508073e+004 | 1.0552e-06 |  | 20297.2971 | 4.0002e-06 | 65.1748 | 4.0002e-06
2.029729706449158e+004 | 6.1341e-08 | 20297.2971 | 2.029729706449158e+004 | 6.1061e-07 |  | 2.029729706449158e+004 | 1.2166e-06 |  | 2.029729706449158e+004 | 1.0541e-06 |  | 20311.371 | 4.0002e-06 | 65.2121 | 4.0002e-06
2.031137095580038e+004 | 6.1306e-08 | 20311.371 | 2.031137095580038e+004 | 6.0995e-07 |  | 2.031137095580038e+004 | 1.2153e-06 |  | 2.031137095580038e+004 | 1.0529e-06 |  | 20325.4546 | 4.0002e-06 | 65.2495 | 4.0002e-06
2.032545460576895e+004 | 6.1271e-08 | 20325.4546 | 2.032545460576895e+004 | 6.0929e-07 |  | 2.032545460576895e+004 | 1.214e-06 |  | 2.032545460576895e+004 | 1.0518e-06 |  | 20339.548 | 4.0002e-06 | 65.2869 | 4.0002e-06
2.033954802116384e+004 | 6.1235e-08 | 20339.548 | 2.033954802116384e+004 | 6.0864e-07 |  | 2.033954802116384e+004 | 1.2127e-06 |  | 2.033954802116384e+004 | 1.0507e-06 |  | 20353.6512 | 4.0002e-06 | 65.3244 | 4.0002e-06
2.035365120875628e+004 | 6.12e-08 | 20353.6512 | 2.035365120875628e+004 | 6.0798e-07 |  | 2.035365120875628e+004 | 1.2114e-06 |  | 2.035365120875628e+004 | 1.0495e-06 |  | 20367.7642 | 4.0002e-06 | 65.3618 | 4.0002e-06
2.036776417532217e+004 | 6.1165e-08 | 20367.7642 | 2.036776417532217e+004 | 6.0732e-07 |  | 2.036776417532217e+004 | 1.2101e-06 |  | 2.036776417532217e+004 | 1.0484e-06 |  | 20381.8869 | 4.0002e-06 | 65.3993 | 4.0002e-06
2.038188692764214e+004 | 6.113e-08 | 20381.8869 | 2.038188692764214e+004 | 6.0666e-07 |  | 2.038188692764214e+004 | 1.2087e-06 |  | 2.038188692764214e+004 | 1.0472e-06 |  | 20396.0195 | 4.0002e-06 | 65.4369 | 4.0002e-06
2.039601947250150e+004 | 6.1095e-08 | 20396.0195 | 2.039601947250150e+004 | 6.0601e-07 |  | 2.039601947250150e+004 | 1.2074e-06 |  | 2.039601947250150e+004 | 1.0461e-06 |  | 20410.1618 | 4.0002e-06 | 65.4744 | 4.0002e-06
2.041016181669028e+004 | 6.106e-08 | 20410.1618 | 2.041016181669028e+004 | 6.0535e-07 |  | 2.041016181669028e+004 | 1.2061e-06 |  | 2.041016181669028e+004 | 1.045e-06 |  | 20424.314 | 4.0002e-06 | 65.512 | 4.0002e-06
2.042431396700321e+004 | 6.1025e-08 | 20424.314 | 2.042431396700321e+004 | 6.0469e-07 |  | 2.042431396700321e+004 | 1.2048e-06 |  | 2.042431396700321e+004 | 1.0438e-06 |  | 20438.4759 | 4.0002e-06 | 65.5496 | 4.0002e-06
2.043847593023975e+004 | 6.099e-08 | 20438.4759 | 2.043847593023975e+004 | 6.0404e-07 |  | 2.043847593023975e+004 | 1.2035e-06 |  | 2.043847593023975e+004 | 1.0427e-06 |  | 20452.6477 | 4.0002e-06 | 65.5872 | 4.0002e-06
2.045264771320403e+004 | 6.0955e-08 | 20452.6477 | 2.045264771320403e+004 | 6.0339e-07 |  | 2.045264771320403e+004 | 1.2022e-06 |  | 2.045264771320403e+004 | 1.0416e-06 |  | 20466.8293 | 4.0002e-06 | 65.6249 | 4.0002e-06
2.046682932270494e+004 | 6.092e-08 | 20466.8293 | 2.046682932270494e+004 | 6.0273e-07 |  | 2.046682932270494e+004 | 1.2009e-06 |  | 2.046682932270494e+004 | 1.0404e-06 |  | 20481.0208 | 4.0002e-06 | 65.6626 | 4.0002e-06
2.048102076555608e+004 | 6.0885e-08 | 20481.0208 | 2.048102076555608e+004 | 6.0208e-07 |  | 2.048102076555608e+004 | 1.1996e-06 |  | 2.048102076555608e+004 | 1.0393e-06 |  | 20495.222 | 4.0002e-06 | 65.7003 | 4.0002e-06
2.049522204857578e+004 | 6.085e-08 | 20495.222 | 2.049522204857578e+004 | 6.0142e-07 |  | 2.049522204857578e+004 | 1.1983e-06 |  | 2.049522204857578e+004 | 1.0382e-06 |  | 20509.4332 | 4.0002e-06 | 65.738 | 4.0002e-06
2.050943317858706e+004 | 6.0815e-08 | 20509.4332 | 2.050943317858706e+004 | 6.0077e-07 |  | 2.050943317858706e+004 | 1.197e-06 |  | 2.050943317858706e+004 | 1.037e-06 |  | 20523.6542 | 4.0002e-06 | 65.7758 | 4.0002e-06
2.052365416241773e+004 | 6.078e-08 | 20523.6542 | 2.052365416241773e+004 | 6.0012e-07 |  | 2.052365416241773e+004 | 1.1957e-06 |  | 2.052365416241773e+004 | 1.0359e-06 |  | 20537.885 | 4.0002e-06 | 65.8136 | 4.0002e-06
2.053788500690029e+004 | 6.0745e-08 | 20537.885 | 2.053788500690029e+004 | 5.9947e-07 |  | 2.053788500690029e+004 | 1.1944e-06 |  | 2.053788500690029e+004 | 1.0348e-06 |  | 20552.1257 | 4.0002e-06 | 65.8514 | 4.0002e-06
2.055212571887200e+004 | 6.071e-08 | 20552.1257 | 2.055212571887200e+004 | 5.9882e-07 |  | 2.055212571887200e+004 | 1.1931e-06 |  | 2.055212571887200e+004 | 1.0337e-06 |  | 20566.3763 | 4.0002e-06 | 65.8893 | 4.0002e-06
2.056637630517485e+004 | 6.0675e-08 | 20566.3763 | 2.056637630517485e+004 | 5.9817e-07 |  | 2.056637630517485e+004 | 1.1918e-06 |  | 2.056637630517485e+004 | 1.0325e-06 |  | 20580.6368 | 4.0002e-06 | 65.9272 | 4.0002e-06
2.058063677265557e+004 | 6.0641e-08 | 20580.6368 | 2.058063677265557e+004 | 5.9752e-07 |  | 2.058063677265557e+004 | 1.1905e-06 |  | 2.058063677265557e+004 | 1.0314e-06 |  | 20594.9071 | 4.0002e-06 | 65.9651 | 4.0002e-06
2.059490712816565e+004 | 6.0606e-08 | 20594.9071 | 2.059490712816565e+004 | 5.9687e-07 |  | 2.059490712816565e+004 | 1.1892e-06 |  | 2.059490712816565e+004 | 1.0303e-06 |  | 20609.1874 | 4.0002e-06 | 66.003 | 4.0002e-06
2.060918737856134e+004 | 6.0571e-08 | 20609.1874 | 2.060918737856134e+004 | 5.9622e-07 |  | 2.060918737856134e+004 | 1.1879e-06 |  | 2.060918737856134e+004 | 1.0292e-06 |  | 20623.4775 | 4.0002e-06 | 66.041 | 4.0002e-06
2.062347753070361e+004 | 6.0536e-08 | 20623.4775 | 2.062347753070361e+004 | 5.9557e-07 |  | 2.062347753070361e+004 | 1.1866e-06 |  | 2.062347753070361e+004 | 1.028e-06 |  | 20637.7776 | 4.0002e-06 | 66.079 | 4.0002e-06
2.063777759145821e+004 | 6.0501e-08 | 20637.7776 | 2.063777759145821e+004 | 5.9492e-07 |  | 2.063777759145821e+004 | 1.1853e-06 |  | 2.063777759145821e+004 | 1.0269e-06 |  | 20652.0876 | 4.0002e-06 | 66.117 | 4.0002e-06
2.065208756769566e+004 | 6.0466e-08 | 20652.0876 | 2.065208756769566e+004 | 5.9428e-07 |  | 2.065208756769566e+004 | 1.184e-06 |  | 2.065208756769566e+004 | 1.0258e-06 |  | 20666.4075 | 4.0002e-06 | 66.155 | 4.0002e-06
2.066640746629121e+004 | 6.0432e-08 | 20666.4075 | 2.066640746629121e+004 | 5.9363e-07 |  | 2.066640746629121e+004 | 1.1827e-06 |  | 2.066640746629121e+004 | 1.0247e-06 |  | 20680.7373 | 4.0002e-06 | 66.1931 | 4.0002e-06
2.068073729412492e+004 | 6.0397e-08 | 20680.7373 | 2.068073729412492e+004 | 5.9298e-07 |  | 2.068073729412492e+004 | 1.1814e-06 |  | 2.068073729412492e+004 | 1.0236e-06 |  | 20695.0771 | 4.0002e-06 | 66.2312 | 4.0002e-06
2.069507705808159e+004 | 6.0362e-08 | 20695.0771 | 2.069507705808159e+004 | 5.9234e-07 |  | 2.069507705808159e+004 | 1.1801e-06 |  | 2.069507705808159e+004 | 1.0224e-06 |  | 20709.4268 | 4.0002e-06 | 66.2693 | 4.0002e-06
2.070942676505081e+004 | 6.0327e-08 | 20709.4268 | 2.070942676505081e+004 | 5.9169e-07 |  | 2.070942676505081e+004 | 1.1788e-06 |  | 2.070942676505081e+004 | 1.0213e-06 |  | 20723.7864 | 4.0002e-06 | 66.3075 | 4.0002e-06
2.072378642192693e+004 | 6.0293e-08 | 20723.7864 | 2.072378642192693e+004 | 5.9105e-07 |  | 2.072378642192693e+004 | 1.1775e-06 |  | 2.072378642192693e+004 | 1.0202e-06 |  | 20738.156 | 4.0002e-06 | 66.3457 | 4.0002e-06
2.073815603560909e+004 | 6.0258e-08 | 20738.156 | 2.073815603560909e+004 | 5.9041e-07 |  | 2.073815603560909e+004 | 1.1762e-06 |  | 2.073815603560909e+004 | 1.0191e-06 |  | 20752.5356 | 4.0002e-06 | 66.3839 | 4.0002e-06
2.075253561300122e+004 | 6.0223e-08 | 20752.5356 | 2.075253561300122e+004 | 5.8976e-07 |  | 2.075253561300122e+004 | 1.1749e-06 |  | 2.075253561300122e+004 | 1.018e-06 |  | 20766.9252 | 4.0002e-06 | 66.4221 | 4.0002e-06
2.076692516101203e+004 | 6.0189e-08 | 20766.9252 | 2.076692516101203e+004 | 5.8912e-07 |  | 2.076692516101203e+004 | 1.1737e-06 |  | 2.076692516101203e+004 | 1.0169e-06 |  | 20781.3247 | 4.0002e-06 | 66.4604 | 4.0002e-06
2.078132468655503e+004 | 6.0154e-08 | 20781.3247 | 2.078132468655503e+004 | 5.8848e-07 |  | 2.078132468655503e+004 | 1.1724e-06 |  | 2.078132468655503e+004 | 1.0157e-06 |  | 20795.7342 | 4.0002e-06 | 66.4987 | 4.0002e-06
2.079573419654850e+004 | 6.0119e-08 | 20795.7342 | 2.079573419654850e+004 | 5.8783e-07 |  | 2.079573419654850e+004 | 1.1711e-06 |  | 2.079573419654850e+004 | 1.0146e-06 |  | 20810.1537 | 4.0002e-06 | 66.537 | 4.0002e-06
2.081015369791555e+004 | 6.0085e-08 | 20810.1537 | 2.081015369791555e+004 | 5.8719e-07 |  | 2.081015369791555e+004 | 1.1698e-06 |  | 2.081015369791555e+004 | 1.0135e-06 |  | 20824.5832 | 4.0002e-06 | 66.5754 | 4.0002e-06
2.082458319758406e+004 | 6.005e-08 | 20824.5832 | 2.082458319758406e+004 | 5.8655e-07 |  | 2.082458319758406e+004 | 1.1685e-06 |  | 2.082458319758406e+004 | 1.0124e-06 |  | 20839.0227 | 4.0002e-06 | 66.6138 | 4.0002e-06
2.083902270248673e+004 | 6.0015e-08 | 20839.0227 | 2.083902270248673e+004 | 5.8591e-07 |  | 2.083902270248673e+004 | 1.1672e-06 |  | 2.083902270248673e+004 | 1.0113e-06 |  | 20853.4722 | 4.0002e-06 | 66.6522 | 4.0002e-06
2.085347221956107e+004 | 5.9981e-08 | 20853.4722 | 2.085347221956107e+004 | 5.8527e-07 |  | 2.085347221956107e+004 | 1.166e-06 |  | 2.085347221956107e+004 | 1.0102e-06 |  | 20867.9318 | 4.0002e-06 | 66.6906 | 4.0002e-06
2.086793175574939e+004 | 5.9946e-08 | 20867.9318 | 2.086793175574939e+004 | 5.8463e-07 |  | 2.086793175574939e+004 | 1.1647e-06 |  | 2.086793175574939e+004 | 1.0091e-06 |  | 20882.4013 | 4.0002e-06 | 66.7291 | 4.0002e-06
2.088240131799881e+004 | 5.9912e-08 | 20882.4013 | 2.088240131799881e+004 | 5.8399e-07 |  | 2.088240131799881e+004 | 1.1634e-06 |  | 2.088240131799881e+004 | 1.008e-06 |  | 20896.8809 | 4.0002e-06 | 66.7675 | 4.0002e-06
2.089688091326129e+004 | 5.9877e-08 | 20896.8809 | 2.089688091326129e+004 | 5.8336e-07 |  | 2.089688091326129e+004 | 1.1621e-06 |  | 2.089688091326129e+004 | 1.0069e-06 |  | 20911.3705 | 4.0002e-06 | 66.8061 | 4.0002e-06
2.091137054849359e+004 | 5.9843e-08 | 20911.3705 | 2.091137054849359e+004 | 5.8272e-07 |  | 2.091137054849359e+004 | 1.1609e-06 |  | 2.091137054849359e+004 | 1.0058e-06 |  | 20925.8702 | 4.0002e-06 | 66.8446 | 4.0002e-06
2.092587023065729e+004 | 5.9808e-08 | 20925.8702 | 2.092587023065729e+004 | 5.8208e-07 |  | 2.092587023065729e+004 | 1.1596e-06 |  | 2.092587023065729e+004 | 1.0047e-06 |  | 20940.38 | 4.0002e-06 | 66.8832 | 4.0002e-06
2.094037996671881e+004 | 5.9774e-08 | 20940.38 | 2.094037996671881e+004 | 5.8144e-07 |  | 2.094037996671881e+004 | 1.1583e-06 |  | 2.094037996671881e+004 | 1.0036e-06 |  | 20954.8998 | 4.0002e-06 | 66.9218 | 4.0002e-06
2.095489976364941e+004 | 5.9739e-08 | 20954.8998 | 2.095489976364941e+004 | 5.8081e-07 |  | 2.095489976364941e+004 | 1.157e-06 |  | 2.095489976364941e+004 | 1.0025e-06 |  | 20969.4296 | 4.0002e-06 | 66.9604 | 4.0002e-06
2.096942962842516e+004 | 5.9705e-08 | 20969.4296 | 2.096942962842516e+004 | 5.8017e-07 |  | 2.096942962842516e+004 | 1.1558e-06 |  | 2.096942962842516e+004 | 1.0014e-06 |  | 20983.9696 | 4.0002e-06 | 66.9991 | 4.0002e-06
2.098396956802698e+004 | 5.967e-08 | 20983.9696 | 2.098396956802698e+004 | 5.7954e-07 |  | 2.098396956802698e+004 | 1.1545e-06 |  | 2.098396956802698e+004 | 1.0003e-06 |  | 20998.5196 | 4.0002e-06 | 67.0378 | 4.0002e-06
2.099851958944062e+004 | 5.9636e-08 | 20998.5196 | 2.099851958944062e+004 | 5.789e-07 |  | 2.099851958944062e+004 | 1.1532e-06 |  | 2.099851958944062e+004 | 9.9917e-07 |  | 21013.0797 | 4.0002e-06 | 67.0765 | 4.0002e-06
2.101307969965669e+004 | 5.9601e-08 | 21013.0797 | 2.101307969965669e+004 | 5.7827e-07 |  | 2.101307969965669e+004 | 1.152e-06 |  | 2.101307969965669e+004 | 9.9807e-07 |  | 21027.6499 | 4.0002e-06 | 67.1152 | 4.0002e-06
2.102764990567064e+004 | 5.9567e-08 | 21027.6499 | 2.102764990567064e+004 | 5.7763e-07 |  | 2.102764990567064e+004 | 1.1507e-06 |  | 2.102764990567064e+004 | 9.9697e-07 |  | 21042.2302 | 4.0002e-06 | 67.154 | 4.0002e-06
2.104223021448277e+004 | 5.9533e-08 | 21042.2302 | 2.104223021448277e+004 | 5.77e-07 |  | 2.104223021448277e+004 | 1.1494e-06 |  | 2.104223021448277e+004 | 9.9588e-07 |  | 21056.8206 | 4.0002e-06 | 67.1927 | 4.0002e-06
2.105682063309823e+004 | 5.9498e-08 | 21056.8206 | 2.105682063309823e+004 | 5.7637e-07 |  | 2.105682063309823e+004 | 1.1482e-06 |  | 2.105682063309823e+004 | 9.9478e-07 |  | 21071.4212 | 4.0002e-06 | 67.2316 | 4.0002e-06
2.107142116852703e+004 | 5.9464e-08 | 21071.4212 | 2.107142116852703e+004 | 5.7574e-07 |  | 2.107142116852703e+004 | 1.1469e-06 |  | 2.107142116852703e+004 | 9.9369e-07 |  | 21086.0318 | 4.0002e-06 | 67.2704 | 4.0002e-06
2.108603182778404e+004 | 5.9429e-08 | 21086.0318 | 2.108603182778404e+004 | 5.751e-07 |  | 2.108603182778404e+004 | 1.1456e-06 |  | 2.108603182778404e+004 | 9.9259e-07 |  | 21100.6526 | 4.0002e-06 | 67.3093 | 4.0002e-06
2.110065261788900e+004 | 5.9395e-08 | 21100.6526 | 2.110065261788900e+004 | 5.7447e-07 |  | 2.110065261788900e+004 | 1.1444e-06 |  | 2.110065261788900e+004 | 9.915e-07 |  | 21115.2835 | 4.0002e-06 | 67.3482 | 4.0002e-06
2.111528354586651e+004 | 5.9361e-08 | 21115.2835 | 2.111528354586651e+004 | 5.7384e-07 |  | 2.111528354586651e+004 | 1.1431e-06 |  | 2.111528354586651e+004 | 9.9041e-07 |  | 21129.9246 | 4.0002e-06 | 67.3872 | 4.0002e-06
2.112992461874605e+004 | 5.9327e-08 | 21129.9246 | 2.112992461874605e+004 | 5.7321e-07 |  | 2.112992461874605e+004 | 1.1419e-06 |  | 2.112992461874605e+004 | 9.8932e-07 |  | 21144.5758 | 4.0002e-06 | 67.4261 | 4.0002e-06
2.114457584356197e+004 | 5.9292e-08 | 21144.5758 | 2.114457584356197e+004 | 5.7258e-07 |  | 2.114457584356197e+004 | 1.1406e-06 |  | 2.114457584356197e+004 | 9.8823e-07 |  | 21159.2372 | 4.0002e-06 | 67.4651 | 4.0002e-06
2.115923722735348e+004 | 5.9258e-08 | 21159.2372 | 2.115923722735348e+004 | 5.7196e-07 |  | 2.115923722735348e+004 | 1.1393e-06 |  | 2.115923722735348e+004 | 9.8714e-07 |  | 21173.9088 | 4.0002e-06 | 67.5041 | 4.0002e-06
2.117390877716470e+004 | 5.9224e-08 | 21173.9088 | 2.117390877716470e+004 | 5.7133e-07 |  | 2.117390877716470e+004 | 1.1381e-06 |  | 2.117390877716470e+004 | 9.8605e-07 |  | 21188.5905 | 4.0002e-06 | 67.5432 | 4.0002e-06
2.118859050004461e+004 | 5.9189e-08 | 21188.5905 | 2.118859050004461e+004 | 5.707e-07 |  | 2.118859050004461e+004 | 1.1368e-06 |  | 2.118859050004461e+004 | 9.8496e-07 |  | 21203.2824 | 4.0002e-06 | 67.5822 | 4.0002e-06
2.120328240304709e+004 | 5.9155e-08 | 21203.2824 | 2.120328240304709e+004 | 5.7007e-07 |  | 2.120328240304709e+004 | 1.1356e-06 |  | 2.120328240304709e+004 | 9.8388e-07 |  | 21217.9845 | 4.0002e-06 | 67.6213 | 4.0002e-06
2.121798449323092e+004 | 5.9121e-08 | 21217.9845 | 2.121798449323092e+004 | 5.6944e-07 |  | 2.121798449323092e+004 | 1.1343e-06 |  | 2.121798449323092e+004 | 9.8279e-07 |  | 21232.6968 | 4.0002e-06 | 67.6605 | 4.0002e-06
2.123269677765976e+004 | 5.9087e-08 | 21232.6968 | 2.123269677765976e+004 | 5.6882e-07 |  | 2.123269677765976e+004 | 1.1331e-06 |  | 2.123269677765976e+004 | 9.8171e-07 |  | 21247.4193 | 4.0002e-06 | 67.6996 | 4.0002e-06
2.124741926340216e+004 | 5.9053e-08 | 21247.4193 | 2.124741926340216e+004 | 5.6819e-07 |  | 2.124741926340216e+004 | 1.1318e-06 |  | 2.124741926340216e+004 | 9.8062e-07 |  | 21262.152 | 4.0002e-06 | 67.7388 | 4.0002e-06
2.126215195753160e+004 | 5.9018e-08 | 21262.152 | 2.126215195753160e+004 | 5.6757e-07 |  | 2.126215195753160e+004 | 1.1306e-06 |  | 2.126215195753160e+004 | 9.7954e-07 |  | 21276.8949 | 4.0002e-06 | 67.778 | 4.0002e-06
2.127689486712644e+004 | 5.8984e-08 | 21276.8949 | 2.127689486712644e+004 | 5.6694e-07 |  | 2.127689486712644e+004 | 1.1293e-06 |  | 2.127689486712644e+004 | 9.7846e-07 |  | 21291.648 | 4.0002e-06 | 67.8173 | 4.0002e-06
2.129164799926995e+004 | 5.895e-08 | 21291.648 | 2.129164799926995e+004 | 5.6632e-07 |  | 2.129164799926995e+004 | 1.1281e-06 |  | 2.129164799926995e+004 | 9.7738e-07 |  | 21306.4114 | 4.0002e-06 | 67.8565 | 4.0002e-06
2.130641136105032e+004 | 5.8916e-08 | 21306.4114 | 2.130641136105032e+004 | 5.657e-07 |  | 2.130641136105032e+004 | 1.1268e-06 |  | 2.130641136105032e+004 | 9.763e-07 |  | 21321.185 | 4.0002e-06 | 67.8958 | 4.0002e-06
2.132118495956066e+004 | 5.8882e-08 | 21321.185 | 2.132118495956066e+004 | 5.6507e-07 |  | 2.132118495956066e+004 | 1.1256e-06 |  | 2.132118495956066e+004 | 9.7522e-07 |  | 21335.9688 | 4.0002e-06 | 67.9352 | 4.0002e-06
2.133596880189898e+004 | 5.8848e-08 | 21335.9688 | 2.133596880189898e+004 | 5.6445e-07 |  | 2.133596880189898e+004 | 1.1243e-06 |  | 2.133596880189898e+004 | 9.7414e-07 |  | 21350.7629 | 4.0002e-06 | 67.9745 | 4.0002e-06
2.135076289516823e+004 | 5.8814e-08 | 21350.7629 | 2.135076289516823e+004 | 5.6383e-07 |  | 2.135076289516823e+004 | 1.1231e-06 |  | 2.135076289516823e+004 | 9.7306e-07 |  | 21365.5672 | 4.0002e-06 | 68.0139 | 4.0002e-06
2.136556724647627e+004 | 5.878e-08 | 21365.5672 | 2.136556724647627e+004 | 5.6321e-07 |  | 2.136556724647627e+004 | 1.1218e-06 |  | 2.136556724647627e+004 | 9.7198e-07 |  | 21380.3819 | 4.0002e-06 | 68.0533 | 4.0002e-06
2.138038186293590e+004 | 5.8746e-08 | 21380.3819 | 2.138038186293590e+004 | 5.6258e-07 |  | 2.138038186293590e+004 | 1.1206e-06 |  | 2.138038186293590e+004 | 9.7091e-07 |  | 21395.2068 | 4.0002e-06 | 68.0927 | 4.0002e-06
2.139520675166485e+004 | 5.8712e-08 | 21395.2068 | 2.139520675166485e+004 | 5.6196e-07 |  | 2.139520675166485e+004 | 1.1194e-06 |  | 2.139520675166485e+004 | 9.6983e-07 |  | 21410.0419 | 4.0002e-06 | 68.1322 | 4.0002e-06
2.141004191978577e+004 | 5.8678e-08 | 21410.0419 | 2.141004191978577e+004 | 5.6134e-07 |  | 2.141004191978577e+004 | 1.1181e-06 |  | 2.141004191978577e+004 | 9.6876e-07 |  | 21424.8874 | 4.0002e-06 | 68.1717 | 4.0002e-06
2.142488737442628e+004 | 5.8644e-08 | 21424.8874 | 2.142488737442628e+004 | 5.6072e-07 |  | 2.142488737442628e+004 | 1.1169e-06 |  | 2.142488737442628e+004 | 9.6769e-07 |  | 21439.7431 | 4.0002e-06 | 68.2112 | 4.0002e-06
2.143974312271891e+004 | 5.861e-08 | 21439.7431 | 2.143974312271891e+004 | 5.6011e-07 |  | 2.143974312271891e+004 | 1.1156e-06 |  | 2.143974312271891e+004 | 9.6662e-07 |  | 21454.6092 | 4.0002e-06 | 68.2508 | 4.0002e-06
2.145460917180115e+004 | 5.8576e-08 | 21454.6092 | 2.145460917180115e+004 | 5.5949e-07 |  | 2.145460917180115e+004 | 1.1144e-06 |  | 2.145460917180115e+004 | 9.6554e-07 |  | 21469.4855 | 4.0002e-06 | 68.2904 | 4.0002e-06
2.146948552881544e+004 | 5.8542e-08 | 21469.4855 | 2.146948552881544e+004 | 5.5887e-07 |  | 2.146948552881544e+004 | 1.1132e-06 |  | 2.146948552881544e+004 | 9.6447e-07 |  | 21484.3722 | 4.0002e-06 | 68.33 | 4.0002e-06
2.148437220090918e+004 | 5.8508e-08 | 21484.3722 | 2.148437220090918e+004 | 5.5825e-07 |  | 2.148437220090918e+004 | 1.1119e-06 |  | 2.148437220090918e+004 | 9.6341e-07 |  | 21499.2692 | 4.0002e-06 | 68.3696 | 4.0002e-06
2.149926919523471e+004 | 5.8474e-08 | 21499.2692 | 2.149926919523471e+004 | 5.5763e-07 |  | 2.149926919523471e+004 | 1.1107e-06 |  | 2.149926919523471e+004 | 9.6234e-07 |  | 21514.1765 | 4.0002e-06 | 68.4093 | 4.0002e-06
2.151417651894933e+004 | 5.844e-08 | 21514.1765 | 2.151417651894933e+004 | 5.5702e-07 |  | 2.151417651894933e+004 | 1.1095e-06 |  | 2.151417651894933e+004 | 9.6127e-07 |  | 21529.0942 | 4.0002e-06 | 68.449 | 4.0002e-06
2.152909417921532e+004 | 5.8406e-08 | 21529.0942 | 2.152909417921532e+004 | 5.564e-07 |  | 2.152909417921532e+004 | 1.1082e-06 |  | 2.152909417921532e+004 | 9.602e-07 |  | 21544.0222 | 4.0002e-06 | 68.4887 | 4.0002e-06
2.154402218319990e+004 | 5.8372e-08 | 21544.0222 | 2.154402218319990e+004 | 5.5579e-07 |  | 2.154402218319990e+004 | 1.107e-06 |  | 2.154402218319990e+004 | 9.5914e-07 |  | 21558.9605 | 4.0002e-06 | 68.5284 | 4.0002e-06
2.155896053807529e+004 | 5.8338e-08 | 21558.9605 | 2.155896053807529e+004 | 5.5517e-07 |  | 2.155896053807529e+004 | 1.1058e-06 |  | 2.155896053807529e+004 | 9.5807e-07 |  | 21573.9093 | 4.0002e-06 | 68.5682 | 4.0002e-06
2.157390925101866e+004 | 5.8304e-08 | 21573.9093 | 2.157390925101866e+004 | 5.5456e-07 |  | 2.157390925101866e+004 | 1.1046e-06 |  | 2.157390925101866e+004 | 9.5701e-07 |  | 21588.8683 | 4.0002e-06 | 68.608 | 4.0002e-06
2.158886832921217e+004 | 5.8271e-08 | 21588.8683 | 2.158886832921217e+004 | 5.5394e-07 |  | 2.158886832921217e+004 | 1.1033e-06 |  | 2.158886832921217e+004 | 9.5595e-07 |  | 21603.8378 | 4.0002e-06 | 68.6478 | 4.0002e-06
2.160383777984295e+004 | 5.8237e-08 | 21603.8378 | 2.160383777984295e+004 | 5.5333e-07 |  | 2.160383777984295e+004 | 1.1021e-06 |  | 2.160383777984295e+004 | 9.5488e-07 |  | 21618.8176 | 4.0002e-06 | 68.6877 | 4.0002e-06
2.161881761010312e+004 | 5.8203e-08 | 21618.8176 | 2.161881761010312e+004 | 5.5272e-07 |  | 2.161881761010312e+004 | 1.1009e-06 |  | 2.161881761010312e+004 | 9.5382e-07 |  | 21633.8078 | 4.0002e-06 | 68.7276 | 4.0002e-06
2.163380782718978e+004 | 5.8169e-08 | 21633.8078 | 2.163380782718978e+004 | 5.5211e-07 |  | 2.163380782718978e+004 | 1.0996e-06 |  | 2.163380782718978e+004 | 9.5276e-07 |  | 21648.8084 | 4.0002e-06 | 68.7675 | 4.0002e-06
2.164880843830504e+004 | 5.8135e-08 | 21648.8084 | 2.164880843830504e+004 | 5.5149e-07 |  | 2.164880843830504e+004 | 1.0984e-06 |  | 2.164880843830504e+004 | 9.517e-07 |  | 21663.8195 | 4.0002e-06 | 68.8075 | 4.0002e-06
2.166381945065597e+004 | 5.8102e-08 | 21663.8195 | 2.166381945065597e+004 | 5.5088e-07 |  | 2.166381945065597e+004 | 1.0972e-06 |  | 2.166381945065597e+004 | 9.5064e-07 |  | 21678.8409 | 4.0002e-06 | 68.8474 | 4.0002e-06
2.167884087145466e+004 | 5.8068e-08 | 21678.8409 | 2.167884087145466e+004 | 5.5027e-07 |  | 2.167884087145466e+004 | 1.096e-06 |  | 2.167884087145466e+004 | 9.4959e-07 |  | 21693.8727 | 4.0002e-06 | 68.8874 | 4.0002e-06
2.169387270791821e+004 | 5.8034e-08 | 21693.8727 | 2.169387270791821e+004 | 5.4966e-07 |  | 2.169387270791821e+004 | 1.0948e-06 |  | 2.169387270791821e+004 | 9.4853e-07 |  | 21708.915 | 4.0002e-06 | 68.9275 | 4.0002e-06
2.170891496726870e+004 | 5.8001e-08 | 21708.915 | 2.170891496726870e+004 | 5.4905e-07 |  | 2.170891496726870e+004 | 1.0935e-06 |  | 2.170891496726870e+004 | 9.4747e-07 |  | 21723.9677 | 4.0002e-06 | 68.9675 | 4.0002e-06
2.172396765673323e+004 | 5.7967e-08 | 21723.9677 | 2.172396765673323e+004 | 5.4844e-07 |  | 2.172396765673323e+004 | 1.0923e-06 |  | 2.172396765673323e+004 | 9.4642e-07 |  | 21739.0308 | 4.0002e-06 | 69.0076 | 4.0002e-06
2.173903078354392e+004 | 5.7933e-08 | 21739.0308 | 2.173903078354392e+004 | 5.4783e-07 |  | 2.173903078354392e+004 | 1.0911e-06 |  | 2.173903078354392e+004 | 9.4537e-07 |  | 21754.1044 | 4.0002e-06 | 69.0477 | 4.0002e-06
2.175410435493788e+004 | 5.7899e-08 | 21754.1044 | 2.175410435493788e+004 | 5.4723e-07 |  | 2.175410435493788e+004 | 1.0899e-06 |  | 2.175410435493788e+004 | 9.4431e-07 |  | 21769.1884 | 4.0002e-06 | 69.0879 | 4.0002e-06
2.176918837815727e+004 | 5.7866e-08 | 21769.1884 | 2.176918837815727e+004 | 5.4662e-07 |  | 2.176918837815727e+004 | 1.0887e-06 |  | 2.176918837815727e+004 | 9.4326e-07 |  | 21784.2829 | 4.0002e-06 | 69.128 | 4.0002e-06
2.178428286044924e+004 | 5.7832e-08 | 21784.2829 | 2.178428286044924e+004 | 5.4601e-07 |  | 2.178428286044924e+004 | 1.0875e-06 |  | 2.178428286044924e+004 | 9.4221e-07 |  | 21799.3878 | 4.0002e-06 | 69.1682 | 4.0002e-06
2.179938780906598e+004 | 5.7799e-08 | 21799.3878 | 2.179938780906598e+004 | 5.4541e-07 |  | 2.179938780906598e+004 | 1.0862e-06 |  | 2.179938780906598e+004 | 9.4116e-07 |  | 21814.5032 | 4.0002e-06 | 69.2085 | 4.0002e-06
2.181450323126472e+004 | 5.7765e-08 | 21814.5032 | 2.181450323126472e+004 | 5.448e-07 |  | 2.181450323126472e+004 | 1.085e-06 |  | 2.181450323126472e+004 | 9.4011e-07 |  | 21829.6291 | 4.0002e-06 | 69.2487 | 4.0002e-06
2.182962913430771e+004 | 5.7731e-08 | 21829.6291 | 2.182962913430771e+004 | 5.4419e-07 |  | 2.182962913430771e+004 | 1.0838e-06 |  | 2.182962913430771e+004 | 9.3906e-07 |  | 21844.7655 | 4.0002e-06 | 69.289 | 4.0002e-06
2.184476552546222e+004 | 5.7698e-08 | 21844.7655 | 2.184476552546222e+004 | 5.4359e-07 |  | 2.184476552546222e+004 | 1.0826e-06 |  | 2.184476552546222e+004 | 9.3801e-07 |  | 21859.9124 | 4.0002e-06 | 69.3293 | 4.0002e-06
2.185991241200059e+004 | 5.7664e-08 | 21859.9124 | 2.185991241200059e+004 | 5.4298e-07 |  | 2.185991241200059e+004 | 1.0814e-06 |  | 2.185991241200059e+004 | 9.3697e-07 |  | 21875.0698 | 4.0002e-06 | 69.3697 | 4.0002e-06
2.187506980120018e+004 | 5.7631e-08 | 21875.0698 | 2.187506980120018e+004 | 5.4238e-07 |  | 2.187506980120018e+004 | 1.0802e-06 |  | 2.187506980120018e+004 | 9.3592e-07 |  | 21890.2377 | 4.0002e-06 | 69.41 | 4.0002e-06
2.189023770034341e+004 | 5.7597e-08 | 21890.2377 | 2.189023770034341e+004 | 5.4178e-07 |  | 2.189023770034341e+004 | 1.079e-06 |  | 2.189023770034341e+004 | 9.3488e-07 |  | 21905.4161 | 4.0002e-06 | 69.4504 | 4.0002e-06
2.190541611671774e+004 | 5.7564e-08 | 21905.4161 | 2.190541611671774e+004 | 5.4117e-07 |  | 2.190541611671774e+004 | 1.0778e-06 |  | 2.190541611671774e+004 | 9.3383e-07 |  | 21920.6051 | 4.0002e-06 | 69.4909 | 4.0002e-06
2.192060505761568e+004 | 5.753e-08 | 21920.6051 | 2.192060505761568e+004 | 5.4057e-07 |  | 2.192060505761568e+004 | 1.0766e-06 |  | 2.192060505761568e+004 | 9.3279e-07 |  | 21935.8045 | 4.0002e-06 | 69.5313 | 4.0002e-06
2.193580453033482e+004 | 5.7497e-08 | 21935.8045 | 2.193580453033482e+004 | 5.3997e-07 |  | 2.193580453033482e+004 | 1.0754e-06 |  | 2.193580453033482e+004 | 9.3175e-07 |  | 21951.0145 | 4.0001e-06 | 69.5718 | 4.0001e-06
2.195101454217777e+004 | 5.7463e-08 | 21951.0145 | 2.195101454217777e+004 | 5.3937e-07 |  | 2.195101454217777e+004 | 1.0742e-06 |  | 2.195101454217777e+004 | 9.307e-07 |  | 21966.2351 | 4.0001e-06 | 69.6123 | 4.0001e-06
2.196623510045224e+004 | 5.743e-08 | 21966.2351 | 2.196623510045224e+004 | 5.3877e-07 |  | 2.196623510045224e+004 | 1.073e-06 |  | 2.196623510045224e+004 | 9.2966e-07 |  | 21981.4662 | 4.0001e-06 | 69.6529 | 4.0001e-06
2.198146621247099e+004 | 5.7396e-08 | 21981.4662 | 2.198146621247099e+004 | 5.3817e-07 |  | 2.198146621247099e+004 | 1.0718e-06 |  | 2.198146621247099e+004 | 9.2862e-07 |  | 21996.7079 | 4.0001e-06 | 69.6934 | 4.0001e-06
2.199670788555186e+004 | 5.7363e-08 | 21996.7079 | 2.199670788555186e+004 | 5.3757e-07 |  | 2.199670788555186e+004 | 1.0706e-06 |  | 2.199670788555186e+004 | 9.2759e-07 |  | 22011.9601 | 4.0001e-06 | 69.734 | 4.0001e-06
2.201196012701775e+004 | 5.733e-08 | 22011.9601 | 2.201196012701775e+004 | 5.3697e-07 |  | 2.201196012701775e+004 | 1.0694e-06 |  | 2.201196012701775e+004 | 9.2655e-07 |  | 22027.2229 | 4.0001e-06 | 69.7747 | 4.0001e-06
2.202722294419665e+004 | 5.7296e-08 | 22027.2229 | 2.202722294419665e+004 | 5.3637e-07 |  | 2.202722294419665e+004 | 1.0682e-06 |  | 2.202722294419665e+004 | 9.2551e-07 |  | 22042.4963 | 4.0001e-06 | 69.8153 | 4.0001e-06
2.204249634442162e+004 | 5.7263e-08 | 22042.4963 | 2.204249634442162e+004 | 5.3577e-07 |  | 2.204249634442162e+004 | 1.067e-06 |  | 2.204249634442162e+004 | 9.2447e-07 |  | 22057.7803 | 4.0001e-06 | 69.856 | 4.0001e-06
2.205778033503082e+004 | 5.7229e-08 | 22057.7803 | 2.205778033503082e+004 | 5.3517e-07 |  | 2.205778033503082e+004 | 1.0658e-06 |  | 2.205778033503082e+004 | 9.2344e-07 |  | 22073.0749 | 4.0001e-06 | 69.8967 | 4.0001e-06
2.207307492336749e+004 | 5.7196e-08 | 22073.0749 | 2.207307492336749e+004 | 5.3458e-07 |  | 2.207307492336749e+004 | 1.0646e-06 |  | 2.207307492336749e+004 | 9.2241e-07 |  | 22088.3801 | 4.0001e-06 | 69.9374 | 4.0001e-06
2.208838011677996e+004 | 5.7163e-08 | 22088.3801 | 2.208838011677996e+004 | 5.3398e-07 |  | 2.208838011677996e+004 | 1.0634e-06 |  | 2.208838011677996e+004 | 9.2137e-07 |  | 22103.6959 | 4.0001e-06 | 69.9782 | 4.0001e-06
2.210369592262165e+004 | 5.7129e-08 | 22103.6959 | 2.210369592262165e+004 | 5.3338e-07 |  | 2.210369592262165e+004 | 1.0622e-06 |  | 2.210369592262165e+004 | 9.2034e-07 |  | 22119.0223 | 4.0001e-06 | 70.019 | 4.0001e-06
2.211902234825109e+004 | 5.7096e-08 | 22119.0223 | 2.211902234825109e+004 | 5.3279e-07 |  | 2.211902234825109e+004 | 1.061e-06 |  | 2.211902234825109e+004 | 9.1931e-07 |  | 22134.3594 | 4.0001e-06 | 70.0598 | 4.0001e-06
2.213435940103191e+004 | 5.7063e-08 | 22134.3594 | 2.213435940103191e+004 | 5.3219e-07 |  | 2.213435940103191e+004 | 1.0598e-06 |  | 2.213435940103191e+004 | 9.1828e-07 |  | 22149.7071 | 4.0001e-06 | 70.1007 | 4.0001e-06
2.214970708833283e+004 | 5.703e-08 | 22149.7071 | 2.214970708833283e+004 | 5.316e-07 |  | 2.214970708833283e+004 | 1.0586e-06 |  | 2.214970708833283e+004 | 9.1725e-07 |  | 22165.0654 | 4.0001e-06 | 70.1416 | 4.0001e-06
2.216506541752772e+004 | 5.6996e-08 | 22165.0654 | 2.216506541752772e+004 | 5.31e-07 |  | 2.216506541752772e+004 | 1.0575e-06 |  | 2.216506541752772e+004 | 9.1622e-07 |  | 22180.4344 | 4.0001e-06 | 70.1825 | 4.0001e-06
2.218043439599551e+004 | 5.6963e-08 | 22180.4344 | 2.218043439599551e+004 | 5.3041e-07 |  | 2.218043439599551e+004 | 1.0563e-06 |  | 2.218043439599551e+004 | 9.1519e-07 |  | 22195.814 | 4.0001e-06 | 70.2234 | 4.0001e-06
2.219581403112029e+004 | 5.693e-08 | 22195.814 | 2.219581403112029e+004 | 5.2982e-07 |  | 2.219581403112029e+004 | 1.0551e-06 |  | 2.219581403112029e+004 | 9.1416e-07 |  | 22211.2043 | 4.0001e-06 | 70.2644 | 4.0001e-06
2.221120433029124e+004 | 5.6897e-08 | 22211.2043 | 2.221120433029124e+004 | 5.2923e-07 |  | 2.221120433029124e+004 | 1.0539e-06 |  | 2.221120433029124e+004 | 9.1314e-07 |  | 22226.6053 | 4.0001e-06 | 70.3054 | 4.0001e-06
2.222660530090268e+004 | 5.6864e-08 | 22226.6053 | 2.222660530090268e+004 | 5.2863e-07 |  | 2.222660530090268e+004 | 1.0527e-06 |  | 2.222660530090268e+004 | 9.1211e-07 |  | 22242.017 | 4.0001e-06 | 70.3464 | 4.0001e-06
2.224201695035405e+004 | 5.683e-08 | 22242.017 | 2.224201695035405e+004 | 5.2804e-07 |  | 2.224201695035405e+004 | 1.0515e-06 |  | 2.224201695035405e+004 | 9.1109e-07 |  | 22257.4393 | 4.0001e-06 | 70.3875 | 4.0001e-06
2.225743928604993e+004 | 5.6797e-08 | 22257.4393 | 2.225743928604993e+004 | 5.2745e-07 |  | 2.225743928604993e+004 | 1.0503e-06 |  | 2.225743928604993e+004 | 9.1006e-07 |  | 22272.8723 | 4.0001e-06 | 70.4285 | 4.0001e-06
2.227287231540003e+004 | 5.6764e-08 | 22272.8723 | 2.227287231540003e+004 | 5.2686e-07 |  | 2.227287231540003e+004 | 1.0492e-06 |  | 2.227287231540003e+004 | 9.0904e-07 |  | 22288.316 | 4.0001e-06 | 70.4697 | 4.0001e-06
2.228831604581919e+004 | 5.6731e-08 | 22288.316 | 2.228831604581919e+004 | 5.2627e-07 |  | 2.228831604581919e+004 | 1.048e-06 |  | 2.228831604581919e+004 | 9.0802e-07 |  | 22303.7705 | 4.0001e-06 | 70.5108 | 4.0001e-06
2.230377048472739e+004 | 5.6698e-08 | 22303.7705 | 2.230377048472739e+004 | 5.2568e-07 |  | 2.230377048472739e+004 | 1.0468e-06 |  | 2.230377048472739e+004 | 9.07e-07 |  | 22319.2356 | 4.0001e-06 | 70.552 | 4.0001e-06
2.231923563954978e+004 | 5.6665e-08 | 22319.2356 | 2.231923563954978e+004 | 5.2509e-07 |  | 2.231923563954978e+004 | 1.0456e-06 |  | 2.231923563954978e+004 | 9.0598e-07 |  | 22334.7115 | 4.0001e-06 | 70.5932 | 4.0001e-06
2.233471151771663e+004 | 5.6632e-08 | 22334.7115 | 2.233471151771663e+004 | 5.245e-07 |  | 2.233471151771663e+004 | 1.0445e-06 |  | 2.233471151771663e+004 | 9.0496e-07 |  | 22350.1981 | 4.0001e-06 | 70.6344 | 4.0001e-06
2.235019812666337e+004 | 5.6599e-08 | 22350.1981 | 2.235019812666337e+004 | 5.2392e-07 |  | 2.235019812666337e+004 | 1.0433e-06 |  | 2.235019812666337e+004 | 9.0394e-07 |  | 22365.6955 | 4.0001e-06 | 70.6757 | 4.0001e-06
2.236569547383059e+004 | 5.6566e-08 | 22365.6955 | 2.236569547383059e+004 | 5.2333e-07 |  | 2.236569547383059e+004 | 1.0421e-06 |  | 2.236569547383059e+004 | 9.0293e-07 |  | 22381.2036 | 4.0001e-06 | 70.717 | 4.0001e-06
2.238120356666404e+004 | 5.6533e-08 | 22381.2036 | 2.238120356666404e+004 | 5.2274e-07 |  | 2.238120356666404e+004 | 1.0409e-06 |  | 2.238120356666404e+004 | 9.0191e-07 |  | 22396.7224 | 4.0001e-06 | 70.7583 | 4.0001e-06
2.239672241261463e+004 | 5.65e-08 | 22396.7224 | 2.239672241261463e+004 | 5.2216e-07 |  | 2.239672241261463e+004 | 1.0398e-06 |  | 2.239672241261463e+004 | 9.0089e-07 |  | 22412.252 | 4.0001e-06 | 70.7996 | 4.0001e-06
2.241225201913843e+004 | 5.6467e-08 | 22412.252 | 2.241225201913843e+004 | 5.2157e-07 |  | 2.241225201913843e+004 | 1.0386e-06 |  | 2.241225201913843e+004 | 8.9988e-07 |  | 22427.7924 | 4.0001e-06 | 70.841 | 4.0001e-06
2.242779239369670e+004 | 5.6434e-08 | 22427.7924 | 2.242779239369670e+004 | 5.2098e-07 |  | 2.242779239369670e+004 | 1.0374e-06 |  | 2.242779239369670e+004 | 8.9887e-07 |  | 22443.3435 | 4.0001e-06 | 70.8824 | 4.0001e-06
2.244334354375585e+004 | 5.6401e-08 | 22443.3435 | 2.244334354375585e+004 | 5.204e-07 |  | 2.244334354375585e+004 | 1.0362e-06 |  | 2.244334354375585e+004 | 8.9785e-07 |  | 22458.9055 | 4.0001e-06 | 70.9238 | 4.0001e-06
2.245890547678748e+004 | 5.6368e-08 | 22458.9055 | 2.245890547678748e+004 | 5.1982e-07 |  | 2.245890547678748e+004 | 1.0351e-06 |  | 2.245890547678748e+004 | 8.9684e-07 |  | 22474.4782 | 4.0001e-06 | 70.9652 | 4.0001e-06
2.247447820026837e+004 | 5.6335e-08 | 22474.4782 | 2.247447820026837e+004 | 5.1923e-07 |  | 2.247447820026837e+004 | 1.0339e-06 |  | 2.247447820026837e+004 | 8.9583e-07 |  | 22490.0617 | 4.0001e-06 | 71.0067 | 4.0001e-06
2.249006172168048e+004 | 5.6302e-08 | 22490.0617 | 2.249006172168048e+004 | 5.1865e-07 |  | 2.249006172168048e+004 | 1.0327e-06 |  | 2.249006172168048e+004 | 8.9482e-07 |  | 22505.656 | 4.0001e-06 | 71.0483 | 4.0001e-06
2.250565604851096e+004 | 5.6269e-08 | 22505.656 | 2.250565604851096e+004 | 5.1807e-07 |  | 2.250565604851096e+004 | 1.0316e-06 |  | 2.250565604851096e+004 | 8.9381e-07 |  | 22521.2612 | 4.0001e-06 | 71.0898 | 4.0001e-06
2.252126118825215e+004 | 5.6236e-08 | 22521.2612 | 2.252126118825215e+004 | 5.1748e-07 |  | 2.252126118825215e+004 | 1.0304e-06 |  | 2.252126118825215e+004 | 8.928e-07 |  | 22536.8771 | 4.0001e-06 | 71.1314 | 4.0001e-06
2.253687714840159e+004 | 5.6203e-08 | 22536.8771 | 2.253687714840159e+004 | 5.169e-07 |  | 2.253687714840159e+004 | 1.0292e-06 |  | 2.253687714840159e+004 | 8.9179e-07 |  | 22552.5039 | 4.0001e-06 | 71.173 | 4.0001e-06
2.255250393646201e+004 | 5.617e-08 | 22552.5039 | 2.255250393646201e+004 | 5.1632e-07 |  | 2.255250393646201e+004 | 1.0281e-06 |  | 2.255250393646201e+004 | 8.9079e-07 |  | 22568.1416 | 4.0001e-06 | 71.2146 | 4.0001e-06
2.256814155994135e+004 | 5.6137e-08 | 22568.1416 | 2.256814155994135e+004 | 5.1574e-07 |  | 2.256814155994135e+004 | 1.0269e-06 |  | 2.256814155994135e+004 | 8.8978e-07 |  | 22583.79 | 4.0001e-06 | 71.2562 | 4.0001e-06
2.258379002635276e+004 | 5.6105e-08 | 22583.79 | 2.258379002635276e+004 | 5.1516e-07 |  | 2.258379002635276e+004 | 1.0258e-06 |  | 2.258379002635276e+004 | 8.8878e-07 |  | 22599.4493 | 4.0001e-06 | 71.2979 | 4.0001e-06
2.259944934321458e+004 | 5.6072e-08 | 22599.4493 | 2.259944934321458e+004 | 5.1458e-07 |  | 2.259944934321458e+004 | 1.0246e-06 |  | 2.259944934321458e+004 | 8.8777e-07 |  | 22615.1195 | 4.0001e-06 | 71.3397 | 4.0001e-06
2.261511951805039e+004 | 5.6039e-08 | 22615.1195 | 2.261511951805039e+004 | 5.14e-07 |  | 2.261511951805039e+004 | 1.0234e-06 |  | 2.261511951805039e+004 | 8.8677e-07 |  | 22630.8006 | 4.0001e-06 | 71.3814 | 4.0001e-06
2.263080055838897e+004 | 5.6006e-08 | 22630.8006 | 2.263080055838897e+004 | 5.1342e-07 |  | 2.263080055838897e+004 | 1.0223e-06 |  | 2.263080055838897e+004 | 8.8577e-07 |  | 22646.4925 | 4.0001e-06 | 71.4232 | 4.0001e-06
2.264649247176432e+004 | 5.5973e-08 | 22646.4925 | 2.264649247176432e+004 | 5.1284e-07 |  | 2.264649247176432e+004 | 1.0211e-06 |  | 2.264649247176432e+004 | 8.8477e-07 |  | 22662.1953 | 4.0001e-06 | 71.465 | 4.0001e-06
2.266219526571567e+004 | 5.5941e-08 | 22662.1953 | 2.266219526571567e+004 | 5.1227e-07 |  | 2.266219526571567e+004 | 1.02e-06 |  | 2.266219526571567e+004 | 8.8377e-07 |  | 22677.9089 | 4.0001e-06 | 71.5068 | 4.0001e-06
2.267790894778747e+004 | 5.5908e-08 | 22677.9089 | 2.267790894778747e+004 | 5.1169e-07 |  | 2.267790894778747e+004 | 1.0188e-06 |  | 2.267790894778747e+004 | 8.8277e-07 |  | 22693.6335 | 4.0001e-06 | 71.5487 | 4.0001e-06
2.269363352552941e+004 | 5.5875e-08 | 22693.6335 | 2.269363352552941e+004 | 5.1111e-07 |  | 2.269363352552941e+004 | 1.0177e-06 |  | 2.269363352552941e+004 | 8.8177e-07 |  | 22709.369 | 4.0001e-06 | 71.5906 | 4.0001e-06
2.270936900649641e+004 | 5.5843e-08 | 22709.369 | 2.270936900649641e+004 | 5.1054e-07 |  | 2.270936900649641e+004 | 1.0165e-06 |  | 2.270936900649641e+004 | 8.8077e-07 |  | 22725.1154 | 4.0001e-06 | 71.6325 | 4.0001e-06
2.272511539824864e+004 | 5.581e-08 | 22725.1154 | 2.272511539824864e+004 | 5.0996e-07 |  | 2.272511539824864e+004 | 1.0154e-06 |  | 2.272511539824864e+004 | 8.7977e-07 |  | 22740.8727 | 4.0001e-06 | 71.6744 | 4.0001e-06
2.274087270835148e+004 | 5.5777e-08 | 22740.8727 | 2.274087270835148e+004 | 5.0939e-07 |  | 2.274087270835148e+004 | 1.0142e-06 |  | 2.274087270835148e+004 | 8.7878e-07 |  | 22756.6409 | 4.0001e-06 | 71.7164 | 4.0001e-06
2.275664094437560e+004 | 5.5745e-08 | 22756.6409 | 2.275664094437560e+004 | 5.0881e-07 |  | 2.275664094437560e+004 | 1.0131e-06 |  | 2.275664094437560e+004 | 8.7778e-07 |  | 22772.4201 | 4.0001e-06 | 71.7584 | 4.0001e-06
2.277242011389687e+004 | 5.5712e-08 | 22772.4201 | 2.277242011389687e+004 | 5.0824e-07 |  | 2.277242011389687e+004 | 1.0119e-06 |  | 2.277242011389687e+004 | 8.7679e-07 |  | 22788.2102 | 4.0001e-06 | 71.8004 | 4.0001e-06
2.278821022449647e+004 | 5.5679e-08 | 22788.2102 | 2.278821022449647e+004 | 5.0766e-07 |  | 2.278821022449647e+004 | 1.0108e-06 |  | 2.278821022449647e+004 | 8.758e-07 |  | 22804.0113 | 4.0001e-06 | 71.8425 | 4.0001e-06
2.280401128376079e+004 | 5.5647e-08 | 22804.0113 | 2.280401128376079e+004 | 5.0709e-07 |  | 2.280401128376079e+004 | 1.0096e-06 |  | 2.280401128376079e+004 | 8.748e-07 |  | 22819.8233 | 4.0001e-06 | 71.8846 | 4.0001e-06
2.281982329928149e+004 | 5.5614e-08 | 22819.8233 | 2.281982329928149e+004 | 5.0652e-07 |  | 2.281982329928149e+004 | 1.0085e-06 |  | 2.281982329928149e+004 | 8.7381e-07 |  | 22835.6463 | 4.0001e-06 | 71.9267 | 4.0001e-06
2.283564627865552e+004 | 5.5582e-08 | 22835.6463 | 2.283564627865552e+004 | 5.0595e-07 |  | 2.283564627865552e+004 | 1.0073e-06 |  | 2.283564627865552e+004 | 8.7282e-07 |  | 22851.4802 | 4.0001e-06 | 71.9689 | 4.0001e-06
2.285148022948506e+004 | 5.5549e-08 | 22851.4802 | 2.285148022948506e+004 | 5.0538e-07 |  | 2.285148022948506e+004 | 1.0062e-06 |  | 2.285148022948506e+004 | 8.7183e-07 |  | 22867.3252 | 4.0001e-06 | 72.011 | 4.0001e-06
2.286732515937760e+004 | 5.5516e-08 | 22867.3252 | 2.286732515937760e+004 | 5.048e-07 |  | 2.286732515937760e+004 | 1.0051e-06 |  | 2.286732515937760e+004 | 8.7084e-07 |  | 22883.1811 | 4.0001e-06 | 72.0532 | 4.0001e-06
2.288318107594587e+004 | 5.5484e-08 | 22883.1811 | 2.288318107594587e+004 | 5.0423e-07 |  | 2.288318107594587e+004 | 1.0039e-06 |  | 2.288318107594587e+004 | 8.6986e-07 |  | 22899.048 | 4.0001e-06 | 72.0955 | 4.0001e-06
2.289904798680789e+004 | 5.5451e-08 | 22899.048 | 2.289904798680789e+004 | 5.0366e-07 |  | 2.289904798680789e+004 | 1.0028e-06 |  | 2.289904798680789e+004 | 8.6887e-07 |  | 22914.9259 | 4.0001e-06 | 72.1377 | 4.0001e-06
2.291492589958698e+004 | 5.5419e-08 | 22914.9259 | 2.291492589958698e+004 | 5.0309e-07 |  | 2.291492589958698e+004 | 1.0016e-06 |  | 2.291492589958698e+004 | 8.6788e-07 |  | 22930.8148 | 4.0001e-06 | 72.18 | 4.0001e-06
2.293081482191171e+004 | 5.5386e-08 | 22930.8148 | 2.293081482191171e+004 | 5.0253e-07 |  | 2.293081482191171e+004 | 1.0005e-06 |  | 2.293081482191171e+004 | 8.669e-07 |  | 22946.7148 | 4.0001e-06 | 72.2224 | 4.0001e-06
2.294671476141598e+004 | 5.5354e-08 | 22946.7148 | 2.294671476141598e+004 | 5.0196e-07 |  | 2.294671476141598e+004 | 9.9936e-07 |  | 2.294671476141598e+004 | 8.6591e-07 |  | 22962.6257 | 4.0001e-06 | 72.2647 | 4.0001e-06
2.296262572573896e+004 | 5.5322e-08 | 22962.6257 | 2.296262572573896e+004 | 5.0139e-07 |  | 2.296262572573896e+004 | 9.9823e-07 |  | 2.296262572573896e+004 | 8.6493e-07 |  | 22978.5477 | 4.0001e-06 | 72.3071 | 4.0001e-06
2.297854772252512e+004 | 5.5289e-08 | 22978.5477 | 2.297854772252512e+004 | 5.0082e-07 |  | 2.297854772252512e+004 | 9.9709e-07 |  | 2.297854772252512e+004 | 8.6395e-07 |  | 22994.4808 | 4.0001e-06 | 72.3495 | 4.0001e-06
2.299448075942423e+004 | 5.5257e-08 | 22994.4808 | 2.299448075942423e+004 | 5.0026e-07 |  | 2.299448075942423e+004 | 9.9596e-07 |  | 2.299448075942423e+004 | 8.6297e-07 |  | 23010.4248 | 4.0001e-06 | 72.392 | 4.0001e-06
2.301042484409137e+004 | 5.5224e-08 | 23010.4248 | 2.301042484409137e+004 | 4.9969e-07 |  | 2.301042484409137e+004 | 9.9483e-07 |  | 2.301042484409137e+004 | 8.6198e-07 |  | 23026.38 | 4.0001e-06 | 72.4344 | 4.0001e-06
2.302637998418692e+004 | 5.5192e-08 | 23026.38 | 2.302637998418692e+004 | 4.9912e-07 |  | 2.302637998418692e+004 | 9.937e-07 |  | 2.302637998418692e+004 | 8.61e-07 |  | 23042.3462 | 4.0001e-06 | 72.4769 | 4.0001e-06
2.304234618737657e+004 | 5.516e-08 | 23042.3462 | 2.304234618737657e+004 | 4.9856e-07 |  | 2.304234618737657e+004 | 9.9256e-07 |  | 2.304234618737657e+004 | 8.6003e-07 |  | 23058.3235 | 4.0001e-06 | 72.5194 | 4.0001e-06
2.305832346133134e+004 | 5.5127e-08 | 23058.3235 | 2.305832346133134e+004 | 4.9799e-07 |  | 2.305832346133134e+004 | 9.9144e-07 |  | 2.305832346133134e+004 | 8.5905e-07 |  | 23074.3118 | 4.0001e-06 | 72.562 | 4.0001e-06
2.307431181372755e+004 | 5.5095e-08 | 23074.3118 | 2.307431181372755e+004 | 4.9743e-07 |  | 2.307431181372755e+004 | 9.9031e-07 |  | 2.307431181372755e+004 | 8.5807e-07 |  | 23090.3113 | 4.0001e-06 | 72.6046 | 4.0001e-06
2.309031125224687e+004 | 5.5063e-08 | 23090.3113 | 2.309031125224687e+004 | 4.9686e-07 |  | 2.309031125224687e+004 | 9.8918e-07 |  | 2.309031125224687e+004 | 8.5709e-07 |  | 23106.3218 | 4.0001e-06 | 72.6472 | 4.0001e-06
2.310632178457626e+004 | 5.503e-08 | 23106.3218 | 2.310632178457626e+004 | 4.963e-07 |  | 2.310632178457626e+004 | 9.8805e-07 |  | 2.310632178457626e+004 | 8.5612e-07 |  | 23122.3434 | 4.0001e-06 | 72.6899 | 4.0001e-06
2.312234341840804e+004 | 5.4998e-08 | 23122.3434 | 2.312234341840804e+004 | 4.9574e-07 |  | 2.312234341840804e+004 | 9.8693e-07 |  | 2.312234341840804e+004 | 8.5514e-07 |  | 23138.3762 | 4.0001e-06 | 72.7325 | 4.0001e-06
2.313837616143985e+004 | 5.4966e-08 | 23138.3762 | 2.313837616143985e+004 | 4.9518e-07 |  | 2.313837616143985e+004 | 9.858e-07 |  | 2.313837616143985e+004 | 8.5417e-07 |  | 23154.42 | 4.0001e-06 | 72.7752 | 4.0001e-06
2.315442002137467e+004 | 5.4933e-08 | 23154.42 | 2.315442002137467e+004 | 4.9461e-07 |  | 2.315442002137467e+004 | 9.8468e-07 |  | 2.315442002137467e+004 | 8.532e-07 |  | 23170.475 | 4.0001e-06 | 72.8179 | 4.0001e-06
2.317047500592081e+004 | 5.4901e-08 | 23170.475 | 2.317047500592081e+004 | 4.9405e-07 |  | 2.317047500592081e+004 | 9.8356e-07 |  | 2.317047500592081e+004 | 8.5222e-07 |  | 23186.5411 | 4.0001e-06 | 72.8607 | 4.0001e-06
2.318654112279195e+004 | 5.4869e-08 | 23186.5411 | 2.318654112279195e+004 | 4.9349e-07 |  | 2.318654112279195e+004 | 9.8244e-07 |  | 2.318654112279195e+004 | 8.5125e-07 |  | 23202.6184 | 4.0001e-06 | 72.9035 | 4.0001e-06
2.320261837970711e+004 | 5.4837e-08 | 23202.6184 | 2.320261837970711e+004 | 4.9293e-07 |  | 2.320261837970711e+004 | 9.8132e-07 |  | 2.320261837970711e+004 | 8.5028e-07 |  | 23218.7068 | 4.0001e-06 | 72.9463 | 4.0001e-06
2.321870678439064e+004 | 5.4805e-08 | 23218.7068 | 2.321870678439064e+004 | 4.9237e-07 |  | 2.321870678439064e+004 | 9.802e-07 |  | 2.321870678439064e+004 | 8.4931e-07 |  | 23234.8063 | 4.0001e-06 | 72.9892 | 4.0001e-06
2.323480634457227e+004 | 5.4772e-08 | 23234.8063 | 2.323480634457227e+004 | 4.9181e-07 |  | 2.323480634457227e+004 | 9.7908e-07 |  | 2.323480634457227e+004 | 8.4834e-07 |  | 23250.9171 | 4.0001e-06 | 73.032 | 4.0001e-06
2.325091706798709e+004 | 5.474e-08 | 23250.9171 | 2.325091706798709e+004 | 4.9125e-07 |  | 2.325091706798709e+004 | 9.7796e-07 |  | 2.325091706798709e+004 | 8.4738e-07 |  | 23267.039 | 4.0001e-06 | 73.0749 | 4.0001e-06
2.326703896237553e+004 | 5.4708e-08 | 23267.039 | 2.326703896237553e+004 | 4.907e-07 |  | 2.326703896237553e+004 | 9.7684e-07 |  | 2.326703896237553e+004 | 8.4641e-07 |  | 23283.172 | 4.0001e-06 | 73.1179 | 4.0001e-06
2.328317203548342e+004 | 5.4676e-08 | 23283.172 | 2.328317203548342e+004 | 4.9014e-07 |  | 2.328317203548342e+004 | 9.7573e-07 |  | 2.328317203548342e+004 | 8.4544e-07 |  | 23299.3163 | 4.0001e-06 | 73.1608 | 4.0001e-06
2.329931629506193e+004 | 5.4644e-08 | 23299.3163 | 2.329931629506193e+004 | 4.8958e-07 |  | 2.329931629506193e+004 | 9.7461e-07 |  | 2.329931629506193e+004 | 8.4448e-07 |  | 23315.4717 | 4.0001e-06 | 73.2038 | 4.0001e-06
2.331547174886763e+004 | 5.4612e-08 | 23315.4717 | 2.331547174886763e+004 | 4.8903e-07 |  | 2.331547174886763e+004 | 9.735e-07 |  | 2.331547174886763e+004 | 8.4352e-07 |  | 23331.6384 | 4.0001e-06 | 73.2469 | 4.0001e-06
2.333163840466245e+004 | 5.458e-08 | 23331.6384 | 2.333163840466245e+004 | 4.8847e-07 |  | 2.333163840466245e+004 | 9.7239e-07 |  | 2.333163840466245e+004 | 8.4255e-07 |  | 23347.8163 | 4.0001e-06 | 73.2899 | 4.0001e-06
2.334781627021371e+004 | 5.4548e-08 | 23347.8163 | 2.334781627021371e+004 | 4.8791e-07 |  | 2.334781627021371e+004 | 9.7128e-07 |  | 2.334781627021371e+004 | 8.4159e-07 |  | 23364.0054 | 4.0001e-06 | 73.333 | 4.0001e-06
2.336400535329411e+004 | 5.4516e-08 | 23364.0054 | 2.336400535329411e+004 | 4.8736e-07 |  | 2.336400535329411e+004 | 9.7017e-07 |  | 2.336400535329411e+004 | 8.4063e-07 |  | 23380.2057 | 4.0001e-06 | 73.3761 | 4.0001e-06
2.338020566168175e+004 | 5.4483e-08 | 23380.2057 | 2.338020566168175e+004 | 4.868e-07 |  | 2.338020566168175e+004 | 9.6906e-07 |  | 2.338020566168175e+004 | 8.3967e-07 |  | 23396.4172 | 4.0001e-06 | 73.4192 | 4.0001e-06
2.339641720316012e+004 | 5.4451e-08 | 23396.4172 | 2.339641720316012e+004 | 4.8625e-07 |  | 2.339641720316012e+004 | 9.6795e-07 |  | 2.339641720316012e+004 | 8.3871e-07 |  | 23412.64 | 4.0001e-06 | 73.4624 | 4.0001e-06
2.341263998551809e+004 | 5.4419e-08 | 23412.64 | 2.341263998551809e+004 | 4.857e-07 |  | 2.341263998551809e+004 | 9.6684e-07 |  | 2.341263998551809e+004 | 8.3775e-07 |  | 23428.874 | 4.0001e-06 | 73.5056 | 4.0001e-06
2.342887401654996e+004 | 5.4387e-08 | 23428.874 | 2.342887401654996e+004 | 4.8514e-07 |  | 2.342887401654996e+004 | 9.6574e-07 |  | 2.342887401654996e+004 | 8.3679e-07 |  | 23445.1193 | 4.0001e-06 | 73.5488 | 4.0001e-06
2.344511930405542e+004 | 5.4356e-08 | 23445.1193 | 2.344511930405542e+004 | 4.8459e-07 |  | 2.344511930405542e+004 | 9.6463e-07 |  | 2.344511930405542e+004 | 8.3583e-07 |  | 23461.3759 | 4.0001e-06 | 73.5921 | 4.0001e-06
2.346137585583956e+004 | 5.4324e-08 | 23461.3759 | 2.346137585583956e+004 | 4.8404e-07 |  | 2.346137585583956e+004 | 9.6353e-07 |  | 2.346137585583956e+004 | 8.3488e-07 |  | 23477.6437 | 4.0001e-06 | 73.6354 | 4.0001e-06
2.347764367971289e+004 | 5.4292e-08 | 23477.6437 | 2.347764367971289e+004 | 4.8349e-07 |  | 2.347764367971289e+004 | 9.6242e-07 |  | 2.347764367971289e+004 | 8.3392e-07 |  | 23493.9228 | 4.0001e-06 | 73.6787 | 4.0001e-06
2.349392278349134e+004 | 5.426e-08 | 23493.9228 | 2.349392278349134e+004 | 4.8293e-07 |  | 2.349392278349134e+004 | 9.6132e-07 |  | 2.349392278349134e+004 | 8.3297e-07 |  | 23510.2132 | 4.0001e-06 | 73.722 | 4.0001e-06
2.351021317499625e+004 | 5.4228e-08 | 23510.2132 | 2.351021317499625e+004 | 4.8238e-07 |  | 2.351021317499625e+004 | 9.6022e-07 |  | 2.351021317499625e+004 | 8.3201e-07 |  | 23526.5149 | 4.0001e-06 | 73.7654 | 4.0001e-06
2.352651486205439e+004 | 5.4196e-08 | 23526.5149 | 2.352651486205439e+004 | 4.8183e-07 |  | 2.352651486205439e+004 | 9.5912e-07 |  | 2.352651486205439e+004 | 8.3106e-07 |  | 23542.8279 | 4.0001e-06 | 73.8088 | 4.0001e-06
2.354282785249795e+004 | 5.4164e-08 | 23542.8279 | 2.354282785249795e+004 | 4.8128e-07 |  | 2.354282785249795e+004 | 9.5802e-07 |  | 2.354282785249795e+004 | 8.3011e-07 |  | 23559.1522 | 4.0001e-06 | 73.8523 | 4.0001e-06
2.355915215416457e+004 | 5.4132e-08 | 23559.1522 | 2.355915215416457e+004 | 4.8074e-07 |  | 2.355915215416457e+004 | 9.5692e-07 |  | 2.355915215416457e+004 | 8.2916e-07 |  | 23575.4878 | 4.0001e-06 | 73.8957 | 4.0001e-06
2.357548777489730e+004 | 5.41e-08 | 23575.4878 | 2.357548777489730e+004 | 4.8019e-07 |  | 2.357548777489730e+004 | 9.5583e-07 |  | 2.357548777489730e+004 | 8.2821e-07 |  | 23591.8347 | 4.0001e-06 | 73.9392 | 4.0001e-06
2.359183472254463e+004 | 5.4068e-08 | 23591.8347 | 2.359183472254463e+004 | 4.7964e-07 |  | 2.359183472254463e+004 | 9.5473e-07 |  | 2.359183472254463e+004 | 8.2726e-07 |  | 23608.193 | 4.0001e-06 | 73.9827 | 4.0001e-06
2.360819300496052e+004 | 5.4037e-08 | 23608.193 | 2.360819300496052e+004 | 4.7909e-07 |  | 2.360819300496052e+004 | 9.5364e-07 |  | 2.360819300496052e+004 | 8.2631e-07 |  | 23624.5626 | 4.0001e-06 | 74.0263 | 4.0001e-06
2.362456263000434e+004 | 5.4005e-08 | 23624.5626 | 2.362456263000434e+004 | 4.7854e-07 |  | 2.362456263000434e+004 | 9.5254e-07 |  | 2.362456263000434e+004 | 8.2536e-07 |  | 23640.9436 | 4.0001e-06 | 74.0699 | 4.0001e-06
2.364094360554094e+004 | 5.3973e-08 | 23640.9436 | 2.364094360554094e+004 | 4.78e-07 |  | 2.364094360554094e+004 | 9.5145e-07 |  | 2.364094360554094e+004 | 8.2442e-07 |  | 23657.3359 | 4.0001e-06 | 74.1135 | 4.0001e-06
2.365733593944060e+004 | 5.3941e-08 | 23657.3359 | 2.365733593944060e+004 | 4.7745e-07 |  | 2.365733593944060e+004 | 9.5036e-07 |  | 2.365733593944060e+004 | 8.2347e-07 |  | 23673.7396 | 4.0001e-06 | 74.1571 | 4.0001e-06
2.367373963957907e+004 | 5.391e-08 | 23673.7396 | 2.367373963957907e+004 | 4.7691e-07 |  | 2.367373963957907e+004 | 9.4927e-07 |  | 2.367373963957907e+004 | 8.2253e-07 |  | 23690.1547 | 4.0001e-06 | 74.2008 | 4.0001e-06
2.369015471383755e+004 | 5.3878e-08 | 23690.1547 | 2.369015471383755e+004 | 4.7636e-07 |  | 2.369015471383755e+004 | 9.4818e-07 |  | 2.369015471383755e+004 | 8.2158e-07 |  | 23706.5812 | 4.0001e-06 | 74.2445 | 4.0001e-06
2.370658117010272e+004 | 5.3846e-08 | 23706.5812 | 2.370658117010272e+004 | 4.7582e-07 |  | 2.370658117010272e+004 | 9.4709e-07 |  | 2.370658117010272e+004 | 8.2064e-07 |  | 23723.019 | 4.0001e-06 | 74.2882 | 4.0001e-06
2.372301901626672e+004 | 5.3814e-08 | 23723.019 | 2.372301901626672e+004 | 4.7527e-07 |  | 2.372301901626672e+004 | 9.46e-07 |  | 2.372301901626672e+004 | 8.197e-07 |  | 23739.4683 | 4.0001e-06 | 74.332 | 4.0001e-06
2.373946826022716e+004 | 5.3783e-08 | 23739.4683 | 2.373946826022716e+004 | 4.7473e-07 |  | 2.373946826022716e+004 | 9.4491e-07 |  | 2.373946826022716e+004 | 8.1876e-07 |  | 23755.9289 | 4.0001e-06 | 74.3758 | 4.0001e-06
2.375592890988713e+004 | 5.3751e-08 | 23755.9289 | 2.375592890988713e+004 | 4.7419e-07 |  | 2.375592890988713e+004 | 9.4383e-07 |  | 2.375592890988713e+004 | 8.1782e-07 |  | 23772.401 | 4.0001e-06 | 74.4196 | 4.0001e-06
2.377240097315520e+004 | 5.3719e-08 | 23772.401 | 2.377240097315520e+004 | 4.7364e-07 |  | 2.377240097315520e+004 | 9.4274e-07 |  | 2.377240097315520e+004 | 8.1688e-07 |  | 23788.8845 | 4.0001e-06 | 74.4634 | 4.0001e-06
2.378888445794543e+004 | 5.3688e-08 | 23788.8845 | 2.378888445794543e+004 | 4.731e-07 |  | 2.378888445794543e+004 | 9.4166e-07 |  | 2.378888445794543e+004 | 8.1594e-07 |  | 23805.3794 | 4.0001e-06 | 74.5073 | 4.0001e-06
2.380537937217735e+004 | 5.3656e-08 | 23805.3794 | 2.380537937217735e+004 | 4.7256e-07 |  | 2.380537937217735e+004 | 9.4057e-07 |  | 2.380537937217735e+004 | 8.15e-07 |  | 23821.8857 | 4.0001e-06 | 74.5512 | 4.0001e-06
2.382188572377599e+004 | 5.3625e-08 | 23821.8857 | 2.382188572377599e+004 | 4.7202e-07 |  | 2.382188572377599e+004 | 9.3949e-07 |  | 2.382188572377599e+004 | 8.1406e-07 |  | 23838.4035 | 4.0001e-06 | 74.5951 | 4.0001e-06
2.383840352067189e+004 | 5.3593e-08 | 23838.4035 | 2.383840352067189e+004 | 4.7148e-07 |  | 2.383840352067189e+004 | 9.3841e-07 |  | 2.383840352067189e+004 | 8.1313e-07 |  | 23854.9328 | 4.0001e-06 | 74.6391 | 4.0001e-06
2.385493277080106e+004 | 5.3561e-08 | 23854.9328 | 2.385493277080106e+004 | 4.7094e-07 |  | 2.385493277080106e+004 | 9.3733e-07 |  | 2.385493277080106e+004 | 8.1219e-07 |  | 23871.4735 | 4.0001e-06 | 74.6831 | 4.0001e-06
2.387147348210504e+004 | 5.353e-08 | 23871.4735 | 2.387147348210504e+004 | 4.704e-07 |  | 2.387147348210504e+004 | 9.3625e-07 |  | 2.387147348210504e+004 | 8.1126e-07 |  | 23888.0257 | 4.0001e-06 | 74.7271 | 4.0001e-06
2.388802566253085e+004 | 5.3498e-08 | 23888.0257 | 2.388802566253085e+004 | 4.6986e-07 |  | 2.388802566253085e+004 | 9.3517e-07 |  | 2.388802566253085e+004 | 8.1032e-07 |  | 23904.5893 | 4.0001e-06 | 74.7712 | 4.0001e-06
2.390458932003106e+004 | 5.3467e-08 | 23904.5893 | 2.390458932003106e+004 | 4.6932e-07 |  | 2.390458932003106e+004 | 9.341e-07 |  | 2.390458932003106e+004 | 8.0939e-07 |  | 23921.1645 | 4.0001e-06 | 74.8152 | 4.0001e-06
2.392116446256371e+004 | 5.3435e-08 | 23921.1645 | 2.392116446256371e+004 | 4.6878e-07 |  | 2.392116446256371e+004 | 9.3302e-07 |  | 2.392116446256371e+004 | 8.0846e-07 |  | 23937.7511 | 4.0001e-06 | 74.8594 | 4.0001e-06
2.393775109809238e+004 | 5.3404e-08 | 23937.7511 | 2.393775109809238e+004 | 4.6825e-07 |  | 2.393775109809238e+004 | 9.3195e-07 |  | 2.393775109809238e+004 | 8.0753e-07 |  | 23954.3492 | 4.0001e-06 | 74.9035 | 4.0001e-06
2.395434923458617e+004 | 5.3372e-08 | 23954.3492 | 2.395434923458617e+004 | 4.6771e-07 |  | 2.395434923458617e+004 | 9.3087e-07 |  | 2.395434923458617e+004 | 8.066e-07 |  | 23970.9589 | 4.0001e-06 | 74.9477 | 4.0001e-06
2.397095888001971e+004 | 5.3341e-08 | 23970.9589 | 2.397095888001971e+004 | 4.6717e-07 |  | 2.397095888001971e+004 | 9.298e-07 |  | 2.397095888001971e+004 | 8.0567e-07 |  | 23987.58 | 4.0001e-06 | 74.9919 | 4.0001e-06
2.398758004237315e+004 | 5.3309e-08 | 23987.58 | 2.398758004237315e+004 | 4.6664e-07 |  | 2.398758004237315e+004 | 9.2873e-07 |  | 2.398758004237315e+004 | 8.0474e-07 |  | 24004.2127 | 4.0001e-06 | 75.0361 | 4.0001e-06
2.400421272963218e+004 | 5.3278e-08 | 24004.2127 | 2.400421272963218e+004 | 4.661e-07 |  | 2.400421272963218e+004 | 9.2766e-07 |  | 2.400421272963218e+004 | 8.0381e-07 |  | 24020.8569 | 4.0001e-06 | 75.0804 | 4.0001e-06
2.402085694978803e+004 | 5.3247e-08 | 24020.8569 | 2.402085694978803e+004 | 4.6557e-07 |  | 2.402085694978803e+004 | 9.2659e-07 |  | 2.402085694978803e+004 | 8.0289e-07 |  | 24037.5127 | 4.0001e-06 | 75.1246 | 4.0001e-06
2.403751271083746e+004 | 5.3215e-08 | 24037.5127 | 2.403751271083746e+004 | 4.6503e-07 |  | 2.403751271083746e+004 | 9.2552e-07 |  | 2.403751271083746e+004 | 8.0196e-07 |  | 24054.18 | 4.0001e-06 | 75.169 | 4.0001e-06
2.405418002078277e+004 | 5.3184e-08 | 24054.18 | 2.405418002078277e+004 | 4.645e-07 |  | 2.405418002078277e+004 | 9.2445e-07 |  | 2.405418002078277e+004 | 8.0104e-07 |  | 24070.8589 | 4.0001e-06 | 75.2133 | 4.0001e-06
2.407085888763184e+004 | 5.3152e-08 | 24070.8589 | 2.407085888763184e+004 | 4.6396e-07 |  | 2.407085888763184e+004 | 9.2338e-07 |  | 2.407085888763184e+004 | 8.0011e-07 |  | 24087.5493 | 4.0001e-06 | 75.2577 | 4.0001e-06
2.408754931939807e+004 | 5.3121e-08 | 24087.5493 | 2.408754931939807e+004 | 4.6343e-07 |  | 2.408754931939807e+004 | 9.2232e-07 |  | 2.408754931939807e+004 | 7.9919e-07 |  | 24104.2513 | 4.0001e-06 | 75.3021 | 4.0001e-06
2.410425132410043e+004 | 5.309e-08 | 24104.2513 | 2.410425132410043e+004 | 4.629e-07 |  | 2.410425132410043e+004 | 9.2125e-07 |  | 2.410425132410043e+004 | 7.9827e-07 |  | 24120.9649 | 4.0001e-06 | 75.3465 | 4.0001e-06
2.412096490976346e+004 | 5.3058e-08 | 24120.9649 | 2.412096490976346e+004 | 4.6237e-07 |  | 2.412096490976346e+004 | 9.2019e-07 |  | 2.412096490976346e+004 | 7.9734e-07 |  | 24137.6901 | 4.0001e-06 | 75.391 | 4.0001e-06
2.413769008441723e+004 | 5.3027e-08 | 24137.6901 | 2.413769008441723e+004 | 4.6183e-07 |  | 2.413769008441723e+004 | 9.1912e-07 |  | 2.413769008441723e+004 | 7.9642e-07 |  | 24154.4269 | 4.0001e-06 | 75.4355 | 4.0001e-06
2.415442685609743e+004 | 5.2996e-08 | 24154.4269 | 2.415442685609743e+004 | 4.613e-07 |  | 2.415442685609743e+004 | 9.1806e-07 |  | 2.415442685609743e+004 | 7.955e-07 |  | 24171.1752 | 4.0001e-06 | 75.48 | 4.0001e-06
2.417117523284526e+004 | 5.2965e-08 | 24171.1752 | 2.417117523284526e+004 | 4.6077e-07 |  | 2.417117523284526e+004 | 9.17e-07 |  | 2.417117523284526e+004 | 7.9458e-07 |  | 24187.9352 | 4.0001e-06 | 75.5246 | 4.0001e-06
2.418793522270756e+004 | 5.2933e-08 | 24187.9352 | 2.418793522270756e+004 | 4.6024e-07 |  | 2.418793522270756e+004 | 9.1594e-07 |  | 2.418793522270756e+004 | 7.9367e-07 |  | 24204.7068 | 4.0001e-06 | 75.5692 | 4.0001e-06
2.420470683373670e+004 | 5.2902e-08 | 24204.7068 | 2.420470683373670e+004 | 4.5971e-07 |  | 2.420470683373670e+004 | 9.1488e-07 |  | 2.420470683373670e+004 | 7.9275e-07 |  | 24221.4901 | 4.0001e-06 | 75.6138 | 4.0001e-06
2.422149007399065e+004 | 5.2871e-08 | 24221.4901 | 2.422149007399065e+004 | 4.5918e-07 |  | 2.422149007399065e+004 | 9.1382e-07 |  | 2.422149007399065e+004 | 7.9183e-07 |  | 24238.285 | 4.0001e-06 | 75.6584 | 4.0001e-06
2.423828495153298e+004 | 5.284e-08 | 24238.285 | 2.423828495153298e+004 | 4.5866e-07 |  | 2.423828495153298e+004 | 9.1277e-07 |  | 2.423828495153298e+004 | 7.9092e-07 |  | 24255.0915 | 4.0001e-06 | 75.7031 | 4.0001e-06
2.425509147443283e+004 | 5.2809e-08 | 24255.0915 | 2.425509147443283e+004 | 4.5813e-07 |  | 2.425509147443283e+004 | 9.1171e-07 |  | 2.425509147443283e+004 | 7.9e-07 |  | 24271.9097 | 4.0001e-06 | 75.7478 | 4.0001e-06
2.427190965076495e+004 | 5.2777e-08 | 24271.9097 | 2.427190965076495e+004 | 4.576e-07 |  | 2.427190965076495e+004 | 9.1066e-07 |  | 2.427190965076495e+004 | 7.8909e-07 |  | 24288.7395 | 4.0001e-06 | 75.7926 | 4.0001e-06
2.428873948860967e+004 | 5.2746e-08 | 24288.7395 | 2.428873948860967e+004 | 4.5707e-07 |  | 2.428873948860967e+004 | 9.096e-07 |  | 2.428873948860967e+004 | 7.8818e-07 |  | 24305.581 | 4.0001e-06 | 75.8373 | 4.0001e-06
2.430558099605296e+004 | 5.2715e-08 | 24305.581 | 2.430558099605296e+004 | 4.5655e-07 |  | 2.430558099605296e+004 | 9.0855e-07 |  | 2.430558099605296e+004 | 7.8727e-07 |  | 24322.4342 | 4.0001e-06 | 75.8821 | 4.0001e-06
2.432243418118636e+004 | 5.2684e-08 | 24322.4342 | 2.432243418118636e+004 | 4.5602e-07 |  | 2.432243418118636e+004 | 9.075e-07 |  | 2.432243418118636e+004 | 7.8635e-07 |  | 24339.2991 | 4.0001e-06 | 75.9269 | 4.0001e-06
2.433929905210704e+004 | 5.2653e-08 | 24339.2991 | 2.433929905210704e+004 | 4.5549e-07 |  | 2.433929905210704e+004 | 9.0645e-07 |  | 2.433929905210704e+004 | 7.8544e-07 |  | 24356.1756 | 4.0001e-06 | 75.9718 | 4.0001e-06
2.435617561691778e+004 | 5.2622e-08 | 24356.1756 | 2.435617561691778e+004 | 4.5497e-07 |  | 2.435617561691778e+004 | 9.054e-07 |  | 2.435617561691778e+004 | 7.8453e-07 |  | 24373.0639 | 4.0001e-06 | 76.0167 | 4.0001e-06
2.437306388372696e+004 | 5.2591e-08 | 24373.0639 | 2.437306388372696e+004 | 4.5444e-07 |  | 2.437306388372696e+004 | 9.0435e-07 |  | 2.437306388372696e+004 | 7.8363e-07 |  | 24389.9639 | 4.0001e-06 | 76.0616 | 4.0001e-06
2.438996386064861e+004 | 5.256e-08 | 24389.9639 | 2.438996386064861e+004 | 4.5392e-07 |  | 2.438996386064861e+004 | 9.033e-07 |  | 2.438996386064861e+004 | 7.8272e-07 |  | 24406.8756 | 4.0001e-06 | 76.1065 | 4.0001e-06
2.440687555580238e+004 | 5.2529e-08 | 24406.8756 | 2.440687555580238e+004 | 4.534e-07 |  | 2.440687555580238e+004 | 9.0225e-07 |  | 2.440687555580238e+004 | 7.8181e-07 |  | 24423.799 | 4.0001e-06 | 76.1515 | 4.0001e-06
2.442379897731354e+004 | 5.2498e-08 | 24423.799 | 2.442379897731354e+004 | 4.5287e-07 |  | 2.442379897731354e+004 | 9.0121e-07 |  | 2.442379897731354e+004 | 7.8091e-07 |  | 24440.7341 | 4.0001e-06 | 76.1965 | 4.0001e-06
2.444073413331300e+004 | 5.2467e-08 | 24440.7341 | 2.444073413331300e+004 | 4.5235e-07 |  | 2.444073413331300e+004 | 9.0016e-07 |  | 2.444073413331300e+004 | 7.8e-07 |  | 24457.681 | 4.0001e-06 | 76.2415 | 4.0001e-06
2.445768103193730e+004 | 5.2436e-08 | 24457.681 | 2.445768103193730e+004 | 4.5183e-07 |  | 2.445768103193730e+004 | 8.9912e-07 |  | 2.445768103193730e+004 | 7.791e-07 |  | 24474.6397 | 4.0001e-06 | 76.2866 | 4.0001e-06
2.447463968132865e+004 | 5.2405e-08 | 24474.6397 | 2.447463968132865e+004 | 4.5131e-07 |  | 2.447463968132865e+004 | 8.9807e-07 |  | 2.447463968132865e+004 | 7.7819e-07 |  | 24491.6101 | 4.0001e-06 | 76.3317 | 4.0001e-06
2.449161008963485e+004 | 5.2374e-08 | 24491.6101 | 2.449161008963485e+004 | 4.5079e-07 |  | 2.449161008963485e+004 | 8.9703e-07 |  | 2.449161008963485e+004 | 7.7729e-07 |  | 24508.5923 | 4.0001e-06 | 76.3768 | 4.0001e-06
2.450859226500942e+004 | 5.2343e-08 | 24508.5923 | 2.450859226500942e+004 | 4.5027e-07 |  | 2.450859226500942e+004 | 8.9599e-07 |  | 2.450859226500942e+004 | 7.7639e-07 |  | 24525.5862 | 4.0001e-06 | 76.422 | 4.0001e-06
2.452558621561148e+004 | 5.2312e-08 | 24525.5862 | 2.452558621561148e+004 | 4.4975e-07 |  | 2.452558621561148e+004 | 8.9495e-07 |  | 2.452558621561148e+004 | 7.7549e-07 |  | 24542.5919 | 4.0001e-06 | 76.4672 | 4.0001e-06
2.454259194960583e+004 | 5.2281e-08 | 24542.5919 | 2.454259194960583e+004 | 4.4923e-07 |  | 2.454259194960583e+004 | 8.9391e-07 |  | 2.454259194960583e+004 | 7.7459e-07 |  | 24559.6095 | 4.0001e-06 | 76.5123 | 4.0001e-06
2.455960947516291e+004 | 5.225e-08 | 24559.6095 | 2.455960947516291e+004 | 4.4871e-07 |  | 2.455960947516291e+004 | 8.9287e-07 |  | 2.455960947516291e+004 | 7.7369e-07 |  | 24576.6388 | 4.0001e-06 | 76.5576 | 4.0001e-06
2.457663880045887e+004 | 5.2219e-08 | 24576.6388 | 2.457663880045887e+004 | 4.4819e-07 |  | 2.457663880045887e+004 | 8.9184e-07 |  | 2.457663880045887e+004 | 7.7279e-07 |  | 24593.6799 | 4.0001e-06 | 76.6029 | 4.0001e-06
2.459367993367548e+004 | 5.2188e-08 | 24593.6799 | 2.459367993367548e+004 | 4.4767e-07 |  | 2.459367993367548e+004 | 8.908e-07 |  | 2.459367993367548e+004 | 7.7189e-07 |  | 24610.7329 | 4.0001e-06 | 76.6482 | 4.0001e-06
2.461073288300021e+004 | 5.2157e-08 | 24610.7329 | 2.461073288300021e+004 | 4.4715e-07 |  | 2.461073288300021e+004 | 8.8976e-07 |  | 2.461073288300021e+004 | 7.71e-07 |  | 24627.7977 | 4.0001e-06 | 76.6935 | 4.0001e-06
2.462779765662620e+004 | 5.2127e-08 | 24627.7977 | 2.462779765662620e+004 | 4.4664e-07 |  | 2.462779765662620e+004 | 8.8873e-07 |  | 2.462779765662620e+004 | 7.701e-07 |  | 24644.8743 | 4.0001e-06 | 76.7389 | 4.0001e-06
2.464487426275228e+004 | 5.2096e-08 | 24644.8743 | 2.464487426275228e+004 | 4.4612e-07 |  | 2.464487426275228e+004 | 8.877e-07 |  | 2.464487426275228e+004 | 7.6921e-07 |  | 24661.9627 | 4.0001e-06 | 76.7843 | 4.0001e-06
2.466196270958295e+004 | 5.2065e-08 | 24661.9627 | 2.466196270958295e+004 | 4.456e-07 |  | 2.466196270958295e+004 | 8.8666e-07 |  | 2.466196270958295e+004 | 7.6831e-07 |  | 24679.063 | 4.0001e-06 | 76.8297 | 4.0001e-06
2.467906300532841e+004 | 5.2034e-08 | 24679.063 | 2.467906300532841e+004 | 4.4509e-07 |  | 2.467906300532841e+004 | 8.8563e-07 |  | 2.467906300532841e+004 | 7.6742e-07 |  | 24696.1752 | 4.0001e-06 | 76.8751 | 4.0001e-06
2.469617515820454e+004 | 5.2003e-08 | 24696.1752 | 2.469617515820454e+004 | 4.4457e-07 |  | 2.469617515820454e+004 | 8.846e-07 |  | 2.469617515820454e+004 | 7.6653e-07 |  | 24713.2992 | 4.0001e-06 | 76.9206 | 4.0001e-06
2.471329917643293e+004 | 5.1973e-08 | 24713.2992 | 2.471329917643293e+004 | 4.4406e-07 |  | 2.471329917643293e+004 | 8.8357e-07 |  | 2.471329917643293e+004 | 7.6564e-07 |  | 24730.4351 | 4.0001e-06 | 76.9661 | 4.0001e-06
2.473043506824088e+004 | 5.1942e-08 | 24730.4351 | 2.473043506824088e+004 | 4.4354e-07 |  | 2.473043506824088e+004 | 8.8255e-07 |  | 2.473043506824088e+004 | 7.6474e-07 |  | 24747.5828 | 4.0001e-06 | 77.0117 | 4.0001e-06
2.474758284186136e+004 | 5.1911e-08 | 24747.5828 | 2.474758284186136e+004 | 4.4303e-07 |  | 2.474758284186136e+004 | 8.8152e-07 |  | 2.474758284186136e+004 | 7.6386e-07 |  | 24764.7425 | 4.0001e-06 | 77.0572 | 4.0001e-06
2.476474250553308e+004 | 5.188e-08 | 24764.7425 | 2.476474250553308e+004 | 4.4252e-07 |  | 2.476474250553308e+004 | 8.8049e-07 |  | 2.476474250553308e+004 | 7.6297e-07 |  | 24781.9141 | 4.0001e-06 | 77.1028 | 4.0001e-06
2.478191406750045e+004 | 5.185e-08 | 24781.9141 | 2.478191406750045e+004 | 4.42e-07 |  | 2.478191406750045e+004 | 8.7947e-07 |  | 2.478191406750045e+004 | 7.6208e-07 |  | 24799.0975 | 4.0001e-06 | 77.1485 | 4.0001e-06
2.479909753601361e+004 | 5.1819e-08 | 24799.0975 | 2.479909753601361e+004 | 4.4149e-07 |  | 2.479909753601361e+004 | 8.7844e-07 |  | 2.479909753601361e+004 | 7.6119e-07 |  | 24816.2929 | 4.0001e-06 | 77.1941 | 4.0001e-06
2.481629291932840e+004 | 5.1788e-08 | 24816.2929 | 2.481629291932840e+004 | 4.4098e-07 |  | 2.481629291932840e+004 | 8.7742e-07 |  | 2.481629291932840e+004 | 7.603e-07 |  | 24833.5002 | 4.0001e-06 | 77.2398 | 4.0001e-06
2.483350022570639e+004 | 5.1758e-08 | 24833.5002 | 2.483350022570639e+004 | 4.4047e-07 |  | 2.483350022570639e+004 | 8.764e-07 |  | 2.483350022570639e+004 | 7.5942e-07 |  | 24850.7195 | 4.0001e-06 | 77.2855 | 4.0001e-06
2.485071946341488e+004 | 5.1727e-08 | 24850.7195 | 2.485071946341488e+004 | 4.3996e-07 |  | 2.485071946341488e+004 | 8.7537e-07 |  | 2.485071946341488e+004 | 7.5853e-07 |  | 24867.9506 | 4.0001e-06 | 77.3313 | 4.0001e-06
2.486795064072693e+004 | 5.1697e-08 | 24867.9506 | 2.486795064072693e+004 | 4.3945e-07 |  | 2.486795064072693e+004 | 8.7435e-07 |  | 2.486795064072693e+004 | 7.5765e-07 |  | 24885.1938 | 4.0001e-06 | 77.3771 | 4.0001e-06
2.488519376592128e+004 | 5.1666e-08 | 24885.1938 | 2.488519376592128e+004 | 4.3894e-07 |  | 2.488519376592128e+004 | 8.7333e-07 |  | 2.488519376592128e+004 | 7.5677e-07 |  | 24902.4488 | 4.0001e-06 | 77.4229 | 4.0001e-06
2.490244884728246e+004 | 5.1635e-08 | 24902.4488 | 2.490244884728246e+004 | 4.3843e-07 |  | 2.490244884728246e+004 | 8.7232e-07 |  | 2.490244884728246e+004 | 7.5589e-07 |  | 24919.7159 | 4.0001e-06 | 77.4687 | 4.0001e-06
2.491971589310072e+004 | 5.1605e-08 | 24919.7159 | 2.491971589310072e+004 | 4.3792e-07 |  | 2.491971589310072e+004 | 8.713e-07 |  | 2.491971589310072e+004 | 7.55e-07 |  | 24936.9949 | 4.0001e-06 | 77.5146 | 4.0001e-06
2.493699491167207e+004 | 5.1574e-08 | 24936.9949 | 2.493699491167207e+004 | 4.3741e-07 |  | 2.493699491167207e+004 | 8.7028e-07 |  | 2.493699491167207e+004 | 7.5412e-07 |  | 24954.2859 | 4.0001e-06 | 77.5605 | 4.0001e-06
2.495428591129826e+004 | 5.1544e-08 | 24954.2859 | 2.495428591129826e+004 | 4.369e-07 |  | 2.495428591129826e+004 | 8.6927e-07 |  | 2.495428591129826e+004 | 7.5324e-07 |  | 24971.5889 | 4.0001e-06 | 77.6064 | 4.0001e-06
2.497158890028681e+004 | 5.1513e-08 | 24971.5889 | 2.497158890028681e+004 | 4.364e-07 |  | 2.497158890028681e+004 | 8.6825e-07 |  | 2.497158890028681e+004 | 7.5237e-07 |  | 24988.9039 | 4.0001e-06 | 77.6524 | 4.0001e-06
2.498890388695098e+004 | 5.1483e-08 | 24988.9039 | 2.498890388695098e+004 | 4.3589e-07 |  | 2.498890388695098e+004 | 8.6724e-07 |  | 2.498890388695098e+004 | 7.5149e-07 |  | 25006.2309 | 4.0001e-06 | 77.6984 | 4.0001e-06
2.500623087960983e+004 | 5.1452e-08 | 25006.2309 | 2.500623087960983e+004 | 4.3538e-07 |  | 2.500623087960983e+004 | 8.6623e-07 |  | 2.500623087960983e+004 | 7.5061e-07 |  | 25023.5699 | 4.0001e-06 | 77.7444 | 4.0001e-06
2.502356988658814e+004 | 5.1422e-08 | 25023.5699 | 2.502356988658814e+004 | 4.3488e-07 |  | 2.502356988658814e+004 | 8.6521e-07 |  | 2.502356988658814e+004 | 7.4973e-07 |  | 25040.9209 | 4.0001e-06 | 77.7904 | 4.0001e-06
2.504092091621651e+004 | 5.1391e-08 | 25040.9209 | 2.504092091621651e+004 | 4.3437e-07 |  | 2.504092091621651e+004 | 8.642e-07 |  | 2.504092091621651e+004 | 7.4886e-07 |  | 25058.284 | 4.0001e-06 | 77.8365 | 4.0001e-06
2.505828397683129e+004 | 5.1361e-08 | 25058.284 | 2.505828397683129e+004 | 4.3387e-07 |  | 2.505828397683129e+004 | 8.6319e-07 |  | 2.505828397683129e+004 | 7.4799e-07 |  | 25075.6591 | 4.0001e-06 | 77.8826 | 4.0001e-06
2.507565907677461e+004 | 5.1331e-08 | 25075.6591 | 2.507565907677461e+004 | 4.3336e-07 |  | 2.507565907677461e+004 | 8.6218e-07 |  | 2.507565907677461e+004 | 7.4711e-07 |  | 25093.0462 | 4.0001e-06 | 77.9288 | 4.0001e-06
2.509304622439440e+004 | 5.13e-08 | 25093.0462 | 2.509304622439440e+004 | 4.3286e-07 |  | 2.509304622439440e+004 | 8.6118e-07 |  | 2.509304622439440e+004 | 7.4624e-07 |  | 25110.4454 | 4.0001e-06 | 77.975 | 4.0001e-06
2.511044542804435e+004 | 5.127e-08 | 25110.4454 | 2.511044542804435e+004 | 4.3235e-07 |  | 2.511044542804435e+004 | 8.6017e-07 |  | 2.511044542804435e+004 | 7.4537e-07 |  | 25127.8567 | 4.0001e-06 | 78.0211 | 4.0001e-06
2.512785669608397e+004 | 5.1239e-08 | 25127.8567 | 2.512785669608397e+004 | 4.3185e-07 |  | 2.512785669608397e+004 | 8.5916e-07 |  | 2.512785669608397e+004 | 7.445e-07 |  | 25145.28 | 4.0001e-06 | 78.0674 | 4.0001e-06
2.514528003687855e+004 | 5.1209e-08 | 25145.28 | 2.514528003687855e+004 | 4.3135e-07 |  | 2.514528003687855e+004 | 8.5816e-07 |  | 2.514528003687855e+004 | 7.4363e-07 |  | 25162.7155 | 4.0001e-06 | 78.1136 | 4.0001e-06
2.516271545879920e+004 | 5.1179e-08 | 25162.7155 | 2.516271545879920e+004 | 4.3085e-07 |  | 2.516271545879920e+004 | 8.5716e-07 |  | 2.516271545879920e+004 | 7.4276e-07 |  | 25180.163 | 4.0001e-06 | 78.1599 | 4.0001e-06
2.518016297022282e+004 | 5.1148e-08 | 25180.163 | 2.518016297022282e+004 | 4.3035e-07 |  | 2.518016297022282e+004 | 8.5615e-07 |  | 2.518016297022282e+004 | 7.4189e-07 |  | 25197.6226 | 4.0001e-06 | 78.2063 | 4.0001e-06
2.519762257953211e+004 | 5.1118e-08 | 25197.6226 | 2.519762257953211e+004 | 4.2984e-07 |  | 2.519762257953211e+004 | 8.5515e-07 |  | 2.519762257953211e+004 | 7.4102e-07 |  | 25215.0943 | 4.0001e-06 | 78.2526 | 4.0001e-06
2.521509429511560e+004 | 5.1088e-08 | 25215.0943 | 2.521509429511560e+004 | 4.2934e-07 |  | 2.521509429511560e+004 | 8.5415e-07 |  | 2.521509429511560e+004 | 7.4015e-07 |  | 25232.5781 | 4.0001e-06 | 78.299 | 4.0001e-06
2.523257812536762e+004 | 5.1058e-08 | 25232.5781 | 2.523257812536762e+004 | 4.2884e-07 |  | 2.523257812536762e+004 | 8.5315e-07 |  | 2.523257812536762e+004 | 7.3929e-07 |  | 25250.0741 | 4.0001e-06 | 78.3454 | 4.0001e-06
2.525007407868833e+004 | 5.1027e-08 | 25250.0741 | 2.525007407868833e+004 | 4.2834e-07 |  | 2.525007407868833e+004 | 8.5215e-07 |  | 2.525007407868833e+004 | 7.3842e-07 |  | 25267.5822 | 4.0001e-06 | 78.3918 | 4.0001e-06
2.526758216348373e+004 | 5.0997e-08 | 25267.5822 | 2.526758216348373e+004 | 4.2785e-07 |  | 2.526758216348373e+004 | 8.5115e-07 |  | 2.526758216348373e+004 | 7.3756e-07 |  | 25285.1024 | 4.0001e-06 | 78.4383 | 4.0001e-06
2.528510238816562e+004 | 5.0967e-08 | 25285.1024 | 2.528510238816562e+004 | 4.2735e-07 |  | 2.528510238816562e+004 | 8.5015e-07 |  | 2.528510238816562e+004 | 7.3669e-07 |  | 25302.6348 | 4.0001e-06 | 78.4848 | 4.0001e-06
2.530263476115164e+004 | 5.0937e-08 | 25302.6348 | 2.530263476115164e+004 | 4.2685e-07 |  | 2.530263476115164e+004 | 8.4916e-07 |  | 2.530263476115164e+004 | 7.3583e-07 |  | 25320.1793 | 4.0001e-06 | 78.5314 | 4.0001e-06
2.532017929086528e+004 | 5.0906e-08 | 25320.1793 | 2.532017929086528e+004 | 4.2635e-07 |  | 2.532017929086528e+004 | 8.4816e-07 |  | 2.532017929086528e+004 | 7.3497e-07 |  | 25337.736 | 4.0001e-06 | 78.5779 | 4.0001e-06
2.533773598573585e+004 | 5.0876e-08 | 25337.736 | 2.533773598573585e+004 | 4.2585e-07 |  | 2.533773598573585e+004 | 8.4717e-07 |  | 2.533773598573585e+004 | 7.3411e-07 |  | 25355.3049 | 4.0001e-06 | 78.6245 | 4.0001e-06
2.535530485419854e+004 | 5.0846e-08 | 25355.3049 | 2.535530485419854e+004 | 4.2536e-07 |  | 2.535530485419854e+004 | 8.4618e-07 |  | 2.535530485419854e+004 | 7.3325e-07 |  | 25372.8859 | 4.0001e-06 | 78.6711 | 4.0001e-06
2.537288590469435e+004 | 5.0816e-08 | 25372.8859 | 2.537288590469435e+004 | 4.2486e-07 |  | 2.537288590469435e+004 | 8.4518e-07 |  | 2.537288590469435e+004 | 7.3239e-07 |  | 25390.4791 | 4.0001e-06 | 78.7178 | 4.0001e-06
2.539047914567016e+004 | 5.0786e-08 | 25390.4791 | 2.539047914567016e+004 | 4.2437e-07 |  | 2.539047914567016e+004 | 8.4419e-07 |  | 2.539047914567016e+004 | 7.3153e-07 |  | 25408.0846 | 4.0001e-06 | 78.7645 | 4.0001e-06
2.540808458557868e+004 | 5.0756e-08 | 25408.0846 | 2.540808458557868e+004 | 4.2387e-07 |  | 2.540808458557868e+004 | 8.432e-07 |  | 2.540808458557868e+004 | 7.3067e-07 |  | 25425.7022 | 4.0001e-06 | 78.8112 | 4.0001e-06
2.542570223287851e+004 | 5.0726e-08 | 25425.7022 | 2.542570223287851e+004 | 4.2338e-07 |  | 2.542570223287851e+004 | 8.4221e-07 |  | 2.542570223287851e+004 | 7.2982e-07 |  | 25443.3321 | 4.0001e-06 | 78.8579 | 4.0001e-06
2.544333209603409e+004 | 5.0696e-08 | 25443.3321 | 2.544333209603409e+004 | 4.2288e-07 |  | 2.544333209603409e+004 | 8.4122e-07 |  | 2.544333209603409e+004 | 7.2896e-07 |  | 25460.9742 | 4.0001e-06 | 78.9047 | 4.0001e-06
2.546097418351576e+004 | 5.0666e-08 | 25460.9742 | 2.546097418351576e+004 | 4.2239e-07 |  | 2.546097418351576e+004 | 8.4024e-07 |  | 2.546097418351576e+004 | 7.281e-07 |  | 25478.6285 | 4.0001e-06 | 78.9515 | 4.0001e-06
2.547862850379970e+004 | 5.0635e-08 | 25478.6285 | 2.547862850379970e+004 | 4.2189e-07 |  | 2.547862850379970e+004 | 8.3925e-07 |  | 2.547862850379970e+004 | 7.2725e-07 |  | 25496.2951 | 4.0001e-06 | 78.9984 | 4.0001e-06
2.549629506536798e+004 | 5.0605e-08 | 25496.2951 | 2.549629506536798e+004 | 4.214e-07 |  | 2.549629506536798e+004 | 8.3826e-07 |  | 2.549629506536798e+004 | 7.264e-07 |  | 25513.9739 | 4.0001e-06 | 79.0452 | 4.0001e-06
2.551397387670857e+004 | 5.0575e-08 | 25513.9739 | 2.551397387670857e+004 | 4.2091e-07 |  | 2.551397387670857e+004 | 8.3728e-07 |  | 2.551397387670857e+004 | 7.2554e-07 |  | 25531.6649 | 4.0001e-06 | 79.0921 | 4.0001e-06
2.553166494631529e+004 | 5.0545e-08 | 25531.6649 | 2.553166494631529e+004 | 4.2042e-07 |  | 2.553166494631529e+004 | 8.363e-07 |  | 2.553166494631529e+004 | 7.2469e-07 |  | 25549.3683 | 4.0001e-06 | 79.139 | 4.0001e-06
2.554936828268787e+004 | 5.0515e-08 | 25549.3683 | 2.554936828268787e+004 | 4.1993e-07 |  | 2.554936828268787e+004 | 8.3531e-07 |  | 2.554936828268787e+004 | 7.2384e-07 |  | 25567.0839 | 4.0001e-06 | 79.186 | 4.0001e-06
2.556708389433194e+004 | 5.0486e-08 | 25567.0839 | 2.556708389433194e+004 | 4.1944e-07 |  | 2.556708389433194e+004 | 8.3433e-07 |  | 2.556708389433194e+004 | 7.2299e-07 |  | 25584.8118 | 4.0001e-06 | 79.233 | 4.0001e-06
2.558481178975902e+004 | 5.0456e-08 | 25584.8118 | 2.558481178975902e+004 | 4.1895e-07 |  | 2.558481178975902e+004 | 8.3335e-07 |  | 2.558481178975902e+004 | 7.2214e-07 |  | 25602.552 | 4.0001e-06 | 79.28 | 4.0001e-06
2.560255197748652e+004 | 5.0426e-08 | 25602.552 | 2.560255197748652e+004 | 4.1846e-07 |  | 2.560255197748652e+004 | 8.3237e-07 |  | 2.560255197748652e+004 | 7.2129e-07 |  | 25620.3045 | 4.0001e-06 | 79.3271 | 4.0001e-06
2.562030446603778e+004 | 5.0396e-08 | 25620.3045 | 2.562030446603778e+004 | 4.1797e-07 |  | 2.562030446603778e+004 | 8.3139e-07 |  | 2.562030446603778e+004 | 7.2045e-07 |  | 25638.0693 | 4.0001e-06 | 79.3741 | 4.0001e-06
2.563806926394203e+004 | 5.0366e-08 | 25638.0693 | 2.563806926394203e+004 | 4.1748e-07 |  | 2.563806926394203e+004 | 8.3042e-07 |  | 2.563806926394203e+004 | 7.196e-07 |  | 25655.8464 | 4.0001e-06 | 79.4212 | 4.0001e-06
2.565584637973442e+004 | 5.0336e-08 | 25655.8464 | 2.565584637973442e+004 | 4.1699e-07 |  | 2.565584637973442e+004 | 8.2944e-07 |  | 2.565584637973442e+004 | 7.1875e-07 |  | 25673.6358 | 4.0001e-06 | 79.4684 | 4.0001e-06
2.567363582195602e+004 | 5.0306e-08 | 25673.6358 | 2.567363582195602e+004 | 4.165e-07 |  | 2.567363582195602e+004 | 8.2846e-07 |  | 2.567363582195602e+004 | 7.1791e-07 |  | 25691.4376 | 4.0001e-06 | 79.5156 | 4.0001e-06
2.569143759915383e+004 | 5.0276e-08 | 25691.4376 | 2.569143759915383e+004 | 4.1601e-07 |  | 2.569143759915383e+004 | 8.2749e-07 |  | 2.569143759915383e+004 | 7.1706e-07 |  | 25709.2517 | 4.0001e-06 | 79.5628 | 4.0001e-06
2.570925171988076e+004 | 5.0246e-08 | 25709.2517 | 2.570925171988076e+004 | 4.1553e-07 |  | 2.570925171988076e+004 | 8.2651e-07 |  | 2.570925171988076e+004 | 7.1622e-07 |  | 25727.0782 | 4.0001e-06 | 79.61 | 4.0001e-06
2.572707819269565e+004 | 5.0217e-08 | 25727.0782 | 2.572707819269565e+004 | 4.1504e-07 |  | 2.572707819269565e+004 | 8.2554e-07 |  | 2.572707819269565e+004 | 7.1538e-07 |  | 25744.917 | 4.0001e-06 | 79.6573 | 4.0001e-06
2.574491702616330e+004 | 5.0187e-08 | 25744.917 | 2.574491702616330e+004 | 4.1455e-07 |  | 2.574491702616330e+004 | 8.2457e-07 |  | 2.574491702616330e+004 | 7.1453e-07 |  | 25762.7682 | 4.0001e-06 | 79.7046 | 4.0001e-06
2.576276822885442e+004 | 5.0157e-08 | 25762.7682 | 2.576276822885442e+004 | 4.1407e-07 |  | 2.576276822885442e+004 | 8.236e-07 |  | 2.576276822885442e+004 | 7.1369e-07 |  | 25780.6318 | 4.0001e-06 | 79.7519 | 4.0001e-06
2.578063180934568e+004 | 5.0127e-08 | 25780.6318 | 2.578063180934568e+004 | 4.1358e-07 |  | 2.578063180934568e+004 | 8.2263e-07 |  | 2.578063180934568e+004 | 7.1285e-07 |  | 25798.5078 | 4.0001e-06 | 79.7992 | 4.0001e-06
2.579850777621968e+004 | 5.0098e-08 | 25798.5078 | 2.579850777621968e+004 | 4.131e-07 |  | 2.579850777621968e+004 | 8.2166e-07 |  | 2.579850777621968e+004 | 7.1201e-07 |  | 25816.3961 | 4.0001e-06 | 79.8466 | 4.0001e-06
2.581639613806500e+004 | 5.0068e-08 | 25816.3961 | 2.581639613806500e+004 | 4.1261e-07 |  | 2.581639613806500e+004 | 8.2069e-07 |  | 2.581639613806500e+004 | 7.1118e-07 |  | 25834.2969 | 4.0001e-06 | 79.894 | 4.0001e-06
2.583429690347615e+004 | 5.0038e-08 | 25834.2969 | 2.583429690347615e+004 | 4.1213e-07 |  | 2.583429690347615e+004 | 8.1972e-07 |  | 2.583429690347615e+004 | 7.1034e-07 |  | 25852.2101 | 4.0001e-06 | 79.9415 | 4.0001e-06
2.585221008105361e+004 | 5.0008e-08 | 25852.2101 | 2.585221008105361e+004 | 4.1165e-07 |  | 2.585221008105361e+004 | 8.1876e-07 |  | 2.585221008105361e+004 | 7.095e-07 |  | 25870.1357 | 4.0001e-06 | 79.9889 | 4.0001e-06
2.587013567940381e+004 | 4.9979e-08 | 25870.1357 | 2.587013567940381e+004 | 4.1116e-07 |  | 2.587013567940381e+004 | 8.1779e-07 |  | 2.587013567940381e+004 | 7.0866e-07 |  | 25888.0737 | 4.0001e-06 | 80.0364 | 4.0001e-06
2.588807370713917e+004 | 4.9949e-08 | 25888.0737 | 2.588807370713917e+004 | 4.1068e-07 |  | 2.588807370713917e+004 | 8.1683e-07 |  | 2.588807370713917e+004 | 7.0783e-07 |  | 25906.0242 | 4.0001e-06 | 80.084 | 4.0001e-06
2.590602417287806e+004 | 4.9919e-08 | 25906.0242 | 2.590602417287806e+004 | 4.102e-07 |  | 2.590602417287806e+004 | 8.1586e-07 |  | 2.590602417287806e+004 | 7.07e-07 |  | 25923.9871 | 4.0001e-06 | 80.1316 | 4.0001e-06
2.592398708524485e+004 | 4.989e-08 | 25923.9871 | 2.592398708524485e+004 | 4.0972e-07 |  | 2.592398708524485e+004 | 8.149e-07 |  | 2.592398708524485e+004 | 7.0616e-07 |  | 25941.9625 | 4.0001e-06 | 80.1792 | 4.0001e-06
2.594196245286986e+004 | 4.986e-08 | 25941.9625 | 2.594196245286986e+004 | 4.0924e-07 |  | 2.594196245286986e+004 | 8.1394e-07 |  | 2.594196245286986e+004 | 7.0533e-07 |  | 25959.9503 | 4.0001e-06 | 80.2268 | 4.0001e-06
2.595995028438942e+004 | 4.9831e-08 | 25959.9503 | 2.595995028438942e+004 | 4.0876e-07 |  | 2.595995028438942e+004 | 8.1298e-07 |  | 2.595995028438942e+004 | 7.045e-07 |  | 25977.9506 | 4.0001e-06 | 80.2744 | 4.0001e-06
2.597795058844583e+004 | 4.9801e-08 | 25977.9506 | 2.597795058844583e+004 | 4.0828e-07 |  | 2.597795058844583e+004 | 8.1202e-07 |  | 2.597795058844583e+004 | 7.0367e-07 |  | 25995.9634 | 4.0001e-06 | 80.3221 | 4.0001e-06
2.599596337368740e+004 | 4.9771e-08 | 25995.9634 | 2.599596337368740e+004 | 4.078e-07 |  | 2.599596337368740e+004 | 8.1106e-07 |  | 2.599596337368740e+004 | 7.0284e-07 |  | 26013.9886 | 4.0001e-06 | 80.3698 | 4.0001e-06
2.601398864876842e+004 | 4.9742e-08 | 26013.9886 | 2.601398864876842e+004 | 4.0732e-07 |  | 2.601398864876842e+004 | 8.101e-07 |  | 2.601398864876842e+004 | 7.0201e-07 |  | 26032.0264 | 4.0001e-06 | 80.4176 | 4.0001e-06
2.603202642234919e+004 | 4.9712e-08 | 26032.0264 | 2.603202642234919e+004 | 4.0684e-07 |  | 2.603202642234919e+004 | 8.0914e-07 |  | 2.603202642234919e+004 | 7.0118e-07 |  | 26050.0767 | 4.0001e-06 | 80.4654 | 4.0001e-06
2.605007670309601e+004 | 4.9683e-08 | 26050.0767 | 2.605007670309601e+004 | 4.0636e-07 |  | 2.605007670309601e+004 | 8.0819e-07 |  | 2.605007670309601e+004 | 7.0035e-07 |  | 26068.1395 | 4.0001e-06 | 80.5132 | 4.0001e-06
2.606813949968120e+004 | 4.9653e-08 | 26068.1395 | 2.606813949968120e+004 | 4.0589e-07 |  | 2.606813949968120e+004 | 8.0723e-07 |  | 2.606813949968120e+004 | 6.9952e-07 |  | 26086.2148 | 4.0001e-06 | 80.561 | 4.0001e-06
2.608621482078308e+004 | 4.9624e-08 | 26086.2148 | 2.608621482078308e+004 | 4.0541e-07 |  | 2.608621482078308e+004 | 8.0628e-07 |  | 2.608621482078308e+004 | 6.987e-07 |  | 26104.3027 | 4.0001e-06 | 80.6089 | 4.0001e-06
2.610430267508600e+004 | 4.9594e-08 | 26104.3027 | 2.610430267508600e+004 | 4.0493e-07 |  | 2.610430267508600e+004 | 8.0533e-07 |  | 2.610430267508600e+004 | 6.9787e-07 |  | 26122.4031 | 4.0001e-06 | 80.6568 | 4.0001e-06
2.612240307128031e+004 | 4.9565e-08 | 26122.4031 | 2.612240307128031e+004 | 4.0446e-07 |  | 2.612240307128031e+004 | 8.0437e-07 |  | 2.612240307128031e+004 | 6.9705e-07 |  | 26140.516 | 4.0001e-06 | 80.7047 | 4.0001e-06
2.614051601806242e+004 | 4.9535e-08 | 26140.516 | 2.614051601806242e+004 | 4.0398e-07 |  | 2.614051601806242e+004 | 8.0342e-07 |  | 2.614051601806242e+004 | 6.9622e-07 |  | 26158.6415 | 4.0001e-06 | 80.7527 | 4.0001e-06
2.615864152413473e+004 | 4.9506e-08 | 26158.6415 | 2.615864152413473e+004 | 4.0351e-07 |  | 2.615864152413473e+004 | 8.0247e-07 |  | 2.615864152413473e+004 | 6.954e-07 |  | 26176.7796 | 4.0001e-06 | 80.8007 | 4.0001e-06
2.617677959820571e+004 | 4.9477e-08 | 26176.7796 | 2.617677959820571e+004 | 4.0303e-07 |  | 2.617677959820571e+004 | 8.0152e-07 |  | 2.617677959820571e+004 | 6.9458e-07 |  | 26194.9302 | 4.0001e-06 | 80.8487 | 4.0001e-06
2.619493024898984e+004 | 4.9447e-08 | 26194.9302 | 2.619493024898984e+004 | 4.0256e-07 |  | 2.619493024898984e+004 | 8.0058e-07 |  | 2.619493024898984e+004 | 6.9376e-07 |  | 26213.0935 | 4.0001e-06 | 80.8968 | 4.0001e-06
2.621309348520766e+004 | 4.9418e-08 | 26213.0935 | 2.621309348520766e+004 | 4.0208e-07 |  | 2.621309348520766e+004 | 7.9963e-07 |  | 2.621309348520766e+004 | 6.9294e-07 |  | 26231.2693 | 4.0001e-06 | 80.9448 | 4.0001e-06
2.623126931558576e+004 | 4.9388e-08 | 26231.2693 | 2.623126931558576e+004 | 4.0161e-07 |  | 2.623126931558576e+004 | 7.9868e-07 |  | 2.623126931558576e+004 | 6.9212e-07 |  | 26249.4577 | 4.0001e-06 | 80.9929 | 4.0001e-06
2.624945774885676e+004 | 4.9359e-08 | 26249.4577 | 2.624945774885676e+004 | 4.0114e-07 |  | 2.624945774885676e+004 | 7.9774e-07 |  | 2.624945774885676e+004 | 6.913e-07 |  | 26267.6588 | 4.0001e-06 | 81.0411 | 4.0001e-06
2.626765879375936e+004 | 4.933e-08 | 26267.6588 | 2.626765879375936e+004 | 4.0066e-07 |  | 2.626765879375936e+004 | 7.9679e-07 |  | 2.626765879375936e+004 | 6.9048e-07 |  | 26285.8725 | 4.0001e-06 | 81.0893 | 4.0001e-06
2.628587245903830e+004 | 4.93e-08 | 26285.8725 | 2.628587245903830e+004 | 4.0019e-07 |  | 2.628587245903830e+004 | 7.9585e-07 |  | 2.628587245903830e+004 | 6.8966e-07 |  | 26304.0988 | 4.0001e-06 | 81.1375 | 4.0001e-06
2.630409875344439e+004 | 4.9271e-08 | 26304.0988 | 2.630409875344439e+004 | 3.9972e-07 |  | 2.630409875344439e+004 | 7.9491e-07 |  | 2.630409875344439e+004 | 6.8885e-07 |  | 26322.3377 | 4.0001e-06 | 81.1857 | 4.0001e-06
2.632233768573451e+004 | 4.9242e-08 | 26322.3377 | 2.632233768573451e+004 | 3.9925e-07 |  | 2.632233768573451e+004 | 7.9396e-07 |  | 2.632233768573451e+004 | 6.8803e-07 |  | 26340.5893 | 4.0001e-06 | 81.234 | 4.0001e-06
2.634058926467161e+004 | 4.9213e-08 | 26340.5893 | 2.634058926467161e+004 | 3.9878e-07 |  | 2.634058926467161e+004 | 7.9302e-07 |  | 2.634058926467161e+004 | 6.8722e-07 |  | 26358.8535 | 4.0001e-06 | 81.2823 | 4.0001e-06
2.635885349902472e+004 | 4.9183e-08 | 26358.8535 | 2.635885349902472e+004 | 3.9831e-07 |  | 2.635885349902472e+004 | 7.9208e-07 |  | 2.635885349902472e+004 | 6.864e-07 |  | 26377.1304 | 4.0001e-06 | 81.3306 | 4.0001e-06
2.637713039756894e+004 | 4.9154e-08 | 26377.1304 | 2.637713039756894e+004 | 3.9784e-07 |  | 2.637713039756894e+004 | 7.9114e-07 |  | 2.637713039756894e+004 | 6.8559e-07 |  | 26395.42 | 4.0001e-06 | 81.379 | 4.0001e-06
2.639541996908547e+004 | 4.9125e-08 | 26395.42 | 2.639541996908547e+004 | 3.9737e-07 |  | 2.639541996908547e+004 | 7.9021e-07 |  | 2.639541996908547e+004 | 6.8478e-07 |  | 26413.7222 | 4.0001e-06 | 81.4274 | 4.0001e-06
2.641372222236159e+004 | 4.9096e-08 | 26413.7222 | 2.641372222236159e+004 | 3.969e-07 |  | 2.641372222236159e+004 | 7.8927e-07 |  | 2.641372222236159e+004 | 6.8396e-07 |  | 26432.0372 | 4.0001e-06 | 81.4758 | 4.0001e-06
2.643203716619066e+004 | 4.9067e-08 | 26432.0372 | 2.643203716619066e+004 | 3.9644e-07 |  | 2.643203716619066e+004 | 7.8833e-07 |  | 2.643203716619066e+004 | 6.8315e-07 |  | 26450.3648 | 4.0001e-06 | 81.5242 | 4.0001e-06
2.645036480937216e+004 | 4.9037e-08 | 26450.3648 | 2.645036480937216e+004 | 3.9597e-07 |  | 2.645036480937216e+004 | 7.874e-07 |  | 2.645036480937216e+004 | 6.8234e-07 |  | 26468.7052 | 4.0001e-06 | 81.5727 | 4.0001e-06
2.646870516071167e+004 | 4.9008e-08 | 26468.7052 | 2.646870516071167e+004 | 3.955e-07 |  | 2.646870516071167e+004 | 7.8646e-07 |  | 2.646870516071167e+004 | 6.8153e-07 |  | 26487.0582 | 4.0001e-06 | 81.6212 | 4.0001e-06
2.648705822902085e+004 | 4.8979e-08 | 26487.0582 | 2.648705822902085e+004 | 3.9503e-07 |  | 2.648705822902085e+004 | 7.8553e-07 |  | 2.648705822902085e+004 | 6.8073e-07 |  | 26505.424 | 4.0001e-06 | 81.6698 | 4.0001e-06
2.650542402311749e+004 | 4.895e-08 | 26505.424 | 2.650542402311749e+004 | 3.9457e-07 |  | 2.650542402311749e+004 | 7.846e-07 |  | 2.650542402311749e+004 | 6.7992e-07 |  | 26523.8026 | 4.0001e-06 | 81.7184 | 4.0001e-06
2.652380255182551e+004 | 4.8921e-08 | 26523.8026 | 2.652380255182551e+004 | 3.941e-07 |  | 2.652380255182551e+004 | 7.8367e-07 |  | 2.652380255182551e+004 | 6.7911e-07 |  | 26542.1938 | 4.0001e-06 | 81.767 | 4.0001e-06
2.654219382397491e+004 | 4.8892e-08 | 26542.1938 | 2.654219382397491e+004 | 3.9364e-07 |  | 2.654219382397491e+004 | 7.8274e-07 |  | 2.654219382397491e+004 | 6.7831e-07 |  | 26560.5978 | 4.0001e-06 | 81.8156 | 4.0001e-06
2.656059784840183e+004 | 4.8863e-08 | 26560.5978 | 2.656059784840183e+004 | 3.9317e-07 |  | 2.656059784840183e+004 | 7.8181e-07 |  | 2.656059784840183e+004 | 6.775e-07 |  | 26579.0146 | 4.0001e-06 | 81.8643 | 4.0001e-06
2.657901463394856e+004 | 4.8834e-08 | 26579.0146 | 2.657901463394856e+004 | 3.9271e-07 |  | 2.657901463394856e+004 | 7.8088e-07 |  | 2.657901463394856e+004 | 6.767e-07 |  | 26597.4442 | 4.0001e-06 | 81.913 | 4.0001e-06
2.659744418946349e+004 | 4.8805e-08 | 26597.4442 | 2.659744418946349e+004 | 3.9224e-07 |  | 2.659744418946349e+004 | 7.7995e-07 |  | 2.659744418946349e+004 | 6.7589e-07 |  | 26615.8865 | 4.0001e-06 | 81.9617 | 4.0001e-06
2.661588652380115e+004 | 4.8776e-08 | 26615.8865 | 2.661588652380115e+004 | 3.9178e-07 |  | 2.661588652380115e+004 | 7.7902e-07 |  | 2.661588652380115e+004 | 6.7509e-07 |  | 26634.3416 | 4.0001e-06 | 82.0105 | 4.0001e-06
2.663434164582222e+004 | 4.8747e-08 | 26634.3416 | 2.663434164582222e+004 | 3.9132e-07 |  | 2.663434164582222e+004 | 7.781e-07 |  | 2.663434164582222e+004 | 6.7429e-07 |  | 26652.8096 | 4.0001e-06 | 82.0593 | 4.0001e-06
2.665280956439353e+004 | 4.8718e-08 | 26652.8096 | 2.665280956439353e+004 | 3.9086e-07 |  | 2.665280956439353e+004 | 7.7717e-07 |  | 2.665280956439353e+004 | 6.7349e-07 |  | 26671.2903 | 4.0001e-06 | 82.1081 | 4.0001e-06
2.667129028838803e+004 | 4.8689e-08 | 26671.2903 | 2.667129028838803e+004 | 3.9039e-07 |  | 2.667129028838803e+004 | 7.7625e-07 |  | 2.667129028838803e+004 | 6.7269e-07 |  | 26689.7838 | 4.0001e-06 | 82.1569 | 4.0001e-06
2.668978382668485e+004 | 4.866e-08 | 26689.7838 | 2.668978382668485e+004 | 3.8993e-07 |  | 2.668978382668485e+004 | 7.7533e-07 |  | 2.668978382668485e+004 | 6.7189e-07 |  | 26708.2902 | 4.0001e-06 | 82.2058 | 4.0001e-06
2.670829018816926e+004 | 4.8631e-08 | 26708.2902 | 2.670829018816926e+004 | 3.8947e-07 |  | 2.670829018816926e+004 | 7.744e-07 |  | 2.670829018816926e+004 | 6.7109e-07 |  | 26726.8094 | 4.0001e-06 | 82.2547 | 4.0001e-06
2.672680938173270e+004 | 4.8602e-08 | 26726.8094 | 2.672680938173270e+004 | 3.8901e-07 |  | 2.672680938173270e+004 | 7.7348e-07 |  | 2.672680938173270e+004 | 6.7029e-07 |  | 26745.3414 | 4.0001e-06 | 82.3037 | 4.0001e-06
2.674534141627277e+004 | 4.8573e-08 | 26745.3414 | 2.674534141627277e+004 | 3.8855e-07 |  | 2.674534141627277e+004 | 7.7256e-07 |  | 2.674534141627277e+004 | 6.695e-07 |  | 26763.8863 | 4.0001e-06 | 82.3526 | 4.0001e-06
2.676388630069326e+004 | 4.8544e-08 | 26763.8863 | 2.676388630069326e+004 | 3.8809e-07 |  | 2.676388630069326e+004 | 7.7164e-07 |  | 2.676388630069326e+004 | 6.687e-07 |  | 26782.444 | 4.0001e-06 | 82.4016 | 4.0001e-06
2.678244404390409e+004 | 4.8515e-08 | 26782.444 | 2.678244404390409e+004 | 3.8763e-07 |  | 2.678244404390409e+004 | 7.7072e-07 |  | 2.678244404390409e+004 | 6.679e-07 |  | 26801.0147 | 4.0001e-06 | 82.4507 | 4.0001e-06
2.680101465482140e+004 | 4.8486e-08 | 26801.0147 | 2.680101465482140e+004 | 3.8717e-07 |  | 2.680101465482140e+004 | 7.6981e-07 |  | 2.680101465482140e+004 | 6.6711e-07 |  | 26819.5981 | 4.0001e-06 | 82.4998 | 4.0001e-06
2.681959814236749e+004 | 4.8458e-08 | 26819.5981 | 2.681959814236749e+004 | 3.8671e-07 |  | 2.681959814236749e+004 | 7.6889e-07 |  | 2.681959814236749e+004 | 6.6632e-07 |  | 26838.1945 | 4.0001e-06 | 82.5489 | 4.0001e-06
2.683819451547086e+004 | 4.8429e-08 | 26838.1945 | 2.683819451547086e+004 | 3.8626e-07 |  | 2.683819451547086e+004 | 7.6797e-07 |  | 2.683819451547086e+004 | 6.6552e-07 |  | 26856.8038 | 4.0001e-06 | 82.598 | 4.0001e-06
2.685680378306619e+004 | 4.84e-08 | 26856.8038 | 2.685680378306619e+004 | 3.858e-07 |  | 2.685680378306619e+004 | 7.6706e-07 |  | 2.685680378306619e+004 | 6.6473e-07 |  | 26875.426 | 4.0001e-06 | 82.6471 | 4.0001e-06
2.687542595409435e+004 | 4.8371e-08 | 26875.426 | 2.687542595409435e+004 | 3.8534e-07 |  | 2.687542595409435e+004 | 7.6615e-07 |  | 2.687542595409435e+004 | 6.6394e-07 |  | 26894.061 | 4.0001e-06 | 82.6963 | 4.0001e-06
2.689406103750244e+004 | 4.8342e-08 | 26894.061 | 2.689406103750244e+004 | 3.8489e-07 |  | 2.689406103750244e+004 | 7.6523e-07 |  | 2.689406103750244e+004 | 6.6315e-07 |  | 26912.709 | 4.0001e-06 | 82.7455 | 4.0001e-06
2.691270904224372e+004 | 4.8314e-08 | 26912.709 | 2.691270904224372e+004 | 3.8443e-07 |  | 2.691270904224372e+004 | 7.6432e-07 |  | 2.691270904224372e+004 | 6.6236e-07 |  | 26931.37 | 4.0001e-06 | 82.7948 | 4.0001e-06
2.693136997727769e+004 | 4.8285e-08 | 26931.37 | 2.693136997727769e+004 | 3.8397e-07 |  | 2.693136997727769e+004 | 7.6341e-07 |  | 2.693136997727769e+004 | 6.6157e-07 |  | 26950.0439 | 4.0001e-06 | 82.8441 | 4.0001e-06
2.695004385157006e+004 | 4.8256e-08 | 26950.0439 | 2.695004385157006e+004 | 3.8352e-07 |  | 2.695004385157006e+004 | 7.625e-07 |  | 2.695004385157006e+004 | 6.6078e-07 |  | 26968.7307 | 4.0001e-06 | 82.8934 | 4.0001e-06
2.696873067409273e+004 | 4.8227e-08 | 26968.7307 | 2.696873067409273e+004 | 3.8307e-07 |  | 2.696873067409273e+004 | 7.6159e-07 |  | 2.696873067409273e+004 | 6.6e-07 |  | 26987.4305 | 4.0001e-06 | 82.9427 | 4.0001e-06
2.698743045382387e+004 | 4.8199e-08 | 26987.4305 | 2.698743045382387e+004 | 3.8261e-07 |  | 2.698743045382387e+004 | 7.6068e-07 |  | 2.698743045382387e+004 | 6.5921e-07 |  | 27006.1432 | 4.0001e-06 | 82.9921 | 4.0001e-06
2.700614319974781e+004 | 4.817e-08 | 27006.1432 | 2.700614319974781e+004 | 3.8216e-07 |  | 2.700614319974781e+004 | 7.5978e-07 |  | 2.700614319974781e+004 | 6.5842e-07 |  | 27024.8689 | 4.0001e-06 | 83.0415 | 4.0001e-06
2.702486892085517e+004 | 4.8141e-08 | 27024.8689 | 2.702486892085517e+004 | 3.817e-07 |  | 2.702486892085517e+004 | 7.5887e-07 |  | 2.702486892085517e+004 | 6.5764e-07 |  | 27043.6076 | 4.0001e-06 | 83.0909 | 4.0001e-06
2.704360762614278e+004 | 4.8113e-08 | 27043.6076 | 2.704360762614278e+004 | 3.8125e-07 |  | 2.704360762614278e+004 | 7.5796e-07 |  | 2.704360762614278e+004 | 6.5685e-07 |  | 27062.3593 | 4.0001e-06 | 83.1404 | 4.0001e-06
2.706235932461370e+004 | 4.8084e-08 | 27062.3593 | 2.706235932461370e+004 | 3.808e-07 |  | 2.706235932461370e+004 | 7.5706e-07 |  | 2.706235932461370e+004 | 6.5607e-07 |  | 27081.124 | 4.0001e-06 | 83.1899 | 4.0001e-06
2.708112402527724e+004 | 4.8055e-08 | 27081.124 | 2.708112402527724e+004 | 3.8035e-07 |  | 2.708112402527724e+004 | 7.5616e-07 |  | 2.708112402527724e+004 | 6.5529e-07 |  | 27099.9017 | 4.0001e-06 | 83.2395 | 4.0001e-06
2.709990173714895e+004 | 4.8027e-08 | 27099.9017 | 2.709990173714895e+004 | 3.799e-07 |  | 2.709990173714895e+004 | 7.5525e-07 |  | 2.709990173714895e+004 | 6.5451e-07 |  | 27118.6925 | 4.0001e-06 | 83.289 | 4.0001e-06
2.711869246925066e+004 | 4.7998e-08 | 27118.6925 | 2.711869246925066e+004 | 3.7945e-07 |  | 2.711869246925066e+004 | 7.5435e-07 |  | 2.711869246925066e+004 | 6.5373e-07 |  | 27137.4962 | 4.0001e-06 | 83.3386 | 4.0001e-06
2.713749623061042e+004 | 4.797e-08 | 27137.4962 | 2.713749623061042e+004 | 3.7899e-07 |  | 2.713749623061042e+004 | 7.5345e-07 |  | 2.713749623061042e+004 | 6.5295e-07 |  | 27156.313 | 4.0001e-06 | 83.3882 | 4.0001e-06
2.715631303026255e+004 | 4.7941e-08 | 27156.313 | 2.715631303026255e+004 | 3.7854e-07 |  | 2.715631303026255e+004 | 7.5255e-07 |  | 2.715631303026255e+004 | 6.5217e-07 |  | 27175.1429 | 4.0001e-06 | 83.4379 | 4.0001e-06
2.717514287724765e+004 | 4.7913e-08 | 27175.1429 | 2.717514287724765e+004 | 3.781e-07 |  | 2.717514287724765e+004 | 7.5165e-07 |  | 2.717514287724765e+004 | 6.5139e-07 |  | 27193.9858 | 4.0001e-06 | 83.4876 | 4.0001e-06
2.719398578061257e+004 | 4.7884e-08 | 27193.9858 | 2.719398578061257e+004 | 3.7765e-07 |  | 2.719398578061257e+004 | 7.5075e-07 |  | 2.719398578061257e+004 | 6.5061e-07 |  | 27212.8417 | 4.0001e-06 | 83.5373 | 4.0001e-06
2.721284174941045e+004 | 4.7856e-08 | 27212.8417 | 2.721284174941045e+004 | 3.772e-07 |  | 2.721284174941045e+004 | 7.4986e-07 |  | 2.721284174941045e+004 | 6.4983e-07 |  | 27231.7108 | 4.0001e-06 | 83.587 | 4.0001e-06
2.723171079270068e+004 | 4.7827e-08 | 27231.7108 | 2.723171079270068e+004 | 3.7675e-07 |  | 2.723171079270068e+004 | 7.4896e-07 |  | 2.723171079270068e+004 | 6.4906e-07 |  | 27250.5929 | 4.0001e-06 | 83.6368 | 4.0001e-06
2.725059291954896e+004 | 4.7799e-08 | 27250.5929 | 2.725059291954896e+004 | 3.763e-07 |  | 2.725059291954896e+004 | 7.4806e-07 |  | 2.725059291954896e+004 | 6.4828e-07 |  | 27269.4881 | 4.0001e-06 | 83.6866 | 4.0001e-06
2.726948813902726e+004 | 4.777e-08 | 27269.4881 | 2.726948813902726e+004 | 3.7585e-07 |  | 2.726948813902726e+004 | 7.4717e-07 |  | 2.726948813902726e+004 | 6.4751e-07 |  | 27288.3965 | 4.0001e-06 | 83.7365 | 4.0001e-06
2.728839646021386e+004 | 4.7742e-08 | 27288.3965 | 2.728839646021386e+004 | 3.7541e-07 |  | 2.728839646021386e+004 | 7.4628e-07 |  | 2.728839646021386e+004 | 6.4673e-07 |  | 27307.3179 | 4.0001e-06 | 83.7863 | 4.0001e-06
2.730731789219330e+004 | 4.7713e-08 | 27307.3179 | 2.730731789219330e+004 | 3.7496e-07 |  | 2.730731789219330e+004 | 7.4538e-07 |  | 2.730731789219330e+004 | 6.4596e-07 |  | 27326.2524 | 4.0001e-06 | 83.8362 | 4.0001e-06
2.732625244405645e+004 | 4.7685e-08 | 27326.2524 | 2.732625244405645e+004 | 3.7452e-07 |  | 2.732625244405645e+004 | 7.4449e-07 |  | 2.732625244405645e+004 | 6.4519e-07 |  | 27345.2001 | 4.0001e-06 | 83.8862 | 4.0001e-06
2.734520012490047e+004 | 4.7657e-08 | 27345.2001 | 2.734520012490047e+004 | 3.7407e-07 |  | 2.734520012490047e+004 | 7.436e-07 |  | 2.734520012490047e+004 | 6.4442e-07 |  | 27364.1609 | 4.0001e-06 | 83.9361 | 4.0001e-06
2.736416094382884e+004 | 4.7628e-08 | 27364.1609 | 2.736416094382884e+004 | 3.7363e-07 |  | 2.736416094382884e+004 | 7.4271e-07 |  | 2.736416094382884e+004 | 6.4365e-07 |  | 27383.1349 | 4.0001e-06 | 83.9861 | 4.0001e-06
2.738313490995133e+004 | 4.76e-08 | 27383.1349 | 2.738313490995133e+004 | 3.7318e-07 |  | 2.738313490995133e+004 | 7.4182e-07 |  | 2.738313490995133e+004 | 6.4288e-07 |  | 27402.122 | 4.0001e-06 | 84.0361 | 4.0001e-06
2.740212203238404e+004 | 4.7572e-08 | 27402.122 | 2.740212203238404e+004 | 3.7274e-07 |  | 2.740212203238404e+004 | 7.4093e-07 |  | 2.740212203238404e+004 | 6.4211e-07 |  | 27421.1223 | 4.0001e-06 | 84.0862 | 4.0001e-06
2.742112232024940e+004 | 4.7543e-08 | 27421.1223 | 2.742112232024940e+004 | 3.7229e-07 |  | 2.742112232024940e+004 | 7.4005e-07 |  | 2.742112232024940e+004 | 6.4134e-07 |  | 27440.1358 | 4.0001e-06 | 84.1363 | 4.0001e-06
2.744013578267615e+004 | 4.7515e-08 | 27440.1358 | 2.744013578267615e+004 | 3.7185e-07 |  | 2.744013578267615e+004 | 7.3916e-07 |  | 2.744013578267615e+004 | 6.4057e-07 |  | 27459.1624 | 4.0001e-06 | 84.1864 | 4.0001e-06
2.745916242879937e+004 | 4.7487e-08 | 27459.1624 | 2.745916242879937e+004 | 3.7141e-07 |  | 2.745916242879937e+004 | 7.3828e-07 |  | 2.745916242879937e+004 | 6.398e-07 |  | 27478.2023 | 4.0001e-06 | 84.2366 | 4.0001e-06
2.747820226776046e+004 | 4.7458e-08 | 27478.2023 | 2.747820226776046e+004 | 3.7097e-07 |  | 2.747820226776046e+004 | 7.3739e-07 |  | 2.747820226776046e+004 | 6.3904e-07 |  | 27497.2553 | 4.0001e-06 | 84.2867 | 4.0001e-06
2.749725530870718e+004 | 4.743e-08 | 27497.2553 | 2.749725530870718e+004 | 3.7052e-07 |  | 2.749725530870718e+004 | 7.3651e-07 |  | 2.749725530870718e+004 | 6.3827e-07 |  | 27516.3216 | 4.0001e-06 | 84.3369 | 4.0001e-06
2.751632156079362e+004 | 4.7402e-08 | 27516.3216 | 2.751632156079362e+004 | 3.7008e-07 |  | 2.751632156079362e+004 | 7.3563e-07 |  | 2.751632156079362e+004 | 6.3751e-07 |  | 27535.401 | 4.0001e-06 | 84.3872 | 4.0001e-06
2.753540103318021e+004 | 4.7374e-08 | 27535.401 | 2.753540103318021e+004 | 3.6964e-07 |  | 2.753540103318021e+004 | 7.3474e-07 |  | 2.753540103318021e+004 | 6.3674e-07 |  | 27554.4937 | 4.0001e-06 | 84.4375 | 4.0001e-06
2.755449373503375e+004 | 4.7345e-08 | 27554.4937 | 2.755449373503375e+004 | 3.692e-07 |  | 2.755449373503375e+004 | 7.3386e-07 |  | 2.755449373503375e+004 | 6.3598e-07 |  | 27573.5997 | 4.0001e-06 | 84.4878 | 4.0001e-06
2.757359967552737e+004 | 4.7317e-08 | 27573.5997 | 2.757359967552737e+004 | 3.6876e-07 |  | 2.757359967552737e+004 | 7.3298e-07 |  | 2.757359967552737e+004 | 6.3522e-07 |  | 27592.7189 | 4.0001e-06 | 84.5381 | 4.0001e-06
2.759271886384060e+004 | 4.7289e-08 | 27592.7189 | 2.759271886384060e+004 | 3.6832e-07 |  | 2.759271886384060e+004 | 7.321e-07 |  | 2.759271886384060e+004 | 6.3446e-07 |  | 27611.8513 | 4.0001e-06 | 84.5885 | 4.0001e-06
2.761185130915930e+004 | 4.7261e-08 | 27611.8513 | 2.761185130915930e+004 | 3.6788e-07 |  | 2.761185130915930e+004 | 7.3123e-07 |  | 2.761185130915930e+004 | 6.337e-07 |  | 27630.997 | 4.0001e-06 | 84.6389 | 4.0001e-06
2.763099702067571e+004 | 4.7233e-08 | 27630.997 | 2.763099702067571e+004 | 3.6744e-07 |  | 2.763099702067571e+004 | 7.3035e-07 |  | 2.763099702067571e+004 | 6.3294e-07 |  | 27650.156 | 4.0001e-06 | 84.6893 | 4.0001e-06
2.765015600758845e+004 | 4.7205e-08 | 27650.156 | 2.765015600758845e+004 | 3.6701e-07 |  | 2.765015600758845e+004 | 7.2947e-07 |  | 2.765015600758845e+004 | 6.3218e-07 |  | 27669.3283 | 4.0001e-06 | 84.7397 | 4.0001e-06
2.766932827910251e+004 | 4.7176e-08 | 27669.3283 | 2.766932827910251e+004 | 3.6657e-07 |  | 2.766932827910251e+004 | 7.286e-07 |  | 2.766932827910251e+004 | 6.3142e-07 |  | 27688.5138 | 4.0001e-06 | 84.7902 | 4.0001e-06
2.768851384442927e+004 | 4.7148e-08 | 27688.5138 | 2.768851384442927e+004 | 3.6613e-07 |  | 2.768851384442927e+004 | 7.2772e-07 |  | 2.768851384442927e+004 | 6.3066e-07 |  | 27707.7127 | 4.0001e-06 | 84.8408 | 4.0001e-06
2.770771271278649e+004 | 4.712e-08 | 27707.7127 | 2.770771271278649e+004 | 3.6569e-07 |  | 2.770771271278649e+004 | 7.2685e-07 |  | 2.770771271278649e+004 | 6.2991e-07 |  | 27726.9249 | 4.0001e-06 | 84.8913 | 4.0001e-06
2.772692489339832e+004 | 4.7092e-08 | 27726.9249 | 2.772692489339832e+004 | 3.6526e-07 |  | 2.772692489339832e+004 | 7.2598e-07 |  | 2.772692489339832e+004 | 6.2915e-07 |  | 27746.1504 | 4.0001e-06 | 84.9419 | 4.0001e-06
2.774615039549532e+004 | 4.7064e-08 | 27746.1504 | 2.774615039549532e+004 | 3.6482e-07 |  | 2.774615039549532e+004 | 7.251e-07 |  | 2.774615039549532e+004 | 6.284e-07 |  | 27765.3892 | 4.0001e-06 | 84.9925 | 4.0001e-06
2.776538922831443e+004 | 4.7036e-08 | 27765.3892 | 2.776538922831443e+004 | 3.6439e-07 |  | 2.776538922831443e+004 | 7.2423e-07 |  | 2.776538922831443e+004 | 6.2764e-07 |  | 27784.6414 | 4.0001e-06 | 85.0432 | 4.0001e-06
2.778464140109902e+004 | 4.7008e-08 | 27784.6414 | 2.778464140109902e+004 | 3.6395e-07 |  | 2.778464140109902e+004 | 7.2336e-07 |  | 2.778464140109902e+004 | 6.2689e-07 |  | 27803.9069 | 4.0001e-06 | 85.0938 | 4.0001e-06
2.780390692309884e+004 | 4.698e-08 | 27803.9069 | 2.780390692309884e+004 | 3.6352e-07 |  | 2.780390692309884e+004 | 7.2249e-07 |  | 2.780390692309884e+004 | 6.2614e-07 |  | 27823.1858 | 4.0001e-06 | 85.1445 | 4.0001e-06
2.782318580357007e+004 | 4.6952e-08 | 27823.1858 | 2.782318580357007e+004 | 3.6308e-07 |  | 2.782318580357007e+004 | 7.2163e-07 |  | 2.782318580357007e+004 | 6.2538e-07 |  | 27842.4781 | 4.0001e-06 | 85.1953 | 4.0001e-06
2.784247805177532e+004 | 4.6924e-08 | 27842.4781 | 2.784247805177532e+004 | 3.6265e-07 |  | 2.784247805177532e+004 | 7.2076e-07 |  | 2.784247805177532e+004 | 6.2463e-07 |  | 27861.7837 | 4.0001e-06 | 85.246 | 4.0001e-06
2.786178367698360e+004 | 4.6896e-08 | 27861.7837 | 2.786178367698360e+004 | 3.6222e-07 |  | 2.786178367698360e+004 | 7.1989e-07 |  | 2.786178367698360e+004 | 6.2388e-07 |  | 27881.1027 | 4.0001e-06 | 85.2969 | 4.0001e-06
2.788110268847035e+004 | 4.6868e-08 | 27881.1027 | 2.788110268847035e+004 | 3.6178e-07 |  | 2.788110268847035e+004 | 7.1903e-07 |  | 2.788110268847035e+004 | 6.2313e-07 |  | 27900.4351 | 4.0001e-06 | 85.3477 | 4.0001e-06
2.790043509551746e+004 | 4.684e-08 | 27900.4351 | 2.790043509551746e+004 | 3.6135e-07 |  | 2.790043509551746e+004 | 7.1816e-07 |  | 2.790043509551746e+004 | 6.2239e-07 |  | 27919.7809 | 4.0001e-06 | 85.3985 | 4.0001e-06
2.791978090741324e+004 | 4.6813e-08 | 27919.7809 | 2.791978090741324e+004 | 3.6092e-07 |  | 2.791978090741324e+004 | 7.173e-07 |  | 2.791978090741324e+004 | 6.2164e-07 |  | 27939.1401 | 4.0001e-06 | 85.4494 | 4.0001e-06
2.793914013345243e+004 | 4.6785e-08 | 27939.1401 | 2.793914013345243e+004 | 3.6049e-07 |  | 2.793914013345243e+004 | 7.1644e-07 |  | 2.793914013345243e+004 | 6.2089e-07 |  | 27958.5128 | 4.0001e-06 | 85.5004 | 4.0001e-06
2.795851278293625e+004 | 4.6757e-08 | 27958.5128 | 2.795851278293625e+004 | 3.6006e-07 |  | 2.795851278293625e+004 | 7.1557e-07 |  | 2.795851278293625e+004 | 6.2014e-07 |  | 27977.8989 | 4.0001e-06 | 85.5513 | 4.0001e-06
2.797789886517234e+004 | 4.6729e-08 | 27977.8989 | 2.797789886517234e+004 | 3.5963e-07 |  | 2.797789886517234e+004 | 7.1471e-07 |  | 2.797789886517234e+004 | 6.194e-07 |  | 27997.2984 | 4.0001e-06 | 85.6023 | 4.0001e-06
2.799729838947480e+004 | 4.6701e-08 | 27997.2984 | 2.799729838947480e+004 | 3.592e-07 |  | 2.799729838947480e+004 | 7.1385e-07 |  | 2.799729838947480e+004 | 6.1865e-07 |  | 28016.7114 | 4.0001e-06 | 85.6533 | 4.0001e-06
2.801671136516419e+004 | 4.6673e-08 | 28016.7114 | 2.801671136516419e+004 | 3.5877e-07 |  | 2.801671136516419e+004 | 7.1299e-07 |  | 2.801671136516419e+004 | 6.1791e-07 |  | 28036.1378 | 4.0001e-06 | 85.7044 | 4.0001e-06
2.803613780156754e+004 | 4.6645e-08 | 28036.1378 | 2.803613780156754e+004 | 3.5834e-07 |  | 2.803613780156754e+004 | 7.1214e-07 |  | 2.803613780156754e+004 | 6.1717e-07 |  | 28055.5777 | 4.0001e-06 | 85.7555 | 4.0001e-06
2.805557770801833e+004 | 4.6618e-08 | 28055.5777 | 2.805557770801833e+004 | 3.5791e-07 |  | 2.805557770801833e+004 | 7.1128e-07 |  | 2.805557770801833e+004 | 6.1642e-07 |  | 28075.0311 | 4.0001e-06 | 85.8066 | 4.0001e-06
2.807503109385652e+004 | 4.659e-08 | 28075.0311 | 2.807503109385652e+004 | 3.5748e-07 |  | 2.807503109385652e+004 | 7.1042e-07 |  | 2.807503109385652e+004 | 6.1568e-07 |  | 28094.498 | 4.0001e-06 | 85.8577 | 4.0001e-06
2.809449796842856e+004 | 4.6562e-08 | 28094.498 | 2.809449796842856e+004 | 3.5705e-07 |  | 2.809449796842856e+004 | 7.0957e-07 |  | 2.809449796842856e+004 | 6.1494e-07 |  | 28113.9783 | 4.0001e-06 | 85.9089 | 4.0001e-06
2.811397834108737e+004 | 4.6534e-08 | 28113.9783 | 2.811397834108737e+004 | 3.5663e-07 |  | 2.811397834108737e+004 | 7.0871e-07 |  | 2.811397834108737e+004 | 6.142e-07 |  | 28133.4722 | 4.0001e-06 | 85.9601 | 4.0001e-06
2.813347222119234e+004 | 4.6507e-08 | 28133.4722 | 2.813347222119234e+004 | 3.562e-07 |  | 2.813347222119234e+004 | 7.0786e-07 |  | 2.813347222119234e+004 | 6.1346e-07 |  | 28152.9796 | 4.0001e-06 | 86.0113 | 4.0001e-06
2.815297961810938e+004 | 4.6479e-08 | 28152.9796 | 2.815297961810938e+004 | 3.5577e-07 |  | 2.815297961810938e+004 | 7.07e-07 |  | 2.815297961810938e+004 | 6.1272e-07 |  | 28172.5005 | 4.0001e-06 | 86.0626 | 4.0001e-06
2.817250054121087e+004 | 4.6451e-08 | 28172.5005 | 2.817250054121087e+004 | 3.5535e-07 |  | 2.817250054121087e+004 | 7.0615e-07 |  | 2.817250054121087e+004 | 6.1198e-07 |  | 28192.035 | 4.0001e-06 | 86.1139 | 4.0001e-06
2.819203499987569e+004 | 4.6424e-08 | 28192.035 | 2.819203499987569e+004 | 3.5492e-07 |  | 2.819203499987569e+004 | 7.053e-07 |  | 2.819203499987569e+004 | 6.1125e-07 |  | 28211.583 | 4.0001e-06 | 86.1653 | 4.0001e-06
2.821158300348924e+004 | 4.6396e-08 | 28211.583 | 2.821158300348924e+004 | 3.545e-07 |  | 2.821158300348924e+004 | 7.0445e-07 |  | 2.821158300348924e+004 | 6.1051e-07 |  | 28231.1446 | 4.0001e-06 | 86.2166 | 4.0001e-06
2.823114456144341e+004 | 4.6368e-08 | 28231.1446 | 2.823114456144341e+004 | 3.5407e-07 |  | 2.823114456144341e+004 | 7.036e-07 |  | 2.823114456144341e+004 | 6.0978e-07 |  | 28250.7197 | 4.0001e-06 | 86.268 | 4.0001e-06
2.825071968313661e+004 | 4.6341e-08 | 28250.7197 | 2.825071968313661e+004 | 3.5365e-07 |  | 2.825071968313661e+004 | 7.0275e-07 |  | 2.825071968313661e+004 | 6.0904e-07 |  | 28270.3084 | 4.0001e-06 | 86.3194 | 4.0001e-06
2.827030837797378e+004 | 4.6313e-08 | 28270.3084 | 2.827030837797378e+004 | 3.5322e-07 |  | 2.827030837797378e+004 | 7.0191e-07 |  | 2.827030837797378e+004 | 6.0831e-07 |  | 28289.9107 | 4.0001e-06 | 86.3709 | 4.0001e-06
2.828991065536636e+004 | 4.6286e-08 | 28289.9107 | 2.828991065536636e+004 | 3.528e-07 |  | 2.828991065536636e+004 | 7.0106e-07 |  | 2.828991065536636e+004 | 6.0757e-07 |  | 28309.5265 | 4.0001e-06 | 86.4224 | 4.0001e-06
2.830952652473231e+004 | 4.6258e-08 | 28309.5265 | 2.830952652473231e+004 | 3.5238e-07 |  | 2.830952652473231e+004 | 7.0021e-07 |  | 2.830952652473231e+004 | 6.0684e-07 |  | 28329.156 | 4.0001e-06 | 86.4739 | 4.0001e-06
2.832915599549616e+004 | 4.623e-08 | 28329.156 | 2.832915599549616e+004 | 3.5196e-07 |  | 2.832915599549616e+004 | 6.9937e-07 |  | 2.832915599549616e+004 | 6.0611e-07 |  | 28348.7991 | 4.0001e-06 | 86.5254 | 4.0001e-06
2.834879907708892e+004 | 4.6203e-08 | 28348.7991 | 2.834879907708892e+004 | 3.5153e-07 |  | 2.834879907708892e+004 | 6.9852e-07 |  | 2.834879907708892e+004 | 6.0538e-07 |  | 28368.4558 | 4.0001e-06 | 86.577 | 4.0001e-06
2.836845577894820e+004 | 4.6175e-08 | 28368.4558 | 2.836845577894820e+004 | 3.5111e-07 |  | 2.836845577894820e+004 | 6.9768e-07 |  | 2.836845577894820e+004 | 6.0465e-07 |  | 28388.1261 | 4.0001e-06 | 86.6286 | 4.0001e-06
2.838812611051809e+004 | 4.6148e-08 | 28388.1261 | 2.838812611051809e+004 | 3.5069e-07 |  | 2.838812611051809e+004 | 6.9684e-07 |  | 2.838812611051809e+004 | 6.0392e-07 |  | 28407.8101 | 4.0001e-06 | 86.6803 | 4.0001e-06
2.840781008124928e+004 | 4.612e-08 | 28407.8101 | 2.840781008124928e+004 | 3.5027e-07 |  | 2.840781008124928e+004 | 6.96e-07 |  | 2.840781008124928e+004 | 6.0319e-07 |  | 28427.5077 | 4.0001e-06 | 86.732 | 4.0001e-06
2.842750770059899e+004 | 4.6093e-08 | 28427.5077 | 2.842750770059899e+004 | 3.4985e-07 |  | 2.842750770059899e+004 | 6.9516e-07 |  | 2.842750770059899e+004 | 6.0246e-07 |  | 28447.219 | 4.0001e-06 | 86.7837 | 4.0001e-06
2.844721897803100e+004 | 4.6065e-08 | 28447.219 | 2.844721897803100e+004 | 3.4943e-07 |  | 2.844721897803100e+004 | 6.9432e-07 |  | 2.844721897803100e+004 | 6.0173e-07 |  | 28466.9439 | 4.0001e-06 | 86.8354 | 4.0001e-06
2.846694392301565e+004 | 4.6038e-08 | 28466.9439 | 2.846694392301565e+004 | 3.4901e-07 |  | 2.846694392301565e+004 | 6.9348e-07 |  | 2.846694392301565e+004 | 6.0101e-07 |  | 28486.6825 | 4.0001e-06 | 86.8872 | 4.0001e-06
2.848668254502986e+004 | 4.601e-08 | 28486.6825 | 2.848668254502986e+004 | 3.4859e-07 |  | 2.848668254502986e+004 | 6.9264e-07 |  | 2.848668254502986e+004 | 6.0028e-07 |  | 28506.4349 | 4.0001e-06 | 86.939 | 4.0001e-06
2.850643485355710e+004 | 4.5983e-08 | 28506.4349 | 2.850643485355710e+004 | 3.4817e-07 |  | 2.850643485355710e+004 | 6.918e-07 |  | 2.850643485355710e+004 | 5.9956e-07 |  | 28526.2009 | 4.0001e-06 | 86.9908 | 4.0001e-06
2.852620085808742e+004 | 4.5956e-08 | 28526.2009 | 2.852620085808742e+004 | 3.4776e-07 |  | 2.852620085808742e+004 | 6.9097e-07 |  | 2.852620085808742e+004 | 5.9883e-07 |  | 28545.9806 | 4.0001e-06 | 87.0427 | 4.0001e-06
2.854598056811748e+004 | 4.5928e-08 | 28545.9806 | 2.854598056811748e+004 | 3.4734e-07 |  | 2.854598056811748e+004 | 6.9013e-07 |  | 2.854598056811748e+004 | 5.9811e-07 |  | 28565.774 | 4.0001e-06 | 87.0946 | 4.0001e-06
2.856577399315048e+004 | 4.5901e-08 | 28565.774 | 2.856577399315048e+004 | 3.4692e-07 |  | 2.856577399315048e+004 | 6.893e-07 |  | 2.856577399315048e+004 | 5.9739e-07 |  | 28585.5811 | 4.0001e-06 | 87.1465 | 4.0001e-06
2.858558114269625e+004 | 4.5874e-08 | 28585.5811 | 2.858558114269625e+004 | 3.465e-07 |  | 2.858558114269625e+004 | 6.8846e-07 |  | 2.858558114269625e+004 | 5.9666e-07 |  | 28605.402 | 4.0001e-06 | 87.1984 | 4.0001e-06
2.860540202627117e+004 | 4.5846e-08 | 28605.402 | 2.860540202627117e+004 | 3.4609e-07 |  | 2.860540202627117e+004 | 6.8763e-07 |  | 2.860540202627117e+004 | 5.9594e-07 |  | 28625.2367 | 4.0001e-06 | 87.2504 | 4.0001e-06
2.862523665339827e+004 | 4.5819e-08 | 28625.2367 | 2.862523665339827e+004 | 3.4567e-07 |  | 2.862523665339827e+004 | 6.868e-07 |  | 2.862523665339827e+004 | 5.9522e-07 |  | 28645.085 | 4.0001e-06 | 87.3025 | 4.0001e-06
2.864508503360714e+004 | 4.5792e-08 | 28645.085 | 2.864508503360714e+004 | 3.4526e-07 |  | 2.864508503360714e+004 | 6.8597e-07 |  | 2.864508503360714e+004 | 5.945e-07 |  | 28664.9472 | 4.0001e-06 | 87.3545 | 4.0001e-06
2.866494717643400e+004 | 4.5764e-08 | 28664.9472 | 2.866494717643400e+004 | 3.4484e-07 |  | 2.866494717643400e+004 | 6.8514e-07 |  | 2.866494717643400e+004 | 5.9378e-07 |  | 28684.8231 | 4.0001e-06 | 87.4066 | 4.0001e-06
2.868482309142167e+004 | 4.5737e-08 | 28684.8231 | 2.868482309142167e+004 | 3.4443e-07 |  | 2.868482309142167e+004 | 6.8431e-07 |  | 2.868482309142167e+004 | 5.9307e-07 |  | 28704.7128 | 4.0001e-06 | 87.4587 | 4.0001e-06
2.870471278811961e+004 | 4.571e-08 | 28704.7128 | 2.870471278811961e+004 | 3.4401e-07 |  | 2.870471278811961e+004 | 6.8348e-07 |  | 2.870471278811961e+004 | 5.9235e-07 |  | 28724.6163 | 4.0001e-06 | 87.5109 | 4.0001e-06
2.872461627608387e+004 | 4.5683e-08 | 28724.6163 | 2.872461627608387e+004 | 3.436e-07 |  | 2.872461627608387e+004 | 6.8265e-07 |  | 2.872461627608387e+004 | 5.9163e-07 |  | 28744.5336 | 4.0001e-06 | 87.563 | 4.0001e-06
2.874453356487714e+004 | 4.5655e-08 | 28744.5336 | 2.874453356487714e+004 | 3.4319e-07 |  | 2.874453356487714e+004 | 6.8183e-07 |  | 2.874453356487714e+004 | 5.9092e-07 |  | 28764.4647 | 4.0001e-06 | 87.6152 | 4.0001e-06
2.876446466406876e+004 | 4.5628e-08 | 28764.4647 | 2.876446466406876e+004 | 3.4277e-07 |  | 2.876446466406876e+004 | 6.81e-07 |  | 2.876446466406876e+004 | 5.902e-07 |  | 28784.4096 | 4.0001e-06 | 87.6675 | 4.0001e-06
2.878440958323467e+004 | 4.5601e-08 | 28784.4096 | 2.878440958323467e+004 | 3.4236e-07 |  | 2.878440958323467e+004 | 6.8018e-07 |  | 2.878440958323467e+004 | 5.8949e-07 |  | 28804.3683 | 4.0001e-06 | 87.7197 | 4.0001e-06
2.880436833195747e+004 | 4.5574e-08 | 28804.3683 | 2.880436833195747e+004 | 3.4195e-07 |  | 2.880436833195747e+004 | 6.7935e-07 |  | 2.880436833195747e+004 | 5.8877e-07 |  | 28824.3409 | 4.0001e-06 | 87.772 | 4.0001e-06
2.882434091982640e+004 | 4.5547e-08 | 28824.3409 | 2.882434091982640e+004 | 3.4154e-07 |  | 2.882434091982640e+004 | 6.7853e-07 |  | 2.882434091982640e+004 | 5.8806e-07 |  | 28844.3274 | 4.0001e-06 | 87.8244 | 4.0001e-06
2.884432735643736e+004 | 4.5519e-08 | 28844.3274 | 2.884432735643736e+004 | 3.4113e-07 |  | 2.884432735643736e+004 | 6.7771e-07 |  | 2.884432735643736e+004 | 5.8735e-07 |  | 28864.3277 | 4.0001e-06 | 87.8767 | 4.0001e-06
2.886432765139288e+004 | 4.5492e-08 | 28864.3277 | 2.886432765139288e+004 | 3.4072e-07 |  | 2.886432765139288e+004 | 6.7688e-07 |  | 2.886432765139288e+004 | 5.8664e-07 |  | 28884.3418 | 4.0001e-06 | 87.9291 | 4.0001e-06
2.888434181430218e+004 | 4.5465e-08 | 28884.3418 | 2.888434181430218e+004 | 3.403e-07 |  | 2.888434181430218e+004 | 6.7606e-07 |  | 2.888434181430218e+004 | 5.8593e-07 |  | 28904.3699 | 4.0001e-06 | 87.9816 | 4.0001e-06
2.890436985478111e+004 | 4.5438e-08 | 28904.3699 | 2.890436985478111e+004 | 3.399e-07 |  | 2.890436985478111e+004 | 6.7524e-07 |  | 2.890436985478111e+004 | 5.8522e-07 |  | 28924.4118 | 4.0001e-06 | 88.034 | 4.0001e-06
2.892441178245221e+004 | 4.5411e-08 | 28924.4118 | 2.892441178245221e+004 | 3.3949e-07 |  | 2.892441178245221e+004 | 6.7443e-07 |  | 2.892441178245221e+004 | 5.8451e-07 |  | 28944.4676 | 4.0001e-06 | 88.0865 | 4.0001e-06
2.894446760694468e+004 | 4.5384e-08 | 28944.4676 | 2.894446760694468e+004 | 3.3908e-07 |  | 2.894446760694468e+004 | 6.7361e-07 |  | 2.894446760694468e+004 | 5.838e-07 |  | 28964.5373 | 4.0001e-06 | 88.139 | 4.0001e-06
2.896453733789441e+004 | 4.5357e-08 | 28964.5373 | 2.896453733789441e+004 | 3.3867e-07 |  | 2.896453733789441e+004 | 6.7279e-07 |  | 2.896453733789441e+004 | 5.8309e-07 |  | 28984.621 | 4.0001e-06 | 88.1916 | 4.0001e-06
2.898462098494395e+004 | 4.533e-08 | 28984.621 | 2.898462098494395e+004 | 3.3826e-07 |  | 2.898462098494395e+004 | 6.7197e-07 |  | 2.898462098494395e+004 | 5.8239e-07 |  | 29004.7186 | 4.0001e-06 | 88.2442 | 4.0001e-06
2.900471855774256e+004 | 4.5303e-08 | 29004.7186 | 2.900471855774256e+004 | 3.3785e-07 |  | 2.900471855774256e+004 | 6.7116e-07 |  | 2.900471855774256e+004 | 5.8168e-07 |  | 29024.8301 | 4.0001e-06 | 88.2968 | 4.0001e-06
2.902483006594618e+004 | 4.5276e-08 | 29024.8301 | 2.902483006594618e+004 | 3.3745e-07 |  | 2.902483006594618e+004 | 6.7034e-07 |  | 2.902483006594618e+004 | 5.8097e-07 |  | 29044.9555 | 4.0001e-06 | 88.3494 | 4.0001e-06
2.904495551921744e+004 | 4.5249e-08 | 29044.9555 | 2.904495551921744e+004 | 3.3704e-07 |  | 2.904495551921744e+004 | 6.6953e-07 |  | 2.904495551921744e+004 | 5.8027e-07 |  | 29065.0949 | 4.0001e-06 | 88.4021 | 4.0001e-06
2.906509492722568e+004 | 4.5222e-08 | 29065.0949 | 2.906509492722568e+004 | 3.3663e-07 |  | 2.906509492722568e+004 | 6.6872e-07 |  | 2.906509492722568e+004 | 5.7957e-07 |  | 29085.2483 | 4.0001e-06 | 88.4548 | 4.0001e-06
2.908524829964693e+004 | 4.5195e-08 | 29085.2483 | 2.908524829964693e+004 | 3.3623e-07 |  | 2.908524829964693e+004 | 6.6791e-07 |  | 2.908524829964693e+004 | 5.7886e-07 |  | 29105.4156 | 4.0001e-06 | 88.5076 | 4.0001e-06
2.910541564616395e+004 | 4.5168e-08 | 29105.4156 | 2.910541564616395e+004 | 3.3582e-07 |  | 2.910541564616395e+004 | 6.671e-07 |  | 2.910541564616395e+004 | 5.7816e-07 |  | 29125.597 | 4.0001e-06 | 88.5603 | 4.0001e-06
2.912559697646620e+004 | 4.5141e-08 | 29125.597 | 2.912559697646620e+004 | 3.3542e-07 |  | 2.912559697646620e+004 | 6.6629e-07 |  | 2.912559697646620e+004 | 5.7746e-07 |  | 29145.7923 | 4.0001e-06 | 88.6131 | 4.0001e-06
2.914579230024986e+004 | 4.5114e-08 | 29145.7923 | 2.914579230024986e+004 | 3.3501e-07 |  | 2.914579230024986e+004 | 6.6548e-07 |  | 2.914579230024986e+004 | 5.7676e-07 |  | 29166.0016 | 4.0001e-06 | 88.666 | 4.0001e-06
2.916600162721783e+004 | 4.5087e-08 | 29166.0016 | 2.916600162721783e+004 | 3.3461e-07 |  | 2.916600162721783e+004 | 6.6467e-07 |  | 2.916600162721783e+004 | 5.7606e-07 |  | 29186.225 | 4.0001e-06 | 88.7189 | 4.0001e-06
2.918622496707975e+004 | 4.506e-08 | 29186.225 | 2.918622496707975e+004 | 3.342e-07 |  | 2.918622496707975e+004 | 6.6386e-07 |  | 2.918622496707975e+004 | 5.7536e-07 |  | 29206.4623 | 4.0001e-06 | 88.7717 | 4.0001e-06
2.920646232955198e+004 | 4.5034e-08 | 29206.4623 | 2.920646232955198e+004 | 3.338e-07 |  | 2.920646232955198e+004 | 6.6305e-07 |  | 2.920646232955198e+004 | 5.7466e-07 |  | 29226.7137 | 4.0001e-06 | 88.8247 | 4.0001e-06
2.922671372435763e+004 | 4.5007e-08 | 29226.7137 | 2.922671372435763e+004 | 3.334e-07 |  | 2.922671372435763e+004 | 6.6225e-07 |  | 2.922671372435763e+004 | 5.7396e-07 |  | 29246.9792 | 4.0001e-06 | 88.8776 | 4.0001e-06
2.924697916122653e+004 | 4.498e-08 | 29246.9792 | 2.924697916122653e+004 | 3.33e-07 |  | 2.924697916122653e+004 | 6.6144e-07 |  | 2.924697916122653e+004 | 5.7327e-07 |  | 29267.2586 | 4.0001e-06 | 88.9306 | 4.0001e-06
2.926725864989528e+004 | 4.4953e-08 | 29267.2586 | 2.926725864989528e+004 | 3.3259e-07 |  | 2.926725864989528e+004 | 6.6064e-07 |  | 2.926725864989528e+004 | 5.7257e-07 |  | 29287.5522 | 4.0001e-06 | 88.9836 | 4.0001e-06
2.928755220010722e+004 | 4.4926e-08 | 29287.5522 | 2.928755220010722e+004 | 3.3219e-07 |  | 2.928755220010722e+004 | 6.5984e-07 |  | 2.928755220010722e+004 | 5.7187e-07 |  | 29307.8598 | 4.0001e-06 | 89.0367 | 4.0001e-06
2.930785982161245e+004 | 4.49e-08 | 29307.8598 | 2.930785982161245e+004 | 3.3179e-07 |  | 2.930785982161245e+004 | 6.5903e-07 |  | 2.930785982161245e+004 | 5.7118e-07 |  | 29328.1815 | 4.0001e-06 | 89.0898 | 4.0001e-06
2.932818152416783e+004 | 4.4873e-08 | 29328.1815 | 2.932818152416783e+004 | 3.3139e-07 |  | 2.932818152416783e+004 | 6.5823e-07 |  | 2.932818152416783e+004 | 5.7048e-07 |  | 29348.5173 | 4.0001e-06 | 89.1429 | 4.0001e-06
2.934851731753698e+004 | 4.4846e-08 | 29348.5173 | 2.934851731753698e+004 | 3.3099e-07 |  | 2.934851731753698e+004 | 6.5743e-07 |  | 2.934851731753698e+004 | 5.6979e-07 |  | 29368.8672 | 4.0001e-06 | 89.1961 | 4.0001e-06
2.936886721149029e+004 | 4.4819e-08 | 29368.8672 | 2.936886721149029e+004 | 3.3059e-07 |  | 2.936886721149029e+004 | 6.5663e-07 |  | 2.936886721149029e+004 | 5.691e-07 |  | 29389.2312 | 4.0001e-06 | 89.2493 | 4.0001e-06
2.938923121580493e+004 | 4.4793e-08 | 29389.2312 | 2.938923121580493e+004 | 3.3019e-07 |  | 2.938923121580493e+004 | 6.5583e-07 |  | 2.938923121580493e+004 | 5.6841e-07 |  | 29409.6093 | 4.0001e-06 | 89.3025 | 4.0001e-06
2.940960934026486e+004 | 4.4766e-08 | 29409.6093 | 2.940960934026486e+004 | 3.2979e-07 |  | 2.940960934026486e+004 | 6.5503e-07 |  | 2.940960934026486e+004 | 5.6771e-07 |  | 29430.0016 | 4.0001e-06 | 89.3557 | 4.0001e-06
2.943000159466079e+004 | 4.4739e-08 | 29430.0016 | 2.943000159466079e+004 | 3.2939e-07 |  | 2.943000159466079e+004 | 6.5424e-07 |  | 2.943000159466079e+004 | 5.6702e-07 |  | 29450.408 | 4.0001e-06 | 89.409 | 4.0001e-06
2.945040798879025e+004 | 4.4713e-08 | 29450.408 | 2.945040798879025e+004 | 3.2899e-07 |  | 2.945040798879025e+004 | 6.5344e-07 |  | 2.945040798879025e+004 | 5.6633e-07 |  | 29470.8285 | 4.0001e-06 | 89.4623 | 4.0001e-06
2.947082853245757e+004 | 4.4686e-08 | 29470.8285 | 2.947082853245757e+004 | 3.286e-07 |  | 2.947082853245757e+004 | 6.5264e-07 |  | 2.947082853245757e+004 | 5.6565e-07 |  | 29491.2632 | 4.0001e-06 | 89.5156 | 4.0001e-06
2.949126323547383e+004 | 4.4659e-08 | 29491.2632 | 2.949126323547383e+004 | 3.282e-07 |  | 2.949126323547383e+004 | 6.5185e-07 |  | 2.949126323547383e+004 | 5.6496e-07 |  | 29511.7121 | 4.0001e-06 | 89.569 | 4.0001e-06
2.951171210765698e+004 | 4.4633e-08 | 29511.7121 | 2.951171210765698e+004 | 3.278e-07 |  | 2.951171210765698e+004 | 6.5106e-07 |  | 2.951171210765698e+004 | 5.6427e-07 |  | 29532.1752 | 4.0001e-06 | 89.6224 | 4.0001e-06
2.953217515883172e+004 | 4.4606e-08 | 29532.1752 | 2.953217515883172e+004 | 3.2741e-07 |  | 2.953217515883172e+004 | 6.5026e-07 |  | 2.953217515883172e+004 | 5.6358e-07 |  | 29552.6524 | 4.0001e-06 | 89.6758 | 4.0001e-06
2.955265239882959e+004 | 4.458e-08 | 29552.6524 | 2.955265239882959e+004 | 3.2701e-07 |  | 2.955265239882959e+004 | 6.4947e-07 |  | 2.955265239882959e+004 | 5.629e-07 |  | 29573.1438 | 4.0001e-06 | 89.7293 | 4.0001e-06
2.957314383748894e+004 | 4.4553e-08 | 29573.1438 | 2.957314383748894e+004 | 3.2661e-07 |  | 2.957314383748894e+004 | 6.4868e-07 |  | 2.957314383748894e+004 | 5.6221e-07 |  | 29593.6495 | 4.0001e-06 | 89.7828 | 4.0001e-06
2.959364948465495e+004 | 4.4526e-08 | 29593.6495 | 2.959364948465495e+004 | 3.2622e-07 |  | 2.959364948465495e+004 | 6.4789e-07 |  | 2.959364948465495e+004 | 5.6153e-07 |  | 29614.1694 | 4.0001e-06 | 89.8363 | 4.0001e-06
2.961416935017961e+004 | 4.45e-08 | 29614.1694 | 2.961416935017961e+004 | 3.2582e-07 |  | 2.961416935017961e+004 | 6.471e-07 |  | 2.961416935017961e+004 | 5.6084e-07 |  | 29634.7034 | 4.0001e-06 | 89.8899 | 4.0001e-06
2.963470344392176e+004 | 4.4473e-08 | 29634.7034 | 2.963470344392176e+004 | 3.2543e-07 |  | 2.963470344392176e+004 | 6.4631e-07 |  | 2.963470344392176e+004 | 5.6016e-07 |  | 29655.2518 | 4.0001e-06 | 89.9435 | 4.0001e-06
2.965525177574707e+004 | 4.4447e-08 | 29655.2518 | 2.965525177574707e+004 | 3.2504e-07 |  | 2.965525177574707e+004 | 6.4552e-07 |  | 2.965525177574707e+004 | 5.5948e-07 |  | 29675.8144 | 4.0001e-06 | 89.9971 | 4.0001e-06
2.967581435552805e+004 | 4.442e-08 | 29675.8144 | 2.967581435552805e+004 | 3.2464e-07 |  | 2.967581435552805e+004 | 6.4473e-07 |  | 2.967581435552805e+004 | 5.588e-07 |  | 29696.3912 | 4.0001e-06 | 90.0508 | 4.0001e-06
2.969639119314405e+004 | 4.4394e-08 | 29696.3912 | 2.969639119314405e+004 | 3.2425e-07 |  | 2.969639119314405e+004 | 6.4395e-07 |  | 2.969639119314405e+004 | 5.5812e-07 |  | 29716.9823 | 4.0001e-06 | 90.1044 | 4.0001e-06
2.971698229848126e+004 | 4.4368e-08 | 29716.9823 | 2.971698229848126e+004 | 3.2386e-07 |  | 2.971698229848126e+004 | 6.4316e-07 |  | 2.971698229848126e+004 | 5.5743e-07 |  | 29737.5877 | 4.0001e-06 | 90.1582 | 4.0001e-06
2.973758768143276e+004 | 4.4341e-08 | 29737.5877 | 2.973758768143276e+004 | 3.2346e-07 |  | 2.973758768143276e+004 | 6.4238e-07 |  | 2.973758768143276e+004 | 5.5676e-07 |  | 29758.2074 | 4.0001e-06 | 90.2119 | 4.0001e-06
2.975820735189845e+004 | 4.4315e-08 | 29758.2074 | 2.975820735189845e+004 | 3.2307e-07 |  | 2.975820735189845e+004 | 6.4159e-07 |  | 2.975820735189845e+004 | 5.5608e-07 |  | 29778.8413 | 4.0001e-06 | 90.2657 | 4.0001e-06
2.977884131978514e+004 | 4.4288e-08 | 29778.8413 | 2.977884131978514e+004 | 3.2268e-07 |  | 2.977884131978514e+004 | 6.4081e-07 |  | 2.977884131978514e+004 | 5.554e-07 |  | 29799.4896 | 4.0001e-06 | 90.3195 | 4.0001e-06
2.979948959500645e+004 | 4.4262e-08 | 29799.4896 | 2.979948959500645e+004 | 3.2229e-07 |  | 2.979948959500645e+004 | 6.4003e-07 |  | 2.979948959500645e+004 | 5.5472e-07 |  | 29820.1522 | 4.0001e-06 | 90.3733 | 4.0001e-06
2.982015218748293e+004 | 4.4236e-08 | 29820.1522 | 2.982015218748293e+004 | 3.219e-07 |  | 2.982015218748293e+004 | 6.3925e-07 |  | 2.982015218748293e+004 | 5.5404e-07 |  | 29840.8291 | 4.0001e-06 | 90.4272 | 4.0001e-06
2.984082910714198e+004 | 4.4209e-08 | 29840.8291 | 2.984082910714198e+004 | 3.2151e-07 |  | 2.984082910714198e+004 | 6.3847e-07 |  | 2.984082910714198e+004 | 5.5337e-07 |  | 29861.5204 | 4.0001e-06 | 90.4811 | 4.0001e-06
2.986152036391788e+004 | 4.4183e-08 | 29861.5204 | 2.986152036391788e+004 | 3.2112e-07 |  | 2.986152036391788e+004 | 6.3769e-07 |  | 2.986152036391788e+004 | 5.5269e-07 |  | 29882.226 | 4.0001e-06 | 90.5351 | 4.0001e-06
2.988222596775182e+004 | 4.4156e-08 | 29882.226 | 2.988222596775182e+004 | 3.2073e-07 |  | 2.988222596775182e+004 | 6.3691e-07 |  | 2.988222596775182e+004 | 5.5202e-07 |  | 29902.9459 | 4.0001e-06 | 90.589 | 4.0001e-06
2.990294592859186e+004 | 4.413e-08 | 29902.9459 | 2.990294592859186e+004 | 3.2034e-07 |  | 2.990294592859186e+004 | 6.3613e-07 |  | 2.990294592859186e+004 | 5.5135e-07 |  | 29923.6803 | 4.0001e-06 | 90.643 | 4.0001e-06
2.992368025639297e+004 | 4.4104e-08 | 29923.6803 | 2.992368025639297e+004 | 3.1995e-07 |  | 2.992368025639297e+004 | 6.3535e-07 |  | 2.992368025639297e+004 | 5.5067e-07 |  | 29944.429 | 4.0001e-06 | 90.6971 | 4.0001e-06
2.994442896111703e+004 | 4.4078e-08 | 29944.429 | 2.994442896111703e+004 | 3.1957e-07 |  | 2.994442896111703e+004 | 6.3458e-07 |  | 2.994442896111703e+004 | 5.5e-07 |  | 29965.1921 | 4.0001e-06 | 90.7512 | 4.0001e-06
2.996519205273280e+004 | 4.4051e-08 | 29965.1921 | 2.996519205273280e+004 | 3.1918e-07 |  | 2.996519205273280e+004 | 6.338e-07 |  | 2.996519205273280e+004 | 5.4933e-07 |  | 29985.9695 | 4.0001e-06 | 90.8052 | 4.0001e-06
2.998596954121599e+004 | 4.4025e-08 | 29985.9695 | 2.998596954121599e+004 | 3.1879e-07 |  | 2.998596954121599e+004 | 6.3303e-07 |  | 2.998596954121599e+004 | 5.4866e-07 |  | 30006.7614 | 4.0001e-06 | 90.8594 | 4.0001e-06
3.000676143654919e+004 | 4.3999e-08 | 30006.7614 | 3.000676143654919e+004 | 3.184e-07 |  | 3.000676143654919e+004 | 6.3226e-07 |  | 3.000676143654919e+004 | 5.4799e-07 |  | 30027.5677 | 4.0001e-06 | 90.9135 | 4.0001e-06
3.002756774872194e+004 | 4.3973e-08 | 30027.5677 | 3.002756774872194e+004 | 3.1802e-07 |  | 3.002756774872194e+004 | 6.3148e-07 |  | 3.002756774872194e+004 | 5.4732e-07 |  | 30048.3885 | 4.0001e-06 | 90.9677 | 4.0001e-06
3.004838848773070e+004 | 4.3946e-08 | 30048.3885 | 3.004838848773070e+004 | 3.1763e-07 |  | 3.004838848773070e+004 | 6.3071e-07 |  | 3.004838848773070e+004 | 5.4665e-07 |  | 30069.2237 | 4.0001e-06 | 91.0219 | 4.0001e-06
3.006922366357884e+004 | 4.392e-08 | 30069.2237 | 3.006922366357884e+004 | 3.1725e-07 |  | 3.006922366357884e+004 | 6.2994e-07 |  | 3.006922366357884e+004 | 5.4598e-07 |  | 30090.0733 | 4.0001e-06 | 91.0762 | 4.0001e-06
3.009007328627670e+004 | 4.3894e-08 | 30090.0733 | 3.009007328627670e+004 | 3.1686e-07 |  | 3.009007328627670e+004 | 6.2917e-07 |  | 3.009007328627670e+004 | 5.4532e-07 |  | 30110.9374 | 4.0001e-06 | 91.1305 | 4.0001e-06
3.011093736584154e+004 | 4.3868e-08 | 30110.9374 | 3.011093736584154e+004 | 3.1648e-07 |  | 3.011093736584154e+004 | 6.284e-07 |  | 3.011093736584154e+004 | 5.4465e-07 |  | 30131.8159 | 4.0001e-06 | 91.1848 | 4.0001e-06
3.013181591229756e+004 | 4.3842e-08 | 30131.8159 | 3.013181591229756e+004 | 3.1609e-07 |  | 3.013181591229756e+004 | 6.2763e-07 |  | 3.013181591229756e+004 | 5.4398e-07 |  | 30152.7089 | 4.0001e-06 | 91.2391 | 4.0001e-06
3.015270893567594e+004 | 4.3816e-08 | 30152.7089 | 3.015270893567594e+004 | 3.1571e-07 |  | 3.015270893567594e+004 | 6.2686e-07 |  | 3.015270893567594e+004 | 5.4332e-07 |  | 30173.6164 | 4.0001e-06 | 91.2935 | 4.0001e-06
3.017361644601478e+004 | 4.379e-08 | 30173.6164 | 3.017361644601478e+004 | 3.1532e-07 |  | 3.017361644601478e+004 | 6.261e-07 |  | 3.017361644601478e+004 | 5.4265e-07 |  | 30194.5385 | 4.0001e-06 | 91.3479 | 4.0001e-06
3.019453845335916e+004 | 4.3764e-08 | 30194.5385 | 3.019453845335916e+004 | 3.1494e-07 |  | 3.019453845335916e+004 | 6.2533e-07 |  | 3.019453845335916e+004 | 5.4199e-07 |  | 30215.475 | 4.0001e-06 | 91.4024 | 4.0001e-06
3.021547496776113e+004 | 4.3737e-08 | 30215.475 | 3.021547496776113e+004 | 3.1456e-07 |  | 3.021547496776113e+004 | 6.2456e-07 |  | 3.021547496776113e+004 | 5.4133e-07 |  | 30236.426 | 4.0001e-06 | 91.4568 | 4.0001e-06
3.023642599927969e+004 | 4.3711e-08 | 30236.426 | 3.023642599927969e+004 | 3.1418e-07 |  | 3.023642599927969e+004 | 6.238e-07 |  | 3.023642599927969e+004 | 5.4067e-07 |  | 30257.3916 | 4.0001e-06 | 91.5114 | 4.0001e-06
3.025739155798084e+004 | 4.3685e-08 | 30257.3916 | 3.025739155798084e+004 | 3.138e-07 |  | 3.025739155798084e+004 | 6.2304e-07 |  | 3.025739155798084e+004 | 5.4e-07 |  | 30278.3717 | 4.0001e-06 | 91.5659 | 4.0001e-06
3.027837165393754e+004 | 4.3659e-08 | 30278.3717 | 3.027837165393754e+004 | 3.1341e-07 |  | 3.027837165393754e+004 | 6.2227e-07 |  | 3.027837165393754e+004 | 5.3934e-07 |  | 30299.3663 | 4.0001e-06 | 91.6204 | 4.0001e-06
3.029936629722974e+004 | 4.3633e-08 | 30299.3663 | 3.029936629722974e+004 | 3.1303e-07 |  | 3.029936629722974e+004 | 6.2151e-07 |  | 3.029936629722974e+004 | 5.3868e-07 |  | 30320.3755 | 4.0001e-06 | 91.6751 | 4.0001e-06
3.032037549794437e+004 | 4.3607e-08 | 30320.3755 | 3.032037549794437e+004 | 3.1265e-07 |  | 3.032037549794437e+004 | 6.2075e-07 |  | 3.032037549794437e+004 | 5.3802e-07 |  | 30341.3993 | 4.0001e-06 | 91.7297 | 4.0001e-06
3.034139926617538e+004 | 4.3581e-08 | 30341.3993 | 3.034139926617538e+004 | 3.1227e-07 |  | 3.034139926617538e+004 | 6.1999e-07 |  | 3.034139926617538e+004 | 5.3737e-07 |  | 30362.4376 | 4.0001e-06 | 91.7844 | 4.0001e-06
3.036243761202370e+004 | 4.3555e-08 | 30362.4376 | 3.036243761202370e+004 | 3.1189e-07 |  | 3.036243761202370e+004 | 6.1923e-07 |  | 3.036243761202370e+004 | 5.3671e-07 |  | 30383.4905 | 4.0001e-06 | 91.8391 | 4.0001e-06
3.038349054559727e+004 | 4.3529e-08 | 30383.4905 | 3.038349054559727e+004 | 3.1151e-07 |  | 3.038349054559727e+004 | 6.1847e-07 |  | 3.038349054559727e+004 | 5.3605e-07 |  | 30404.5581 | 4.0001e-06 | 91.8938 | 4.0001e-06
3.040455807701102e+004 | 4.3504e-08 | 30404.5581 | 3.040455807701102e+004 | 3.1113e-07 |  | 3.040455807701102e+004 | 6.1771e-07 |  | 3.040455807701102e+004 | 5.3539e-07 |  | 30425.6402 | 4.0001e-06 | 91.9486 | 4.0001e-06
3.042564021638692e+004 | 4.3478e-08 | 30425.6402 | 3.042564021638692e+004 | 3.1076e-07 |  | 3.042564021638692e+004 | 6.1696e-07 |  | 3.042564021638692e+004 | 5.3474e-07 |  | 30446.737 | 4.0001e-06 | 92.0034 | 4.0001e-06
3.044673697385396e+004 | 4.3452e-08 | 30446.737 | 3.044673697385396e+004 | 3.1038e-07 |  | 3.044673697385396e+004 | 6.162e-07 |  | 3.044673697385396e+004 | 5.3408e-07 |  | 30467.8484 | 4.0001e-06 | 92.0582 | 4.0001e-06
3.046784835954812e+004 | 4.3426e-08 | 30467.8484 | 3.046784835954812e+004 | 3.1e-07 |  | 3.046784835954812e+004 | 6.1544e-07 |  | 3.046784835954812e+004 | 5.3343e-07 |  | 30488.9744 | 4.0001e-06 | 92.113 | 4.0001e-06
3.048897438361244e+004 | 4.34e-08 | 30488.9744 | 3.048897438361244e+004 | 3.0962e-07 |  | 3.048897438361244e+004 | 6.1469e-07 |  | 3.048897438361244e+004 | 5.3278e-07 |  | 30510.1151 | 4.0001e-06 | 92.1679 | 4.0001e-06
3.051011505619698e+004 | 4.3374e-08 | 30510.1151 | 3.051011505619698e+004 | 3.0925e-07 |  | 3.051011505619698e+004 | 6.1394e-07 |  | 3.051011505619698e+004 | 5.3212e-07 |  | 30531.2704 | 4.0001e-06 | 92.2228 | 4.0001e-06
3.053127038745884e+004 | 4.3348e-08 | 30531.2704 | 3.053127038745884e+004 | 3.0887e-07 |  | 3.053127038745884e+004 | 6.1318e-07 |  | 3.053127038745884e+004 | 5.3147e-07 |  | 30552.4404 | 4.0001e-06 | 92.2778 | 4.0001e-06
3.055244038756216e+004 | 4.3323e-08 | 30552.4404 | 3.055244038756216e+004 | 3.0849e-07 |  | 3.055244038756216e+004 | 6.1243e-07 |  | 3.055244038756216e+004 | 5.3082e-07 |  | 30573.6251 | 4.0001e-06 | 92.3328 | 4.0001e-06
3.057362506667814e+004 | 4.3297e-08 | 30573.6251 | 3.057362506667814e+004 | 3.0812e-07 |  | 3.057362506667814e+004 | 6.1168e-07 |  | 3.057362506667814e+004 | 5.3017e-07 |  | 30594.8244 | 4.0001e-06 | 92.3878 | 4.0001e-06
3.059482443498501e+004 | 4.3271e-08 | 30594.8244 | 3.059482443498501e+004 | 3.0774e-07 |  | 3.059482443498501e+004 | 6.1093e-07 |  | 3.059482443498501e+004 | 5.2952e-07 |  | 30616.0385 | 4.0001e-06 | 92.4428 | 4.0001e-06
3.061603850266809e+004 | 4.3245e-08 | 30616.0385 | 3.061603850266809e+004 | 3.0737e-07 |  | 3.061603850266809e+004 | 6.1018e-07 |  | 3.061603850266809e+004 | 5.2887e-07 |  | 30637.2673 | 4.0001e-06 | 92.4979 | 4.0001e-06
3.063726727991972e+004 | 4.3219e-08 | 30637.2673 | 3.063726727991972e+004 | 3.0699e-07 |  | 3.063726727991972e+004 | 6.0943e-07 |  | 3.063726727991972e+004 | 5.2822e-07 |  | 30658.5108 | 4.0001e-06 | 92.553 | 4.0001e-06
3.065851077693935e+004 | 4.3194e-08 | 30658.5108 | 3.065851077693935e+004 | 3.0662e-07 |  | 3.065851077693935e+004 | 6.0868e-07 |  | 3.065851077693935e+004 | 5.2757e-07 |  | 30679.769 | 4.0001e-06 | 92.6082 | 4.0001e-06
3.067976900393347e+004 | 4.3168e-08 | 30679.769 | 3.067976900393347e+004 | 3.0625e-07 |  | 3.067976900393347e+004 | 6.0793e-07 |  | 3.067976900393347e+004 | 5.2693e-07 |  | 30701.042 | 4.0001e-06 | 92.6633 | 4.0001e-06
3.070104197111567e+004 | 4.3142e-08 | 30701.042 | 3.070104197111567e+004 | 3.0587e-07 |  | 3.070104197111567e+004 | 6.0719e-07 |  | 3.070104197111567e+004 | 5.2628e-07 |  | 30722.3297 | 4.0001e-06 | 92.7185 | 4.0001e-06
3.072232968870660e+004 | 4.3117e-08 | 30722.3297 | 3.072232968870660e+004 | 3.055e-07 |  | 3.072232968870660e+004 | 6.0644e-07 |  | 3.072232968870660e+004 | 5.2563e-07 |  | 30743.6322 | 4.0001e-06 | 92.7738 | 4.0001e-06
3.074363216693402e+004 | 4.3091e-08 | 30743.6322 | 3.074363216693402e+004 | 3.0513e-07 |  | 3.074363216693402e+004 | 6.057e-07 |  | 3.074363216693402e+004 | 5.2499e-07 |  | 30764.9494 | 4.0001e-06 | 92.829 | 4.0001e-06
3.076494941603276e+004 | 4.3065e-08 | 30764.9494 | 3.076494941603276e+004 | 3.0476e-07 |  | 3.076494941603276e+004 | 6.0495e-07 |  | 3.076494941603276e+004 | 5.2434e-07 |  | 30786.2814 | 4.0001e-06 | 92.8843 | 4.0001e-06
3.078628144624477e+004 | 4.304e-08 | 30786.2814 | 3.078628144624477e+004 | 3.0438e-07 |  | 3.078628144624477e+004 | 6.0421e-07 |  | 3.078628144624477e+004 | 5.237e-07 |  | 30807.6283 | 4.0001e-06 | 92.9397 | 4.0001e-06
3.080762826781907e+004 | 4.3014e-08 | 30807.6283 | 3.080762826781907e+004 | 3.0401e-07 |  | 3.080762826781907e+004 | 6.0347e-07 |  | 3.080762826781907e+004 | 5.2306e-07 |  | 30828.9899 | 4.0001e-06 | 92.995 | 4.0001e-06
3.082898989101183e+004 | 4.2988e-08 | 30828.9899 | 3.082898989101183e+004 | 3.0364e-07 |  | 3.082898989101183e+004 | 6.0273e-07 |  | 3.082898989101183e+004 | 5.2242e-07 |  | 30850.3663 | 4.0001e-06 | 93.0504 | 4.0001e-06
3.085036632608628e+004 | 4.2963e-08 | 30850.3663 | 3.085036632608628e+004 | 3.0327e-07 |  | 3.085036632608628e+004 | 6.0198e-07 |  | 3.085036632608628e+004 | 5.2177e-07 |  | 30871.7576 | 4.0001e-06 | 93.1058 | 4.0001e-06
3.087175758331281e+004 | 4.2937e-08 | 30871.7576 | 3.087175758331281e+004 | 3.029e-07 |  | 3.087175758331281e+004 | 6.0124e-07 |  | 3.087175758331281e+004 | 5.2113e-07 |  | 30893.1637 | 4.0001e-06 | 93.1613 | 4.0001e-06
3.089316367296890e+004 | 4.2912e-08 | 30893.1637 | 3.089316367296890e+004 | 3.0253e-07 |  | 3.089316367296890e+004 | 6.0051e-07 |  | 3.089316367296890e+004 | 5.2049e-07 |  | 30914.5846 | 4.0001e-06 | 93.2168 | 4.0001e-06
3.091458460533919e+004 | 4.2886e-08 | 30914.5846 | 3.091458460533919e+004 | 3.0216e-07 |  | 3.091458460533919e+004 | 5.9977e-07 |  | 3.091458460533919e+004 | 5.1985e-07 |  | 30936.0204 | 4.0001e-06 | 93.2723 | 4.0001e-06
3.093602039071542e+004 | 4.2861e-08 | 30936.0204 | 3.093602039071542e+004 | 3.0179e-07 |  | 3.093602039071542e+004 | 5.9903e-07 |  | 3.093602039071542e+004 | 5.1921e-07 |  | 30957.471 | 4.0001e-06 | 93.3279 | 4.0001e-06
3.095747103939648e+004 | 4.2835e-08 | 30957.471 | 3.095747103939648e+004 | 3.0143e-07 |  | 3.095747103939648e+004 | 5.9829e-07 |  | 3.095747103939648e+004 | 5.1858e-07 |  | 30978.9366 | 4.0001e-06 | 93.3835 | 4.0001e-06
3.097893656168840e+004 | 4.281e-08 | 30978.9366 | 3.097893656168840e+004 | 3.0106e-07 |  | 3.097893656168840e+004 | 5.9756e-07 |  | 3.097893656168840e+004 | 5.1794e-07 |  | 31000.417 | 4.0001e-06 | 93.4391 | 4.0001e-06
3.100041696790436e+004 | 4.2784e-08 | 31000.417 | 3.100041696790436e+004 | 3.0069e-07 |  | 3.100041696790436e+004 | 5.9682e-07 |  | 3.100041696790436e+004 | 5.173e-07 |  | 31021.9123 | 4.0001e-06 | 93.4947 | 4.0001e-06
3.102191226836468e+004 | 4.2759e-08 | 31021.9123 | 3.102191226836468e+004 | 3.0032e-07 |  | 3.102191226836468e+004 | 5.9609e-07 |  | 3.102191226836468e+004 | 5.1667e-07 |  | 31043.4225 | 4.0001e-06 | 93.5504 | 4.0001e-06
3.104342247339684e+004 | 4.2733e-08 | 31043.4225 | 3.104342247339684e+004 | 2.9996e-07 |  | 3.104342247339684e+004 | 5.9535e-07 |  | 3.104342247339684e+004 | 5.1603e-07 |  | 31064.9476 | 4.0001e-06 | 93.6061 | 4.0001e-06
3.106494759333548e+004 | 4.2708e-08 | 31064.9476 | 3.106494759333548e+004 | 2.9959e-07 |  | 3.106494759333548e+004 | 5.9462e-07 |  | 3.106494759333548e+004 | 5.154e-07 |  | 31086.4876 | 4.0001e-06 | 93.6619 | 4.0001e-06
3.108648763852243e+004 | 4.2682e-08 | 31086.4876 | 3.108648763852243e+004 | 2.9923e-07 |  | 3.108648763852243e+004 | 5.9389e-07 |  | 3.108648763852243e+004 | 5.1476e-07 |  | 31108.0426 | 4.0001e-06 | 93.7176 | 4.0001e-06
3.110804261930665e+004 | 4.2657e-08 | 31108.0426 | 3.110804261930665e+004 | 2.9886e-07 |  | 3.110804261930665e+004 | 5.9316e-07 |  | 3.110804261930665e+004 | 5.1413e-07 |  | 31129.6125 | 4.0001e-06 | 93.7734 | 4.0001e-06
3.112961254604430e+004 | 4.2632e-08 | 31129.6125 | 3.112961254604430e+004 | 2.9849e-07 |  | 3.112961254604430e+004 | 5.9243e-07 |  | 3.112961254604430e+004 | 5.135e-07 |  | 31151.1974 | 4.0001e-06 | 93.8293 | 4.0001e-06
3.115119742909872e+004 | 4.2606e-08 | 31151.1974 | 3.115119742909872e+004 | 2.9813e-07 |  | 3.115119742909872e+004 | 5.917e-07 |  | 3.115119742909872e+004 | 5.1287e-07 |  | 31172.7973 | 4.0001e-06 | 93.8851 | 4.0001e-06
3.117279727884043e+004 | 4.2581e-08 | 31172.7973 | 3.117279727884043e+004 | 2.9777e-07 |  | 3.117279727884043e+004 | 5.9097e-07 |  | 3.117279727884043e+004 | 5.1223e-07 |  | 31194.4121 | 4.0001e-06 | 93.941 | 4.0001e-06
3.119441210564714e+004 | 4.2555e-08 | 31194.4121 | 3.119441210564714e+004 | 2.974e-07 |  | 3.119441210564714e+004 | 5.9024e-07 |  | 3.119441210564714e+004 | 5.116e-07 |  | 31216.0419 | 4.0001e-06 | 93.997 | 4.0001e-06
3.121604191990377e+004 | 4.253e-08 | 31216.0419 | 3.121604191990377e+004 | 2.9704e-07 |  | 3.121604191990377e+004 | 5.8951e-07 |  | 3.121604191990377e+004 | 5.1097e-07 |  | 31237.6867 | 4.0001e-06 | 94.0529 | 4.0001e-06
3.123768673200243e+004 | 4.2505e-08 | 31237.6867 | 3.123768673200243e+004 | 2.9668e-07 |  | 3.123768673200243e+004 | 5.8879e-07 |  | 3.123768673200243e+004 | 5.1035e-07 |  | 31259.3466 | 4.0001e-06 | 94.1089 | 4.0001e-06
3.125934655234242e+004 | 4.248e-08 | 31259.3466 | 3.125934655234242e+004 | 2.9631e-07 |  | 3.125934655234242e+004 | 5.8806e-07 |  | 3.125934655234242e+004 | 5.0972e-07 |  | 31281.0214 | 4.0001e-06 | 94.165 | 4.0001e-06
3.128102139133028e+004 | 4.2454e-08 | 31281.0214 | 3.128102139133028e+004 | 2.9595e-07 |  | 3.128102139133028e+004 | 5.8734e-07 |  | 3.128102139133028e+004 | 5.0909e-07 |  | 31302.7113 | 4.0001e-06 | 94.221 | 4.0001e-06
3.130271125937974e+004 | 4.2429e-08 | 31302.7113 | 3.130271125937974e+004 | 2.9559e-07 |  | 3.130271125937974e+004 | 5.8661e-07 |  | 3.130271125937974e+004 | 5.0846e-07 |  | 31324.4162 | 4.0001e-06 | 94.2771 | 4.0001e-06
3.132441616691178e+004 | 4.2404e-08 | 31324.4162 | 3.132441616691178e+004 | 2.9523e-07 |  | 3.132441616691178e+004 | 5.8589e-07 |  | 3.132441616691178e+004 | 5.0784e-07 |  | 31346.1361 | 4.0001e-06 | 94.3332 | 4.0001e-06
3.134613612435457e+004 | 4.2379e-08 | 31346.1361 | 3.134613612435457e+004 | 2.9487e-07 |  | 3.134613612435457e+004 | 5.8517e-07 |  | 3.134613612435457e+004 | 5.0721e-07 |  | 31367.8711 | 4.0001e-06 | 94.3894 | 4.0001e-06
3.136787114214354e+004 | 4.2353e-08 | 31367.8711 | 3.136787114214354e+004 | 2.9451e-07 |  | 3.136787114214354e+004 | 5.8445e-07 |  | 3.136787114214354e+004 | 5.0659e-07 |  | 31389.6212 | 4.0001e-06 | 94.4456 | 4.0001e-06
3.138962123072135e+004 | 4.2328e-08 | 31389.6212 | 3.138962123072135e+004 | 2.9414e-07 |  | 3.138962123072135e+004 | 5.8373e-07 |  | 3.138962123072135e+004 | 5.0596e-07 |  | 31411.3864 | 4.0001e-06 | 94.5018 | 4.0001e-06
3.141138640053789e+004 | 4.2303e-08 | 31411.3864 | 3.141138640053789e+004 | 2.9379e-07 |  | 3.141138640053789e+004 | 5.8301e-07 |  | 3.141138640053789e+004 | 5.0534e-07 |  | 31433.1667 | 4.0001e-06 | 94.558 | 4.0001e-06
3.143316666205030e+004 | 4.2278e-08 | 31433.1667 | 3.143316666205030e+004 | 2.9343e-07 |  | 3.143316666205030e+004 | 5.8229e-07 |  | 3.143316666205030e+004 | 5.0472e-07 |  | 31454.962 | 4.0001e-06 | 94.6143 | 4.0001e-06
3.145496202572297e+004 | 4.2253e-08 | 31454.962 | 3.145496202572297e+004 | 2.9307e-07 |  | 3.145496202572297e+004 | 5.8157e-07 |  | 3.145496202572297e+004 | 5.0409e-07 |  | 31476.7725 | 4.0001e-06 | 94.6707 | 4.0001e-06
3.147677250202755e+004 | 4.2228e-08 | 31476.7725 | 3.147677250202755e+004 | 2.9271e-07 |  | 3.147677250202755e+004 | 5.8085e-07 |  | 3.147677250202755e+004 | 5.0347e-07 |  | 31498.5981 | 4.0001e-06 | 94.727 | 4.0001e-06
3.149859810144296e+004 | 4.2202e-08 | 31498.5981 | 3.149859810144296e+004 | 2.9235e-07 |  | 3.149859810144296e+004 | 5.8013e-07 |  | 3.149859810144296e+004 | 5.0285e-07 |  | 31520.4388 | 4.0001e-06 | 94.7834 | 4.0001e-06
3.152043883445537e+004 | 4.2177e-08 | 31520.4388 | 3.152043883445537e+004 | 2.9199e-07 |  | 3.152043883445537e+004 | 5.7942e-07 |  | 3.152043883445537e+004 | 5.0223e-07 |  | 31542.2947 | 4.0001e-06 | 94.8398 | 4.0001e-06
3.154229471155822e+004 | 4.2152e-08 | 31542.2947 | 3.154229471155822e+004 | 2.9163e-07 |  | 3.154229471155822e+004 | 5.787e-07 |  | 3.154229471155822e+004 | 5.0161e-07 |  | 31564.1657 | 4.0001e-06 | 94.8962 | 4.0001e-06
3.156416574325224e+004 | 4.2127e-08 | 31564.1657 | 3.156416574325224e+004 | 2.9128e-07 |  | 3.156416574325224e+004 | 5.7799e-07 |  | 3.156416574325224e+004 | 5.0099e-07 |  | 31586.0519 | 4.0001e-06 | 94.9527 | 4.0001e-06
3.158605194004543e+004 | 4.2102e-08 | 31586.0519 | 3.158605194004543e+004 | 2.9092e-07 |  | 3.158605194004543e+004 | 5.7727e-07 |  | 3.158605194004543e+004 | 5.0038e-07 |  | 31607.9533 | 4.0001e-06 | 95.0092 | 4.0001e-06
3.160795331245308e+004 | 4.2077e-08 | 31607.9533 | 3.160795331245308e+004 | 2.9056e-07 |  | 3.160795331245308e+004 | 5.7656e-07 |  | 3.160795331245308e+004 | 4.9976e-07 |  | 31629.8699 | 4.0001e-06 | 95.0657 | 4.0001e-06
3.162986987099777e+004 | 4.2052e-08 | 31629.8699 | 3.162986987099777e+004 | 2.9021e-07 |  | 3.162986987099777e+004 | 5.7585e-07 |  | 3.162986987099777e+004 | 4.9914e-07 |  | 31651.8016 | 4.0001e-06 | 95.1223 | 4.0001e-06
3.165180162620937e+004 | 4.2027e-08 | 31651.8016 | 3.165180162620937e+004 | 2.8985e-07 |  | 3.165180162620937e+004 | 5.7514e-07 |  | 3.165180162620937e+004 | 4.9853e-07 |  | 31673.7486 | 4.0001e-06 | 95.1789 | 4.0001e-06
3.167374858862507e+004 | 4.2002e-08 | 31673.7486 | 3.167374858862507e+004 | 2.895e-07 |  | 3.167374858862507e+004 | 5.7443e-07 |  | 3.167374858862507e+004 | 4.9791e-07 |  | 31695.7108 | 4.0001e-06 | 95.2355 | 4.0001e-06
3.169571076878936e+004 | 4.1977e-08 | 31695.7108 | 3.169571076878936e+004 | 2.8914e-07 |  | 3.169571076878936e+004 | 5.7372e-07 |  | 3.169571076878936e+004 | 4.973e-07 |  | 31717.6882 | 4.0001e-06 | 95.2922 | 4.0001e-06
3.171768817725402e+004 | 4.1952e-08 | 31717.6882 | 3.171768817725402e+004 | 2.8879e-07 |  | 3.171768817725402e+004 | 5.7301e-07 |  | 3.171768817725402e+004 | 4.9668e-07 |  | 31739.6808 | 4.0001e-06 | 95.3489 | 4.0001e-06
3.173968082457817e+004 | 4.1927e-08 | 31739.6808 | 3.173968082457817e+004 | 2.8843e-07 |  | 3.173968082457817e+004 | 5.723e-07 |  | 3.173968082457817e+004 | 4.9607e-07 |  | 31761.6887 | 4.0001e-06 | 95.4056 | 4.0001e-06
3.176168872132824e+004 | 4.1902e-08 | 31761.6887 | 3.176168872132824e+004 | 2.8808e-07 |  | 3.176168872132824e+004 | 5.7159e-07 |  | 3.176168872132824e+004 | 4.9546e-07 |  | 31783.7119 | 4.0001e-06 | 95.4624 | 4.0001e-06
3.178371187807800e+004 | 4.1877e-08 | 31783.7119 | 3.178371187807800e+004 | 2.8773e-07 |  | 3.178371187807800e+004 | 5.7089e-07 |  | 3.178371187807800e+004 | 4.9484e-07 |  | 31805.7503 | 4.0001e-06 | 95.5192 | 4.0001e-06
3.180575030540854e+004 | 4.1852e-08 | 31805.7503 | 3.180575030540854e+004 | 2.8737e-07 |  | 3.180575030540854e+004 | 5.7018e-07 |  | 3.180575030540854e+004 | 4.9423e-07 |  | 31827.804 | 4.0001e-06 | 95.576 | 4.0001e-06
3.182780401390827e+004 | 4.1828e-08 | 31827.804 | 3.182780401390827e+004 | 2.8702e-07 |  | 3.182780401390827e+004 | 5.6948e-07 |  | 3.182780401390827e+004 | 4.9362e-07 |  | 31849.873 | 4.0001e-06 | 95.6328 | 4.0001e-06
3.184987301417299e+004 | 4.1803e-08 | 31849.873 | 3.184987301417299e+004 | 2.8667e-07 |  | 3.184987301417299e+004 | 5.6877e-07 |  | 3.184987301417299e+004 | 4.9301e-07 |  | 31871.9573 | 4.0001e-06 | 95.6897 | 4.0001e-06
3.187195731680581e+004 | 4.1778e-08 | 31871.9573 | 3.187195731680581e+004 | 2.8632e-07 |  | 3.187195731680581e+004 | 5.6807e-07 |  | 3.187195731680581e+004 | 4.924e-07 |  | 31894.0569 | 4.0001e-06 | 95.7467 | 4.0001e-06
3.189405693241718e+004 | 4.1753e-08 | 31894.0569 | 3.189405693241718e+004 | 2.8597e-07 |  | 3.189405693241718e+004 | 5.6737e-07 |  | 3.189405693241718e+004 | 4.9179e-07 |  | 31916.1719 | 4.0001e-06 | 95.8036 | 4.0001e-06
3.191617187162495e+004 | 4.1728e-08 | 31916.1719 | 3.191617187162495e+004 | 2.8562e-07 |  | 3.191617187162495e+004 | 5.6666e-07 |  | 3.191617187162495e+004 | 4.9119e-07 |  | 31938.3021 | 4.0001e-06 | 95.8606 | 4.0001e-06
3.193830214505431e+004 | 4.1703e-08 | 31938.3021 | 3.193830214505431e+004 | 2.8527e-07 |  | 3.193830214505431e+004 | 5.6596e-07 |  | 3.193830214505431e+004 | 4.9058e-07 |  | 31960.4478 | 4.0001e-06 | 95.9176 | 4.0001e-06
3.196044776333780e+004 | 4.1679e-08 | 31960.4478 | 3.196044776333780e+004 | 2.8492e-07 |  | 3.196044776333780e+004 | 5.6526e-07 |  | 3.196044776333780e+004 | 4.8997e-07 |  | 31982.6087 | 4.0001e-06 | 95.9746 | 4.0001e-06
3.198260873711536e+004 | 4.1654e-08 | 31982.6087 | 3.198260873711536e+004 | 2.8457e-07 |  | 3.198260873711536e+004 | 5.6456e-07 |  | 3.198260873711536e+004 | 4.8937e-07 |  | 32004.7851 | 4.0001e-06 | 96.0317 | 4.0001e-06
3.200478507703430e+004 | 4.1629e-08 | 32004.7851 | 3.200478507703430e+004 | 2.8422e-07 |  | 3.200478507703430e+004 | 5.6386e-07 |  | 3.200478507703430e+004 | 4.8876e-07 |  | 32026.9768 | 4.0001e-06 | 96.0888 | 4.0001e-06
3.202697679374930e+004 | 4.1604e-08 | 32026.9768 | 3.202697679374930e+004 | 2.8387e-07 |  | 3.202697679374930e+004 | 5.6317e-07 |  | 3.202697679374930e+004 | 4.8816e-07 |  | 32049.1839 | 4.0001e-06 | 96.146 | 4.0001e-06
3.204918389792245e+004 | 4.158e-08 | 32049.1839 | 3.204918389792245e+004 | 2.8352e-07 |  | 3.204918389792245e+004 | 5.6247e-07 |  | 3.204918389792245e+004 | 4.8755e-07 |  | 32071.4064 | 4.0001e-06 | 96.2031 | 4.0001e-06
3.207140640022321e+004 | 4.1555e-08 | 32071.4064 | 3.207140640022321e+004 | 2.8317e-07 |  | 3.207140640022321e+004 | 5.6177e-07 |  | 3.207140640022321e+004 | 4.8695e-07 |  | 32093.6443 | 4.0001e-06 | 96.2603 | 4.0001e-06
3.209364431132845e+004 | 4.153e-08 | 32093.6443 | 3.209364431132845e+004 | 2.8282e-07 |  | 3.209364431132845e+004 | 5.6108e-07 |  | 3.209364431132845e+004 | 4.8635e-07 |  | 32115.8976 | 4.0001e-06 | 96.3176 | 4.0001e-06
3.211589764192245e+004 | 4.1505e-08 | 32115.8976 | 3.211589764192245e+004 | 2.8248e-07 |  | 3.211589764192245e+004 | 5.6038e-07 |  | 3.211589764192245e+004 | 4.8575e-07 |  | 32138.1664 | 4.0001e-06 | 96.3748 | 4.0001e-06
3.213816640269688e+004 | 4.1481e-08 | 32138.1664 | 3.213816640269688e+004 | 2.8213e-07 |  | 3.213816640269688e+004 | 5.5969e-07 |  | 3.213816640269688e+004 | 4.8515e-07 |  | 32160.4506 | 4.0001e-06 | 96.4321 | 4.0001e-06
3.216045060435084e+004 | 4.1456e-08 | 32160.4506 | 3.216045060435084e+004 | 2.8178e-07 |  | 3.216045060435084e+004 | 5.5899e-07 |  | 3.216045060435084e+004 | 4.8455e-07 |  | 32182.7503 | 4.0001e-06 | 96.4895 | 4.0001e-06
3.218275025759084e+004 | 4.1432e-08 | 32182.7503 | 3.218275025759084e+004 | 2.8144e-07 |  | 3.218275025759084e+004 | 5.583e-07 |  | 3.218275025759084e+004 | 4.8395e-07 |  | 32205.0654 | 4.0001e-06 | 96.5468 | 4.0001e-06
3.220506537313082e+004 | 4.1407e-08 | 32205.0654 | 3.220506537313082e+004 | 2.8109e-07 |  | 3.220506537313082e+004 | 5.5761e-07 |  | 3.220506537313082e+004 | 4.8335e-07 |  | 32227.396 | 4.0001e-06 | 96.6042 | 4.0001e-06
3.222739596169214e+004 | 4.1382e-08 | 32227.396 | 3.222739596169214e+004 | 2.8075e-07 |  | 3.222739596169214e+004 | 5.5692e-07 |  | 3.222739596169214e+004 | 4.8275e-07 |  | 32249.742 | 4.0001e-06 | 96.6617 | 4.0001e-06
3.224974203400360e+004 | 4.1358e-08 | 32249.742 | 3.224974203400360e+004 | 2.804e-07 |  | 3.224974203400360e+004 | 5.5623e-07 |  | 3.224974203400360e+004 | 4.8215e-07 |  | 32272.1036 | 4.0001e-06 | 96.7191 | 4.0001e-06
3.227210360080143e+004 | 4.1333e-08 | 32272.1036 | 3.227210360080143e+004 | 2.8006e-07 |  | 3.227210360080143e+004 | 5.5554e-07 |  | 3.227210360080143e+004 | 4.8155e-07 |  | 32294.4807 | 4.0001e-06 | 96.7766 | 4.0001e-06
3.229448067282933e+004 | 4.1309e-08 | 32294.4807 | 3.229448067282933e+004 | 2.7971e-07 |  | 3.229448067282933e+004 | 5.5485e-07 |  | 3.229448067282933e+004 | 4.8096e-07 |  | 32316.8733 | 4.0001e-06 | 96.8341 | 4.0001e-06
3.231687326083843e+004 | 4.1284e-08 | 32316.8733 | 3.231687326083843e+004 | 2.7937e-07 |  | 3.231687326083843e+004 | 5.5416e-07 |  | 3.231687326083843e+004 | 4.8036e-07 |  | 32339.2814 | 4.0001e-06 | 96.8917 | 4.0001e-06
3.233928137558730e+004 | 4.126e-08 | 32339.2814 | 3.233928137558730e+004 | 2.7902e-07 |  | 3.233928137558730e+004 | 5.5348e-07 |  | 3.233928137558730e+004 | 4.7977e-07 |  | 32361.705 | 4.0001e-06 | 96.9493 | 4.0001e-06
3.236170502784200e+004 | 4.1235e-08 | 32361.705 | 3.236170502784200e+004 | 2.7868e-07 |  | 3.236170502784200e+004 | 5.5279e-07 |  | 3.236170502784200e+004 | 4.7917e-07 |  | 32384.1442 | 4.0001e-06 | 97.0069 | 4.0001e-06
3.238414422837604e+004 | 4.1211e-08 | 32384.1442 | 3.238414422837604e+004 | 2.7834e-07 |  | 3.238414422837604e+004 | 5.521e-07 |  | 3.238414422837604e+004 | 4.7858e-07 |  | 32406.599 | 4.0001e-06 | 97.0645 | 4.0001e-06
3.240659898797040e+004 | 4.1186e-08 | 32406.599 | 3.240659898797040e+004 | 2.78e-07 |  | 3.240659898797040e+004 | 5.5142e-07 |  | 3.240659898797040e+004 | 4.7798e-07 |  | 32429.0693 | 4.0001e-06 | 97.1222 | 4.0001e-06
3.242906931741353e+004 | 4.1162e-08 | 32429.0693 | 3.242906931741353e+004 | 2.7765e-07 |  | 3.242906931741353e+004 | 5.5073e-07 |  | 3.242906931741353e+004 | 4.7739e-07 |  | 32451.5552 | 4.0001e-06 | 97.1799 | 4.0001e-06
3.245155522750139e+004 | 4.1137e-08 | 32451.5552 | 3.245155522750139e+004 | 2.7731e-07 |  | 3.245155522750139e+004 | 5.5005e-07 |  | 3.245155522750139e+004 | 4.768e-07 |  | 32474.0567 | 4.0001e-06 | 97.2377 | 4.0001e-06
3.247405672903738e+004 | 4.1113e-08 | 32474.0567 | 3.247405672903738e+004 | 2.7697e-07 |  | 3.247405672903738e+004 | 5.4937e-07 |  | 3.247405672903738e+004 | 4.7621e-07 |  | 32496.5738 | 4.0001e-06 | 97.2955 | 4.0001e-06
3.249657383283243e+004 | 4.1088e-08 | 32496.5738 | 3.249657383283243e+004 | 2.7663e-07 |  | 3.249657383283243e+004 | 5.4869e-07 |  | 3.249657383283243e+004 | 4.7562e-07 |  | 32519.1065 | 4.0001e-06 | 97.3533 | 4.0001e-06
3.251910654970494e+004 | 4.1064e-08 | 32519.1065 | 3.251910654970494e+004 | 2.7629e-07 |  | 3.251910654970494e+004 | 5.4801e-07 |  | 3.251910654970494e+004 | 4.7503e-07 |  | 32541.6549 | 4.0001e-06 | 97.4111 | 4.0001e-06
3.254165489048083e+004 | 4.104e-08 | 32541.6549 | 3.254165489048083e+004 | 2.7595e-07 |  | 3.254165489048083e+004 | 5.4733e-07 |  | 3.254165489048083e+004 | 4.7444e-07 |  | 32564.2189 | 4.0001e-06 | 97.469 | 4.0001e-06
3.256421886599351e+004 | 4.1015e-08 | 32564.2189 | 3.256421886599351e+004 | 2.7561e-07 |  | 3.256421886599351e+004 | 5.4665e-07 |  | 3.256421886599351e+004 | 4.7385e-07 |  | 32586.7985 | 4.0001e-06 | 97.5269 | 4.0001e-06
3.258679848708392e+004 | 4.0991e-08 | 32586.7985 | 3.258679848708392e+004 | 2.7527e-07 |  | 3.258679848708392e+004 | 5.4597e-07 |  | 3.258679848708392e+004 | 4.7326e-07 |  | 32609.3938 | 4.0001e-06 | 97.5848 | 4.0001e-06
3.260939376460051e+004 | 4.0966e-08 | 32609.3938 | 3.260939376460051e+004 | 2.7493e-07 |  | 3.260939376460051e+004 | 5.4529e-07 |  | 3.260939376460051e+004 | 4.7268e-07 |  | 32632.0047 | 4.0001e-06 | 97.6428 | 4.0001e-06
3.263200470939924e+004 | 4.0942e-08 | 32632.0047 | 3.263200470939924e+004 | 2.7459e-07 |  | 3.263200470939924e+004 | 5.4461e-07 |  | 3.263200470939924e+004 | 4.7209e-07 |  | 32654.6313 | 4.0001e-06 | 97.7008 | 4.0001e-06
3.265463133234361e+004 | 4.0918e-08 | 32654.6313 | 3.265463133234361e+004 | 2.7426e-07 |  | 3.265463133234361e+004 | 5.4394e-07 |  | 3.265463133234361e+004 | 4.715e-07 |  | 32677.2736 | 4.0001e-06 | 97.7588 | 4.0001e-06
3.267727364430465e+004 | 4.0894e-08 | 32677.2736 | 3.267727364430465e+004 | 2.7392e-07 |  | 3.267727364430465e+004 | 5.4326e-07 |  | 3.267727364430465e+004 | 4.7092e-07 |  | 32699.9317 | 4.0001e-06 | 97.8169 | 4.0001e-06
3.269993165616092e+004 | 4.0869e-08 | 32699.9317 | 3.269993165616092e+004 | 2.7358e-07 |  | 3.269993165616092e+004 | 5.4259e-07 |  | 3.269993165616092e+004 | 4.7033e-07 |  | 32722.6054 | 4.0001e-06 | 97.875 | 4.0001e-06
3.272260537879855e+004 | 4.0845e-08 | 32722.6054 | 3.272260537879855e+004 | 2.7324e-07 |  | 3.272260537879855e+004 | 5.4191e-07 |  | 3.272260537879855e+004 | 4.6975e-07 |  | 32745.2948 | 4.0001e-06 | 97.9331 | 4.0001e-06
3.274529482311118e+004 | 4.0821e-08 | 32745.2948 | 3.274529482311118e+004 | 2.7291e-07 |  | 3.274529482311118e+004 | 5.4124e-07 |  | 3.274529482311118e+004 | 4.6917e-07 |  | 32768 | 4.0001e-06 | 97.9912 | 4.0001e-06
3.276800000000004e+004 | 4.0797e-08 | 32768 | 3.276800000000004e+004 | 2.7257e-07 |  | 3.276800000000004e+004 | 5.4056e-07 |  | 3.276800000000004e+004 | 4.6859e-07 |  | 32790.7209 | 4.0001e-06 | 98.0494 | 4.0001e-06
3.279072092037388e+004 | 4.0772e-08 | 32790.7209 | 3.279072092037388e+004 | 2.7224e-07 |  | 3.279072092037388e+004 | 5.3989e-07 |  | 3.279072092037388e+004 | 4.68e-07 |  | 32813.4576 | 4.0001e-06 | 98.1077 | 4.0001e-06
3.281345759514904e+004 | 4.0748e-08 | 32813.4576 | 3.281345759514904e+004 | 2.719e-07 |  | 3.281345759514904e+004 | 5.3922e-07 |  | 3.281345759514904e+004 | 4.6742e-07 |  | 32836.21 | 4.0001e-06 | 98.1659 | 4.0001e-06
3.283621003524944e+004 | 4.0724e-08 | 32836.21 | 3.283621003524944e+004 | 2.7157e-07 |  | 3.283621003524944e+004 | 5.3855e-07 |  | 3.283621003524944e+004 | 4.6684e-07 |  | 32858.9783 | 4.0001e-06 | 98.2242 | 4.0001e-06
3.285897825160655e+004 | 4.07e-08 | 32858.9783 | 3.285897825160655e+004 | 2.7123e-07 |  | 3.285897825160655e+004 | 5.3788e-07 |  | 3.285897825160655e+004 | 4.6626e-07 |  | 32881.7623 | 4.0001e-06 | 98.2825 | 4.0001e-06
3.288176225515942e+004 | 4.0676e-08 | 32881.7623 | 3.288176225515942e+004 | 2.709e-07 |  | 3.288176225515942e+004 | 5.3721e-07 |  | 3.288176225515942e+004 | 4.6568e-07 |  | 32904.5621 | 4.0001e-06 | 98.3408 | 4.0001e-06
3.290456205685471e+004 | 4.0652e-08 | 32904.5621 | 3.290456205685471e+004 | 2.7056e-07 |  | 3.290456205685471e+004 | 5.3654e-07 |  | 3.290456205685471e+004 | 4.651e-07 |  | 32927.3777 | 4.0001e-06 | 98.3992 | 4.0001e-06
3.292737766764664e+004 | 4.0627e-08 | 32927.3777 | 3.292737766764664e+004 | 2.7023e-07 |  | 3.292737766764664e+004 | 5.3588e-07 |  | 3.292737766764664e+004 | 4.6453e-07 |  | 32950.2091 | 4.0001e-06 | 98.4576 | 4.0001e-06
3.295020909849704e+004 | 4.0603e-08 | 32950.2091 | 3.295020909849704e+004 | 2.699e-07 |  | 3.295020909849704e+004 | 5.3521e-07 |  | 3.295020909849704e+004 | 4.6395e-07 |  | 32973.0564 | 4.0001e-06 | 98.5161 | 4.0001e-06
3.297305636037535e+004 | 4.0579e-08 | 32973.0564 | 3.297305636037535e+004 | 2.6956e-07 |  | 3.297305636037535e+004 | 5.3454e-07 |  | 3.297305636037535e+004 | 4.6337e-07 |  | 32995.9195 | 4.0001e-06 | 98.5746 | 4.0001e-06
3.299591946425859e+004 | 4.0555e-08 | 32995.9195 | 3.299591946425859e+004 | 2.6923e-07 |  | 3.299591946425859e+004 | 5.3388e-07 |  | 3.299591946425859e+004 | 4.628e-07 |  | 33018.7984 | 4.0001e-06 | 98.6331 | 4.0001e-06
3.301879842113143e+004 | 4.0531e-08 | 33018.7984 | 3.301879842113143e+004 | 2.689e-07 |  | 3.301879842113143e+004 | 5.3321e-07 |  | 3.301879842113143e+004 | 4.6222e-07 |  | 33041.6932 | 4.0001e-06 | 98.6916 | 4.0001e-06
3.304169324198613e+004 | 4.0507e-08 | 33041.6932 | 3.304169324198613e+004 | 2.6857e-07 |  | 3.304169324198613e+004 | 5.3255e-07 |  | 3.304169324198613e+004 | 4.6165e-07 |  | 33064.6039 | 4.0001e-06 | 98.7502 | 4.0001e-06
3.306460393782255e+004 | 4.0483e-08 | 33064.6039 | 3.306460393782255e+004 | 2.6824e-07 |  | 3.306460393782255e+004 | 5.3189e-07 |  | 3.306460393782255e+004 | 4.6107e-07 |  | 33087.5305 | 4.0001e-06 | 98.8088 | 4.0001e-06
3.308753051964823e+004 | 4.0459e-08 | 33087.5305 | 3.308753051964823e+004 | 2.679e-07 |  | 3.308753051964823e+004 | 5.3123e-07 |  | 3.308753051964823e+004 | 4.605e-07 |  | 33110.473 | 4.0001e-06 | 98.8674 | 4.0001e-06
3.311047299847831e+004 | 4.0435e-08 | 33110.473 | 3.311047299847831e+004 | 2.6757e-07 |  | 3.311047299847831e+004 | 5.3056e-07 |  | 3.311047299847831e+004 | 4.5992e-07 |  | 33133.4314 | 4.0001e-06 | 98.9261 | 4.0001e-06
3.313343138533557e+004 | 4.0411e-08 | 33133.4314 | 3.313343138533557e+004 | 2.6724e-07 |  | 3.313343138533557e+004 | 5.299e-07 |  | 3.313343138533557e+004 | 4.5935e-07 |  | 33156.4057 | 4.0001e-06 | 98.9848 | 4.0001e-06
3.315640569125044e+004 | 4.0387e-08 | 33156.4057 | 3.315640569125044e+004 | 2.6691e-07 |  | 3.315640569125044e+004 | 5.2924e-07 |  | 3.315640569125044e+004 | 4.5878e-07 |  | 33179.3959 | 4.0001e-06 | 99.0435 | 4.0001e-06
3.317939592726099e+004 | 4.0363e-08 | 33179.3959 | 3.317939592726099e+004 | 2.6658e-07 |  | 3.317939592726099e+004 | 5.2858e-07 |  | 3.317939592726099e+004 | 4.5821e-07 |  | 33202.4021 | 4.0001e-06 | 99.1023 | 4.0001e-06
3.320240210441295e+004 | 4.0339e-08 | 33202.4021 | 3.320240210441295e+004 | 2.6626e-07 |  | 3.320240210441295e+004 | 5.2793e-07 |  | 3.320240210441295e+004 | 4.5764e-07 |  | 33225.4242 | 4.0001e-06 | 99.1611 | 4.0001e-06
3.322542423375971e+004 | 4.0315e-08 | 33225.4242 | 3.322542423375971e+004 | 2.6593e-07 |  | 3.322542423375971e+004 | 5.2727e-07 |  | 3.322542423375971e+004 | 4.5707e-07 |  | 33248.4623 | 4.0001e-06 | 99.2199 | 4.0001e-06
3.324846232636232e+004 | 4.0291e-08 | 33248.4623 | 3.324846232636232e+004 | 2.656e-07 |  | 3.324846232636232e+004 | 5.2661e-07 |  | 3.324846232636232e+004 | 4.565e-07 |  | 33271.5164 | 4.0001e-06 | 99.2788 | 4.0001e-06
3.327151639328950e+004 | 4.0267e-08 | 33271.5164 | 3.327151639328950e+004 | 2.6527e-07 |  | 3.327151639328950e+004 | 5.2596e-07 |  | 3.327151639328950e+004 | 4.5593e-07 |  | 33294.5864 | 4.0001e-06 | 99.3376 | 4.0001e-06
3.329458644561766e+004 | 4.0244e-08 | 33294.5864 | 3.329458644561766e+004 | 2.6494e-07 |  | 3.329458644561766e+004 | 5.253e-07 |  | 3.329458644561766e+004 | 4.5537e-07 |  | 33317.6725 | 4.0001e-06 | 99.3966 | 4.0001e-06
3.331767249443086e+004 | 4.022e-08 | 33317.6725 | 3.331767249443086e+004 | 2.6462e-07 |  | 3.331767249443086e+004 | 5.2464e-07 |  | 3.331767249443086e+004 | 4.548e-07 |  | 33340.7746 | 4.0001e-06 | 99.4555 | 4.0001e-06
3.334077455082086e+004 | 4.0196e-08 | 33340.7746 | 3.334077455082086e+004 | 2.6429e-07 |  | 3.334077455082086e+004 | 5.2399e-07 |  | 3.334077455082086e+004 | 4.5423e-07 |  | 33363.8926 | 4.0001e-06 | 99.5145 | 4.0001e-06
3.336389262588713e+004 | 4.0172e-08 | 33363.8926 | 3.336389262588713e+004 | 2.6396e-07 |  | 3.336389262588713e+004 | 5.2334e-07 |  | 3.336389262588713e+004 | 4.5367e-07 |  | 33387.0267 | 4.0001e-06 | 99.5735 | 4.0001e-06
3.338702673073681e+004 | 4.0148e-08 | 33387.0267 | 3.338702673073681e+004 | 2.6364e-07 |  | 3.338702673073681e+004 | 5.2269e-07 |  | 3.338702673073681e+004 | 4.531e-07 |  | 33410.1769 | 4.0001e-06 | 99.6326 | 4.0001e-06
3.341017687648474e+004 | 4.0124e-08 | 33410.1769 | 3.341017687648474e+004 | 2.6331e-07 |  | 3.341017687648474e+004 | 5.2203e-07 |  | 3.341017687648474e+004 | 4.5254e-07 |  | 33433.3431 | 4.0001e-06 | 99.6917 | 4.0001e-06
3.343334307425350e+004 | 4.0101e-08 | 33433.3431 | 3.343334307425350e+004 | 2.6298e-07 |  | 3.343334307425350e+004 | 5.2138e-07 |  | 3.343334307425350e+004 | 4.5197e-07 |  | 33456.5253 | 4.0001e-06 | 99.7508 | 4.0001e-06
3.345652533517334e+004 | 4.0077e-08 | 33456.5253 | 3.345652533517334e+004 | 2.6266e-07 |  | 3.345652533517334e+004 | 5.2073e-07 |  | 3.345652533517334e+004 | 4.5141e-07 |  | 33479.7237 | 4.0001e-06 | 99.8099 | 4.0001e-06
3.347972367038226e+004 | 4.0053e-08 | 33479.7237 | 3.347972367038226e+004 | 2.6233e-07 |  | 3.347972367038226e+004 | 5.2008e-07 |  | 3.347972367038226e+004 | 4.5085e-07 |  | 33502.9381 | 4.0001e-06 | 99.8691 | 4.0001e-06
3.350293809102597e+004 | 4.0029e-08 | 33502.9381 | 3.350293809102597e+004 | 2.6201e-07 |  | 3.350293809102597e+004 | 5.1943e-07 |  | 3.350293809102597e+004 | 4.5029e-07 |  | 33526.1686 | 4.0001e-06 | 99.9283 | 4.0001e-06
3.352616860825790e+004 | 4.0006e-08 | 33526.1686 | 3.352616860825790e+004 | 2.6169e-07 |  | 3.352616860825790e+004 | 5.1879e-07 |  | 3.352616860825790e+004 | 4.4972e-07 |  | 33549.4152 | 4.0001e-06 | 99.9875 | 4.0001e-06
3.354941523323923e+004 | 3.9982e-08 | 33549.4152 | 3.354941523323923e+004 | 2.6136e-07 |  | 3.354941523323923e+004 | 5.1814e-07 |  | 3.354941523323923e+004 | 4.4916e-07 |  | 33572.678 | 4.0001e-06 | 100.0468 | 4.0001e-06
3.357267797713888e+004 | 3.9958e-08 | 33572.678 | 3.357267797713888e+004 | 2.6104e-07 |  | 3.357267797713888e+004 | 5.1749e-07 |  | 3.357267797713888e+004 | 4.486e-07 |  | 33595.9569 | 4.0001e-06 | 100.1061 | 4.0001e-06
3.359595685113348e+004 | 3.9935e-08 | 33595.9569 | 3.359595685113348e+004 | 2.6072e-07 |  | 3.359595685113348e+004 | 5.1685e-07 |  | 3.359595685113348e+004 | 4.4804e-07 |  | 33619.2519 | 4.0001e-06 | 100.1654 | 4.0001e-06
3.361925186640745e+004 | 3.9911e-08 | 33619.2519 | 3.361925186640745e+004 | 2.6039e-07 |  | 3.361925186640745e+004 | 5.162e-07 |  | 3.361925186640745e+004 | 4.4749e-07 |  | 33642.563 | 4.0001e-06 | 100.2248 | 4.0001e-06
3.364256303415296e+004 | 3.9887e-08 | 33642.563 | 3.364256303415296e+004 | 2.6007e-07 |  | 3.364256303415296e+004 | 5.1556e-07 |  | 3.364256303415296e+004 | 4.4693e-07 |  | 33665.8904 | 4.0001e-06 | 100.2842 | 4.0001e-06
3.366589036556993e+004 | 3.9864e-08 | 33665.8904 | 3.366589036556993e+004 | 2.5975e-07 |  | 3.366589036556993e+004 | 5.1491e-07 |  | 3.366589036556993e+004 | 4.4637e-07 |  | 33689.2339 | 4.0001e-06 | 100.3436 | 4.0001e-06
3.368923387186603e+004 | 3.984e-08 | 33689.2339 | 3.368923387186603e+004 | 2.5943e-07 |  | 3.368923387186603e+004 | 5.1427e-07 |  | 3.368923387186603e+004 | 4.4581e-07 |  | 33712.5936 | 4.0001e-06 | 100.4031 | 4.0001e-06
3.371259356425672e+004 | 3.9817e-08 | 33712.5936 | 3.371259356425672e+004 | 2.5911e-07 |  | 3.371259356425672e+004 | 5.1363e-07 |  | 3.371259356425672e+004 | 4.4526e-07 |  | 33735.9695 | 4.0001e-06 | 100.4626 | 4.0001e-06
3.373596945396526e+004 | 3.9793e-08 | 33735.9695 | 3.373596945396526e+004 | 2.5879e-07 |  | 3.373596945396526e+004 | 5.1299e-07 |  | 3.373596945396526e+004 | 4.447e-07 |  | 33759.3616 | 4.0001e-06 | 100.5221 | 4.0001e-06
3.375936155222263e+004 | 3.9769e-08 | 33759.3616 | 3.375936155222263e+004 | 2.5847e-07 |  | 3.375936155222263e+004 | 5.1234e-07 |  | 3.375936155222263e+004 | 4.4415e-07 |  | 33782.7699 | 4.0001e-06 | 100.5817 | 4.0001e-06
3.378276987026767e+004 | 3.9746e-08 | 33782.7699 | 3.378276987026767e+004 | 2.5815e-07 |  | 3.378276987026767e+004 | 5.117e-07 |  | 3.378276987026767e+004 | 4.4359e-07 |  | 33806.1944 | 4.0001e-06 | 100.6413 | 4.0001e-06
3.380619441934696e+004 | 3.9722e-08 | 33806.1944 | 3.380619441934696e+004 | 2.5783e-07 |  | 3.380619441934696e+004 | 5.1107e-07 |  | 3.380619441934696e+004 | 4.4304e-07 |  | 33829.6352 | 4.0001e-06 | 100.7009 | 4.0001e-06
3.382963521071490e+004 | 3.9699e-08 | 33829.6352 | 3.382963521071490e+004 | 2.5751e-07 |  | 3.382963521071490e+004 | 5.1043e-07 |  | 3.382963521071490e+004 | 4.4249e-07 |  | 33853.0923 | 4.0001e-06 | 100.7606 | 4.0001e-06
3.385309225563369e+004 | 3.9675e-08 | 33853.0923 | 3.385309225563369e+004 | 2.5719e-07 |  | 3.385309225563369e+004 | 5.0979e-07 |  | 3.385309225563369e+004 | 4.4193e-07 |  | 33876.5656 | 4.0001e-06 | 100.8202 | 4.0001e-06
3.387656556537333e+004 | 3.9652e-08 | 33876.5656 | 3.387656556537333e+004 | 2.5687e-07 |  | 3.387656556537333e+004 | 5.0915e-07 |  | 3.387656556537333e+004 | 4.4138e-07 |  | 33900.0552 | 4.0001e-06 | 100.8799 | 4.0001e-06
3.390005515121165e+004 | 3.9628e-08 | 33900.0552 | 3.390005515121165e+004 | 2.5655e-07 |  | 3.390005515121165e+004 | 5.0852e-07 |  | 3.390005515121165e+004 | 4.4083e-07 |  | 33923.561 | 4.0001e-06 | 100.9397 | 4.0001e-06
3.392356102443429e+004 | 3.9605e-08 | 33923.561 | 3.392356102443429e+004 | 2.5624e-07 |  | 3.392356102443429e+004 | 5.0788e-07 |  | 3.392356102443429e+004 | 4.4028e-07 |  | 33947.0832 | 4.0001e-06 | 100.9994 | 4.0001e-06
3.394708319633472e+004 | 3.9581e-08 | 33947.0832 | 3.394708319633472e+004 | 2.5592e-07 |  | 3.394708319633472e+004 | 5.0724e-07 |  | 3.394708319633472e+004 | 4.3973e-07 |  | 33970.6217 | 4.0001e-06 | 101.0593 | 4.0001e-06
3.397062167821424e+004 | 3.9558e-08 | 33970.6217 | 3.397062167821424e+004 | 2.556e-07 |  | 3.397062167821424e+004 | 5.0661e-07 |  | 3.397062167821424e+004 | 4.3918e-07 |  | 33994.1765 | 4.0001e-06 | 101.1191 | 4.0001e-06
3.399417648138199e+004 | 3.9535e-08 | 33994.1765 | 3.399417648138199e+004 | 2.5529e-07 |  | 3.399417648138199e+004 | 5.0598e-07 |  | 3.399417648138199e+004 | 4.3863e-07 |  | 34017.7476 | 4.0001e-06 | 101.179 | 4.0001e-06
3.401774761715494e+004 | 3.9511e-08 | 34017.7476 | 3.401774761715494e+004 | 2.5497e-07 |  | 3.401774761715494e+004 | 5.0534e-07 |  | 3.401774761715494e+004 | 4.3808e-07 |  | 34041.3351 | 4.0001e-06 | 101.2389 | 4.0001e-06
3.404133509685790e+004 | 3.9488e-08 | 34041.3351 | 3.404133509685790e+004 | 2.5465e-07 |  | 3.404133509685790e+004 | 5.0471e-07 |  | 3.404133509685790e+004 | 4.3754e-07 |  | 34064.9389 | 4.0001e-06 | 101.2988 | 4.0001e-06
3.406493893182357e+004 | 3.9464e-08 | 34064.9389 | 3.406493893182357e+004 | 2.5434e-07 |  | 3.406493893182357e+004 | 5.0408e-07 |  | 3.406493893182357e+004 | 4.3699e-07 |  | 34088.5591 | 4.0001e-06 | 101.3588 | 4.0001e-06
3.408855913339247e+004 | 3.9441e-08 | 34088.5591 | 3.408855913339247e+004 | 2.5402e-07 |  | 3.408855913339247e+004 | 5.0345e-07 |  | 3.408855913339247e+004 | 4.3644e-07 |  | 34112.1957 | 4.0001e-06 | 101.4188 | 4.0001e-06
3.411219571291300e+004 | 3.9418e-08 | 34112.1957 | 3.411219571291300e+004 | 2.5371e-07 |  | 3.411219571291300e+004 | 5.0282e-07 |  | 3.411219571291300e+004 | 4.359e-07 |  | 34135.8487 | 4.0001e-06 | 101.4788 | 4.0001e-06
3.413584868174143e+004 | 3.9394e-08 | 34135.8487 | 3.413584868174143e+004 | 2.5339e-07 |  | 3.413584868174143e+004 | 5.0219e-07 |  | 3.413584868174143e+004 | 4.3535e-07 |  | 34159.5181 | 4.0001e-06 | 101.5389 | 4.0001e-06
3.415951805124190e+004 | 3.9371e-08 | 34159.5181 | 3.415951805124190e+004 | 2.5308e-07 |  | 3.415951805124190e+004 | 5.0156e-07 |  | 3.415951805124190e+004 | 4.3481e-07 |  | 34183.2038 | 4.0001e-06 | 101.599 | 4.0001e-06
3.418320383278643e+004 | 3.9348e-08 | 34183.2038 | 3.418320383278643e+004 | 2.5277e-07 |  | 3.418320383278643e+004 | 5.0093e-07 |  | 3.418320383278643e+004 | 4.3427e-07 |  | 34206.906 | 4.0001e-06 | 101.6591 | 4.0001e-06
3.420690603775492e+004 | 3.9325e-08 | 34206.906 | 3.420690603775492e+004 | 2.5245e-07 |  | 3.420690603775492e+004 | 5.0031e-07 |  | 3.420690603775492e+004 | 4.3372e-07 |  | 34230.6247 | 4.0001e-06 | 101.7193 | 4.0001e-06
3.423062467753518e+004 | 3.9301e-08 | 34230.6247 | 3.423062467753518e+004 | 2.5214e-07 |  | 3.423062467753518e+004 | 4.9968e-07 |  | 3.423062467753518e+004 | 4.3318e-07 |  | 34254.3598 | 4.0001e-06 | 101.7795 | 4.0001e-06
3.425435976352288e+004 | 3.9278e-08 | 34254.3598 | 3.425435976352288e+004 | 2.5183e-07 |  | 3.425435976352288e+004 | 4.9906e-07 |  | 3.425435976352288e+004 | 4.3264e-07 |  | 34278.1113 | 4.0001e-06 | 101.8397 | 4.0001e-06
3.427811130712163e+004 | 3.9255e-08 | 34278.1113 | 3.427811130712163e+004 | 2.5151e-07 |  | 3.427811130712163e+004 | 4.9843e-07 |  | 3.427811130712163e+004 | 4.321e-07 |  | 34301.8793 | 4.0001e-06 | 101.8999 | 4.0001e-06
3.430187931974293e+004 | 3.9232e-08 | 34301.8793 | 3.430187931974293e+004 | 2.512e-07 |  | 3.430187931974293e+004 | 4.9781e-07 |  | 3.430187931974293e+004 | 4.3156e-07 |  | 34325.6638 | 4.0001e-06 | 101.9602 | 4.0001e-06
3.432566381280620e+004 | 3.9208e-08 | 34325.6638 | 3.432566381280620e+004 | 2.5089e-07 |  | 3.432566381280620e+004 | 4.9718e-07 |  | 3.432566381280620e+004 | 4.3102e-07 |  | 34349.4648 | 4.0001e-06 | 102.0206 | 4.0001e-06
3.434946479773876e+004 | 3.9185e-08 | 34349.4648 | 3.434946479773876e+004 | 2.5058e-07 |  | 3.434946479773876e+004 | 4.9656e-07 |  | 3.434946479773876e+004 | 4.3048e-07 |  | 34373.2823 | 4.0001e-06 | 102.0809 | 4.0001e-06
3.437328228597586e+004 | 3.9162e-08 | 34373.2823 | 3.437328228597586e+004 | 2.5027e-07 |  | 3.437328228597586e+004 | 4.9594e-07 |  | 3.437328228597586e+004 | 4.2994e-07 |  | 34397.1163 | 4.0001e-06 | 102.1413 | 4.0001e-06
3.439711628896070e+004 | 3.9139e-08 | 34397.1163 | 3.439711628896070e+004 | 2.4996e-07 |  | 3.439711628896070e+004 | 4.9532e-07 |  | 3.439711628896070e+004 | 4.294e-07 |  | 34420.9668 | 4.0001e-06 | 102.2017 | 4.0001e-06
3.442096681814440e+004 | 3.9116e-08 | 34420.9668 | 3.442096681814440e+004 | 2.4965e-07 |  | 3.442096681814440e+004 | 4.947e-07 |  | 3.442096681814440e+004 | 4.2886e-07 |  | 34444.8339 | 4.0001e-06 | 102.2622 | 4.0001e-06
3.444483388498600e+004 | 3.9093e-08 | 34444.8339 | 3.444483388498600e+004 | 2.4934e-07 |  | 3.444483388498600e+004 | 4.9408e-07 |  | 3.444483388498600e+004 | 4.2833e-07 |  | 34468.7175 | 4.0001e-06 | 102.3227 | 4.0001e-06
3.446871750095252e+004 | 3.907e-08 | 34468.7175 | 3.446871750095252e+004 | 2.4903e-07 |  | 3.446871750095252e+004 | 4.9346e-07 |  | 3.446871750095252e+004 | 4.2779e-07 |  | 34492.6177 | 4.0001e-06 | 102.3831 | 4.0001e-06
3.449261767751892e+004 | 3.9047e-08 | 34492.6177 | 3.449261767751892e+004 | 2.4872e-07 |  | 3.449261767751892e+004 | 4.9284e-07 |  | 3.449261767751892e+004 | 4.2726e-07 |  | 34516.5344 | 4.0001e-06 | 102.4437 | 4.0001e-06
3.451653442616810e+004 | 3.9023e-08 | 34516.5344 | 3.451653442616810e+004 | 2.4841e-07 |  | 3.451653442616810e+004 | 4.9222e-07 |  | 3.451653442616810e+004 | 4.2672e-07 |  | 34540.4678 | 4.0001e-06 | 102.5043 | 4.0001e-06
3.454046775839094e+004 | 3.9e-08 | 34540.4678 | 3.454046775839094e+004 | 2.481e-07 |  | 3.454046775839094e+004 | 4.916e-07 |  | 3.454046775839094e+004 | 4.2619e-07 |  | 34564.4177 | 4.0001e-06 | 102.5648 | 4.0001e-06
3.456441768568628e+004 | 3.8977e-08 | 34564.4177 | 3.456441768568628e+004 | 2.4779e-07 |  | 3.456441768568628e+004 | 4.9099e-07 |  | 3.456441768568628e+004 | 4.2565e-07 |  | 34588.3842 | 4.0001e-06 | 102.6255 | 4.0001e-06
3.458838421956093e+004 | 3.8954e-08 | 34588.3842 | 3.458838421956093e+004 | 2.4749e-07 |  | 3.458838421956093e+004 | 4.9037e-07 |  | 3.458838421956093e+004 | 4.2512e-07 |  | 34612.3674 | 4.0001e-06 | 102.6862 | 4.0001e-06
3.461236737152970e+004 | 3.8931e-08 | 34612.3674 | 3.461236737152970e+004 | 2.4718e-07 |  | 3.461236737152970e+004 | 4.8976e-07 |  | 3.461236737152970e+004 | 4.2459e-07 |  | 34636.3672 | 4.0001e-06 | 102.7469 | 4.0001e-06
3.463636715311535e+004 | 3.8908e-08 | 34636.3672 | 3.463636715311535e+004 | 2.4687e-07 |  | 3.463636715311535e+004 | 4.8914e-07 |  | 3.463636715311535e+004 | 4.2405e-07 |  | 34660.3836 | 4.0001e-06 | 102.8076 | 4.0001e-06
3.466038357584866e+004 | 3.8885e-08 | 34660.3836 | 3.466038357584866e+004 | 2.4657e-07 |  | 3.466038357584866e+004 | 4.8853e-07 |  | 3.466038357584866e+004 | 4.2352e-07 |  | 34684.4167 | 4.0001e-06 | 102.8684 | 4.0001e-06
3.468441665126839e+004 | 3.8862e-08 | 34684.4167 | 3.468441665126839e+004 | 2.4626e-07 |  | 3.468441665126839e+004 | 4.8792e-07 |  | 3.468441665126839e+004 | 4.2299e-07 |  | 34708.4664 | 4.0001e-06 | 102.9291 | 4.0001e-06
3.470846639092130e+004 | 3.8839e-08 | 34708.4664 | 3.470846639092130e+004 | 2.4595e-07 |  | 3.470846639092130e+004 | 4.873e-07 |  | 3.470846639092130e+004 | 4.2246e-07 |  | 34732.5328 | 4.0001e-06 | 102.99 | 4.0001e-06
3.473253280636216e+004 | 3.8816e-08 | 34732.5328 | 3.473253280636216e+004 | 2.4565e-07 |  | 3.473253280636216e+004 | 4.8669e-07 |  | 3.473253280636216e+004 | 4.2193e-07 |  | 34756.6159 | 4.0001e-06 | 103.0508 | 4.0001e-06
3.475661590915377e+004 | 3.8794e-08 | 34756.6159 | 3.475661590915377e+004 | 2.4534e-07 |  | 3.475661590915377e+004 | 4.8608e-07 |  | 3.475661590915377e+004 | 4.214e-07 |  | 34780.7157 | 4.0001e-06 | 103.1117 | 4.0001e-06
3.478071571086691e+004 | 3.8771e-08 | 34780.7157 | 3.478071571086691e+004 | 2.4504e-07 |  | 3.478071571086691e+004 | 4.8547e-07 |  | 3.478071571086691e+004 | 4.2088e-07 |  | 34804.8322 | 4.0001e-06 | 103.1726 | 4.0001e-06
3.480483222308040e+004 | 3.8748e-08 | 34804.8322 | 3.480483222308040e+004 | 2.4473e-07 |  | 3.480483222308040e+004 | 4.8486e-07 |  | 3.480483222308040e+004 | 4.2035e-07 |  | 34828.9655 | 4.0001e-06 | 103.2336 | 4.0001e-06
3.482896545738111e+004 | 3.8725e-08 | 34828.9655 | 3.482896545738111e+004 | 2.4443e-07 |  | 3.482896545738111e+004 | 4.8425e-07 |  | 3.482896545738111e+004 | 4.1982e-07 |  | 34853.1154 | 4.0001e-06 | 103.2946 | 4.0001e-06
3.485311542536391e+004 | 3.8702e-08 | 34853.1154 | 3.485311542536391e+004 | 2.4413e-07 |  | 3.485311542536391e+004 | 4.8365e-07 |  | 3.485311542536391e+004 | 4.193e-07 |  | 34877.2821 | 4.0001e-06 | 103.3556 | 4.0001e-06
3.487728213863173e+004 | 3.8679e-08 | 34877.2821 | 3.487728213863173e+004 | 2.4382e-07 |  | 3.487728213863173e+004 | 4.8304e-07 |  | 3.487728213863173e+004 | 4.1877e-07 |  | 34901.4656 | 4.0001e-06 | 103.4166 | 4.0001e-06
3.490146560879555e+004 | 3.8656e-08 | 34901.4656 | 3.490146560879555e+004 | 2.4352e-07 |  | 3.490146560879555e+004 | 4.8243e-07 |  | 3.490146560879555e+004 | 4.1824e-07 |  | 34925.6658 | 4.0001e-06 | 103.4777 | 4.0001e-06
3.492566584747437e+004 | 3.8633e-08 | 34925.6658 | 3.492566584747437e+004 | 2.4322e-07 |  | 3.492566584747437e+004 | 4.8183e-07 |  | 3.492566584747437e+004 | 4.1772e-07 |  | 34949.8829 | 4.0001e-06 | 103.5388 | 4.0001e-06
3.494988286629530e+004 | 3.8611e-08 | 34949.8829 | 3.494988286629530e+004 | 2.4291e-07 |  | 3.494988286629530e+004 | 4.8122e-07 |  | 3.494988286629530e+004 | 4.172e-07 |  | 34974.1167 | 4.0001e-06 | 103.6 | 4.0001e-06
3.497411667689345e+004 | 3.8588e-08 | 34974.1167 | 3.497411667689345e+004 | 2.4261e-07 |  | 3.497411667689345e+004 | 4.8062e-07 |  | 3.497411667689345e+004 | 4.1667e-07 |  | 34998.3673 | 4.0001e-06 | 103.6611 | 4.0001e-06
3.499836729091204e+004 | 3.8565e-08 | 34998.3673 | 3.499836729091204e+004 | 2.4231e-07 |  | 3.499836729091204e+004 | 4.8001e-07 |  | 3.499836729091204e+004 | 4.1615e-07 |  | 35022.6347 | 4.0001e-06 | 103.7224 | 4.0001e-06
3.502263472000235e+004 | 3.8542e-08 | 35022.6347 | 3.502263472000235e+004 | 2.4201e-07 |  | 3.502263472000235e+004 | 4.7941e-07 |  | 3.502263472000235e+004 | 4.1563e-07 |  | 35046.919 | 4.0001e-06 | 103.7836 | 4.0001e-06
3.504691897582373e+004 | 3.852e-08 | 35046.919 | 3.504691897582373e+004 | 2.4171e-07 |  | 3.504691897582373e+004 | 4.7881e-07 |  | 3.504691897582373e+004 | 4.1511e-07 |  | 35071.2201 | 4.0001e-06 | 103.8448 | 4.0001e-06
3.507122007004365e+004 | 3.8497e-08 | 35071.2201 | 3.507122007004365e+004 | 2.4141e-07 |  | 3.507122007004365e+004 | 4.7821e-07 |  | 3.507122007004365e+004 | 4.1458e-07 |  | 35095.538 | 4.0001e-06 | 103.9062 | 4.0001e-06
3.509553801433762e+004 | 3.8474e-08 | 35095.538 | 3.509553801433762e+004 | 2.4111e-07 |  | 3.509553801433762e+004 | 4.7761e-07 |  | 3.509553801433762e+004 | 4.1406e-07 |  | 35119.8728 | 4.0001e-06 | 103.9675 | 4.0001e-06
3.511987282038929e+004 | 3.8451e-08 | 35119.8728 | 3.511987282038929e+004 | 2.4081e-07 |  | 3.511987282038929e+004 | 4.7701e-07 |  | 3.511987282038929e+004 | 4.1354e-07 |  | 35144.2245 | 4.0001e-06 | 104.0289 | 4.0001e-06
3.514422449989038e+004 | 3.8429e-08 | 35144.2245 | 3.514422449989038e+004 | 2.4051e-07 |  | 3.514422449989038e+004 | 4.7641e-07 |  | 3.514422449989038e+004 | 4.1302e-07 |  | 35168.5931 | 4.0001e-06 | 104.0903 | 4.0001e-06
3.516859306454072e+004 | 3.8406e-08 | 35168.5931 | 3.516859306454072e+004 | 2.4021e-07 |  | 3.516859306454072e+004 | 4.7581e-07 |  | 3.516859306454072e+004 | 4.1251e-07 |  | 35192.9785 | 4.0001e-06 | 104.1517 | 4.0001e-06
3.519297852604827e+004 | 3.8384e-08 | 35192.9785 | 3.519297852604827e+004 | 2.3991e-07 |  | 3.519297852604827e+004 | 4.7521e-07 |  | 3.519297852604827e+004 | 4.1199e-07 |  | 35217.3809 | 4.0001e-06 | 104.2131 | 4.0001e-06
3.521738089612910e+004 | 3.8361e-08 | 35217.3809 | 3.521738089612910e+004 | 2.3961e-07 |  | 3.521738089612910e+004 | 4.7461e-07 |  | 3.521738089612910e+004 | 4.1147e-07 |  | 35241.8002 | 4.0001e-06 | 104.2746 | 4.0001e-06
3.524180018650740e+004 | 3.8338e-08 | 35241.8002 | 3.524180018650740e+004 | 2.3931e-07 |  | 3.524180018650740e+004 | 4.7401e-07 |  | 3.524180018650740e+004 | 4.1095e-07 |  | 35266.2364 | 4.0001e-06 | 104.3361 | 4.0001e-06
3.526623640891550e+004 | 3.8316e-08 | 35266.2364 | 3.526623640891550e+004 | 2.3901e-07 |  | 3.526623640891550e+004 | 4.7342e-07 |  | 3.526623640891550e+004 | 4.1044e-07 |  | 35290.6896 | 4.0001e-06 | 104.3977 | 4.0001e-06
3.529068957509385e+004 | 3.8293e-08 | 35290.6896 | 3.529068957509385e+004 | 2.3872e-07 |  | 3.529068957509385e+004 | 4.7282e-07 |  | 3.529068957509385e+004 | 4.0992e-07 |  | 35315.1597 | 4.0001e-06 | 104.4593 | 4.0001e-06
3.531515969679105e+004 | 3.827e-08 | 35315.1597 | 3.531515969679105e+004 | 2.3842e-07 |  | 3.531515969679105e+004 | 4.7223e-07 |  | 3.531515969679105e+004 | 4.0941e-07 |  | 35339.6468 | 4.0001e-06 | 104.5209 | 4.0001e-06
3.533964678576383e+004 | 3.8248e-08 | 35339.6468 | 3.533964678576383e+004 | 2.3812e-07 |  | 3.533964678576383e+004 | 4.7163e-07 |  | 3.533964678576383e+004 | 4.0889e-07 |  | 35364.1509 | 4.0001e-06 | 104.5825 | 4.0001e-06
3.536415085377711e+004 | 3.8225e-08 | 35364.1509 | 3.536415085377711e+004 | 2.3783e-07 |  | 3.536415085377711e+004 | 4.7104e-07 |  | 3.536415085377711e+004 | 4.0838e-07 |  | 35388.6719 | 4.0001e-06 | 104.6442 | 4.0001e-06
3.538867191260392e+004 | 3.8203e-08 | 35388.6719 | 3.538867191260392e+004 | 2.3753e-07 |  | 3.538867191260392e+004 | 4.7045e-07 |  | 3.538867191260392e+004 | 4.0787e-07 |  | 35413.21 | 4.0001e-06 | 104.706 | 4.0001e-06
3.541320997402551e+004 | 3.818e-08 | 35413.21 | 3.541320997402551e+004 | 2.3723e-07 |  | 3.541320997402551e+004 | 4.6986e-07 |  | 3.541320997402551e+004 | 4.0735e-07 |  | 35437.765 | 4.0001e-06 | 104.7677 | 4.0001e-06
3.543776504983123e+004 | 3.8158e-08 | 35437.765 | 3.543776504983123e+004 | 2.3694e-07 |  | 3.543776504983123e+004 | 4.6926e-07 |  | 3.543776504983123e+004 | 4.0684e-07 |  | 35462.3372 | 4.0001e-06 | 104.8295 | 4.0001e-06
3.546233715181866e+004 | 3.8135e-08 | 35462.3372 | 3.546233715181866e+004 | 2.3664e-07 |  | 3.546233715181866e+004 | 4.6867e-07 |  | 3.546233715181866e+004 | 4.0633e-07 |  | 35486.9263 | 4.0001e-06 | 104.8913 | 4.0001e-06
3.548692629179354e+004 | 3.8113e-08 | 35486.9263 | 3.548692629179354e+004 | 2.3635e-07 |  | 3.548692629179354e+004 | 4.6808e-07 |  | 3.548692629179354e+004 | 4.0582e-07 |  | 35511.5325 | 4.0001e-06 | 104.9531 | 4.0001e-06
3.551153248156979e+004 | 3.809e-08 | 35511.5325 | 3.551153248156979e+004 | 2.3606e-07 |  | 3.551153248156979e+004 | 4.6749e-07 |  | 3.551153248156979e+004 | 4.0531e-07 |  | 35536.1557 | 4.0001e-06 | 105.015 | 4.0001e-06
3.553615573296954e+004 | 3.8068e-08 | 35536.1557 | 3.553615573296954e+004 | 2.3576e-07 |  | 3.553615573296954e+004 | 4.6691e-07 |  | 3.553615573296954e+004 | 4.048e-07 |  | 35560.7961 | 4.0001e-06 | 105.0769 | 4.0001e-06
3.556079605782309e+004 | 3.8046e-08 | 35560.7961 | 3.556079605782309e+004 | 2.3547e-07 |  | 3.556079605782309e+004 | 4.6632e-07 |  | 3.556079605782309e+004 | 4.0429e-07 |  | 35585.4535 | 4.0001e-06 | 105.1388 | 4.0001e-06
3.558545346796898e+004 | 3.8023e-08 | 35585.4535 | 3.558545346796898e+004 | 2.3517e-07 |  | 3.558545346796898e+004 | 4.6573e-07 |  | 3.558545346796898e+004 | 4.0378e-07 |  | 35610.128 | 4.0001e-06 | 105.2008 | 4.0001e-06
3.561012797525391e+004 | 3.8001e-08 | 35610.128 | 3.561012797525391e+004 | 2.3488e-07 |  | 3.561012797525391e+004 | 4.6514e-07 |  | 3.561012797525391e+004 | 4.0327e-07 |  | 35634.8196 | 4.0001e-06 | 105.2628 | 4.0001e-06
3.563481959153284e+004 | 3.7978e-08 | 35634.8196 | 3.563481959153284e+004 | 2.3459e-07 |  | 3.563481959153284e+004 | 4.6456e-07 |  | 3.563481959153284e+004 | 4.0277e-07 |  | 35659.5283 | 4.0001e-06 | 105.3248 | 4.0001e-06
3.565952832866893e+004 | 3.7956e-08 | 35659.5283 | 3.565952832866893e+004 | 2.343e-07 |  | 3.565952832866893e+004 | 4.6397e-07 |  | 3.565952832866893e+004 | 4.0226e-07 |  | 35684.2542 | 4.0001e-06 | 105.3869 | 4.0001e-06
3.568425419853357e+004 | 3.7934e-08 | 35684.2542 | 3.568425419853357e+004 | 2.34e-07 |  | 3.568425419853357e+004 | 4.6339e-07 |  | 3.568425419853357e+004 | 4.0175e-07 |  | 35708.9972 | 4.0001e-06 | 105.449 | 4.0001e-06
3.570899721300638e+004 | 3.7911e-08 | 35708.9972 | 3.570899721300638e+004 | 2.3371e-07 |  | 3.570899721300638e+004 | 4.6281e-07 |  | 3.570899721300638e+004 | 4.0125e-07 |  | 35733.7574 | 4.0001e-06 | 105.5111 | 4.0001e-06
3.573375738397520e+004 | 3.7889e-08 | 35733.7574 | 3.573375738397520e+004 | 2.3342e-07 |  | 3.573375738397520e+004 | 4.6222e-07 |  | 3.573375738397520e+004 | 4.0074e-07 |  | 35758.5347 | 4.0001e-06 | 105.5733 | 4.0001e-06
3.575853472333615e+004 | 3.7867e-08 | 35758.5347 | 3.575853472333615e+004 | 2.3313e-07 |  | 3.575853472333615e+004 | 4.6164e-07 |  | 3.575853472333615e+004 | 4.0024e-07 |  | 35783.3292 | 4.0001e-06 | 105.6354 | 4.0001e-06
3.578332924299356e+004 | 3.7844e-08 | 35783.3292 | 3.578332924299356e+004 | 2.3284e-07 |  | 3.578332924299356e+004 | 4.6106e-07 |  | 3.578332924299356e+004 | 3.9973e-07 |  | 35808.141 | 4.0001e-06 | 105.6976 | 4.0001e-06
3.580814095486005e+004 | 3.7822e-08 | 35808.141 | 3.580814095486005e+004 | 2.3255e-07 |  | 3.580814095486005e+004 | 4.6048e-07 |  | 3.580814095486005e+004 | 3.9923e-07 |  | 35832.9699 | 4.0001e-06 | 105.7599 | 4.0001e-06
3.583296987085647e+004 | 3.78e-08 | 35832.9699 | 3.583296987085647e+004 | 2.3226e-07 |  | 3.583296987085647e+004 | 4.599e-07 |  | 3.583296987085647e+004 | 3.9873e-07 |  | 35857.816 | 4.0001e-06 | 105.8222 | 4.0001e-06
3.585781600291195e+004 | 3.7778e-08 | 35857.816 | 3.585781600291195e+004 | 2.3197e-07 |  | 3.585781600291195e+004 | 4.5932e-07 |  | 3.585781600291195e+004 | 3.9823e-07 |  | 35882.6794 | 4.0001e-06 | 105.8845 | 4.0001e-06
3.588267936296389e+004 | 3.7755e-08 | 35882.6794 | 3.588267936296389e+004 | 2.3168e-07 |  | 3.588267936296389e+004 | 4.5874e-07 |  | 3.588267936296389e+004 | 3.9773e-07 |  | 35907.56 | 4.0001e-06 | 105.9468 | 4.0001e-06
3.590755996295797e+004 | 3.7733e-08 | 35907.56 | 3.590755996295797e+004 | 2.3139e-07 |  | 3.590755996295797e+004 | 4.5816e-07 |  | 3.590755996295797e+004 | 3.9722e-07 |  | 35932.4578 | 4.0001e-06 | 106.0092 | 4.0001e-06
3.593245781484815e+004 | 3.7711e-08 | 35932.4578 | 3.593245781484815e+004 | 2.311e-07 |  | 3.593245781484815e+004 | 4.5758e-07 |  | 3.593245781484815e+004 | 3.9672e-07 |  | 35957.3729 | 4.0001e-06 | 106.0716 | 4.0001e-06
3.595737293059667e+004 | 3.7689e-08 | 35957.3729 | 3.595737293059667e+004 | 2.3081e-07 |  | 3.595737293059667e+004 | 4.57e-07 |  | 3.595737293059667e+004 | 3.9622e-07 |  | 35982.3053 | 4.0001e-06 | 106.1341 | 4.0001e-06
3.598230532217409e+004 | 3.7667e-08 | 35982.3053 | 3.598230532217409e+004 | 2.3053e-07 |  | 3.598230532217409e+004 | 4.5643e-07 |  | 3.598230532217409e+004 | 3.9573e-07 |  | 36007.255 | 4.0001e-06 | 106.1965 | 4.0001e-06
3.600725500155923e+004 | 3.7644e-08 | 36007.255 | 3.600725500155923e+004 | 2.3024e-07 |  | 3.600725500155923e+004 | 4.5585e-07 |  | 3.600725500155923e+004 | 3.9523e-07 |  | 36032.222 | 4.0001e-06 | 106.259 | 4.0001e-06
3.603222198073925e+004 | 3.7622e-08 | 36032.222 | 3.603222198073925e+004 | 2.2995e-07 |  | 3.603222198073925e+004 | 4.5528e-07 |  | 3.603222198073925e+004 | 3.9473e-07 |  | 36057.2063 | 4.0001e-06 | 106.3215 | 4.0001e-06
3.605720627170962e+004 | 3.76e-08 | 36057.2063 | 3.605720627170962e+004 | 2.2966e-07 |  | 3.605720627170962e+004 | 4.547e-07 |  | 3.605720627170962e+004 | 3.9423e-07 |  | 36082.2079 | 4.0001e-06 | 106.3841 | 4.0001e-06
3.608220788647411e+004 | 3.7578e-08 | 36082.2079 | 3.608220788647411e+004 | 2.2938e-07 |  | 3.608220788647411e+004 | 4.5413e-07 |  | 3.608220788647411e+004 | 3.9373e-07 |  | 36107.2268 | 4.0001e-06 | 106.4467 | 4.0001e-06
3.610722683704482e+004 | 3.7556e-08 | 36107.2268 | 3.610722683704482e+004 | 2.2909e-07 |  | 3.610722683704482e+004 | 4.5356e-07 |  | 3.610722683704482e+004 | 3.9324e-07 |  | 36132.2631 | 4.0001e-06 | 106.5094 | 4.0001e-06
3.613226313544218e+004 | 3.7534e-08 | 36132.2631 | 3.613226313544218e+004 | 2.288e-07 |  | 3.613226313544218e+004 | 4.5298e-07 |  | 3.613226313544218e+004 | 3.9274e-07 |  | 36157.3168 | 4.0001e-06 | 106.572 | 4.0001e-06
3.615731679369496e+004 | 3.7512e-08 | 36157.3168 | 3.615731679369496e+004 | 2.2852e-07 |  | 3.615731679369496e+004 | 4.5241e-07 |  | 3.615731679369496e+004 | 3.9225e-07 |  | 36182.3878 | 4.0001e-06 | 106.6347 | 4.0001e-06
3.618238782384026e+004 | 3.749e-08 | 36182.3878 | 3.618238782384026e+004 | 2.2823e-07 |  | 3.618238782384026e+004 | 4.5184e-07 |  | 3.618238782384026e+004 | 3.9175e-07 |  | 36207.4762 | 4.0001e-06 | 106.6974 | 4.0001e-06
3.620747623792355e+004 | 3.7468e-08 | 36207.4762 | 3.620747623792355e+004 | 2.2795e-07 |  | 3.620747623792355e+004 | 4.5127e-07 |  | 3.620747623792355e+004 | 3.9126e-07 |  | 36232.582 | 4.0001e-06 | 106.7602 | 4.0001e-06
3.623258204799861e+004 | 3.7446e-08 | 36232.582 | 3.623258204799861e+004 | 2.2766e-07 |  | 3.623258204799861e+004 | 4.507e-07 |  | 3.623258204799861e+004 | 3.9077e-07 |  | 36257.7053 | 4.0001e-06 | 106.8229 | 4.0001e-06
3.625770526612761e+004 | 3.7424e-08 | 36257.7053 | 3.625770526612761e+004 | 2.2738e-07 |  | 3.625770526612761e+004 | 4.5013e-07 |  | 3.625770526612761e+004 | 3.9027e-07 |  | 36282.8459 | 4.0001e-06 | 106.8857 | 4.0001e-06
3.628284590438109e+004 | 3.7402e-08 | 36282.8459 | 3.628284590438109e+004 | 2.271e-07 |  | 3.628284590438109e+004 | 4.4956e-07 |  | 3.628284590438109e+004 | 3.8978e-07 |  | 36308.004 | 4.0001e-06 | 106.9486 | 4.0001e-06
3.630800397483794e+004 | 3.738e-08 | 36308.004 | 3.630800397483794e+004 | 2.2681e-07 |  | 3.630800397483794e+004 | 4.49e-07 |  | 3.630800397483794e+004 | 3.8929e-07 |  | 36333.1795 | 4.0001e-06 | 107.0115 | 4.0001e-06
3.633317948958541e+004 | 3.7358e-08 | 36333.1795 | 3.633317948958541e+004 | 2.2653e-07 |  | 3.633317948958541e+004 | 4.4843e-07 |  | 3.633317948958541e+004 | 3.888e-07 |  | 36358.3725 | 4.0001e-06 | 107.0744 | 4.0001e-06
3.635837246071918e+004 | 3.7336e-08 | 36358.3725 | 3.635837246071918e+004 | 2.2625e-07 |  | 3.635837246071918e+004 | 4.4786e-07 |  | 3.635837246071918e+004 | 3.8831e-07 |  | 36383.5829 | 4.0001e-06 | 107.1374 | 4.0001e-06
3.638358290034328e+004 | 3.7314e-08 | 36383.5829 | 3.638358290034328e+004 | 2.2596e-07 |  | 3.638358290034328e+004 | 4.473e-07 |  | 3.638358290034328e+004 | 3.8782e-07 |  | 36408.8108 | 4.0001e-06 | 107.2003 | 4.0001e-06
3.640881082057014e+004 | 3.7292e-08 | 36408.8108 | 3.640881082057014e+004 | 2.2568e-07 |  | 3.640881082057014e+004 | 4.4673e-07 |  | 3.640881082057014e+004 | 3.8733e-07 |  | 36434.0562 | 4.0001e-06 | 107.2633 | 4.0001e-06
3.643405623352060e+004 | 3.727e-08 | 36434.0562 | 3.643405623352060e+004 | 2.254e-07 |  | 3.643405623352060e+004 | 4.4617e-07 |  | 3.643405623352060e+004 | 3.8684e-07 |  | 36459.3192 | 4.0001e-06 | 107.3264 | 4.0001e-06
3.645931915132388e+004 | 3.7248e-08 | 36459.3192 | 3.645931915132388e+004 | 2.2512e-07 |  | 3.645931915132388e+004 | 4.456e-07 |  | 3.645931915132388e+004 | 3.8635e-07 |  | 36484.5996 | 4.0001e-06 | 107.3894 | 4.0001e-06
3.648459958611763e+004 | 3.7226e-08 | 36484.5996 | 3.648459958611763e+004 | 2.2484e-07 |  | 3.648459958611763e+004 | 4.4504e-07 |  | 3.648459958611763e+004 | 3.8586e-07 |  | 36509.8976 | 4.0001e-06 | 107.4526 | 4.0001e-06
3.650989755004792e+004 | 3.7204e-08 | 36509.8976 | 3.650989755004792e+004 | 2.2455e-07 |  | 3.650989755004792e+004 | 4.4448e-07 |  | 3.650989755004792e+004 | 3.8538e-07 |  | 36535.2131 | 4.0001e-06 | 107.5157 | 4.0001e-06
3.653521305526923e+004 | 3.7183e-08 | 36535.2131 | 3.653521305526923e+004 | 2.2427e-07 |  | 3.653521305526923e+004 | 4.4392e-07 |  | 3.653521305526923e+004 | 3.8489e-07 |  | 36560.5461 | 4.0001e-06 | 107.5788 | 4.0001e-06
3.656054611394446e+004 | 3.7161e-08 | 36560.5461 | 3.656054611394446e+004 | 2.2399e-07 |  | 3.656054611394446e+004 | 4.4336e-07 |  | 3.656054611394446e+004 | 3.8441e-07 |  | 36585.8967 | 4.0001e-06 | 107.642 | 4.0001e-06
3.658589673824497e+004 | 3.7139e-08 | 36585.8967 | 3.658589673824497e+004 | 2.2371e-07 |  | 3.658589673824497e+004 | 4.428e-07 |  | 3.658589673824497e+004 | 3.8392e-07 |  | 36611.2649 | 4.0001e-06 | 107.7052 | 4.0001e-06
3.661126494035054e+004 | 3.7117e-08 | 36611.2649 | 3.661126494035054e+004 | 2.2343e-07 |  | 3.661126494035054e+004 | 4.4224e-07 |  | 3.661126494035054e+004 | 3.8343e-07 |  | 36636.6507 | 4.0001e-06 | 107.7685 | 4.0001e-06
3.663665073244940e+004 | 3.7095e-08 | 36636.6507 | 3.663665073244940e+004 | 2.2315e-07 |  | 3.663665073244940e+004 | 4.4168e-07 |  | 3.663665073244940e+004 | 3.8295e-07 |  | 36662.0541 | 4.0001e-06 | 107.8318 | 4.0001e-06
3.666205412673822e+004 | 3.7074e-08 | 36662.0541 | 3.666205412673822e+004 | 2.2288e-07 |  | 3.666205412673822e+004 | 4.4112e-07 |  | 3.666205412673822e+004 | 3.8247e-07 |  | 36687.4751 | 4.0001e-06 | 107.8951 | 4.0001e-06
3.668747513542216e+004 | 3.7052e-08 | 36687.4751 | 3.668747513542216e+004 | 2.226e-07 |  | 3.668747513542216e+004 | 4.4056e-07 |  | 3.668747513542216e+004 | 3.8198e-07 |  | 36712.9138 | 4.0001e-06 | 107.9585 | 4.0001e-06
3.671291377071480e+004 | 3.703e-08 | 36712.9138 | 3.671291377071480e+004 | 2.2232e-07 |  | 3.671291377071480e+004 | 4.4e-07 |  | 3.671291377071480e+004 | 3.815e-07 |  | 36738.37 | 4.0001e-06 | 108.0218 | 4.0001e-06
3.673837004483822e+004 | 3.7008e-08 | 36738.37 | 3.673837004483822e+004 | 2.2204e-07 |  | 3.673837004483822e+004 | 4.3945e-07 |  | 3.673837004483822e+004 | 3.8102e-07 |  | 36763.844 | 4.0001e-06 | 108.0852 | 4.0001e-06
3.676384397002296e+004 | 3.6987e-08 | 36763.844 | 3.676384397002296e+004 | 2.2176e-07 |  | 3.676384397002296e+004 | 4.3889e-07 |  | 3.676384397002296e+004 | 3.8054e-07 |  | 36789.3356 | 4.0001e-06 | 108.1487 | 4.0001e-06
3.678933555850804e+004 | 3.6965e-08 | 36789.3356 | 3.678933555850804e+004 | 2.2149e-07 |  | 3.678933555850804e+004 | 4.3834e-07 |  | 3.678933555850804e+004 | 3.8006e-07 |  | 36814.8448 | 4.0001e-06 | 108.2122 | 4.0001e-06
3.681484482254098e+004 | 3.6943e-08 | 36814.8448 | 3.681484482254098e+004 | 2.2121e-07 |  | 3.681484482254098e+004 | 4.3778e-07 |  | 3.681484482254098e+004 | 3.7958e-07 |  | 36840.3718 | 4.0001e-06 | 108.2757 | 4.0001e-06
3.684037177437778e+004 | 3.6922e-08 | 36840.3718 | 3.684037177437778e+004 | 2.2093e-07 |  | 3.684037177437778e+004 | 4.3723e-07 |  | 3.684037177437778e+004 | 3.791e-07 |  | 36865.9164 | 4.0001e-06 | 108.3392 | 4.0001e-06
3.686591642628294e+004 | 3.69e-08 | 36865.9164 | 3.686591642628294e+004 | 2.2066e-07 |  | 3.686591642628294e+004 | 4.3667e-07 |  | 3.686591642628294e+004 | 3.7862e-07 |  | 36891.4788 | 4.0001e-06 | 108.4028 | 4.0001e-06
3.689147879052947e+004 | 3.6878e-08 | 36891.4788 | 3.689147879052947e+004 | 2.2038e-07 |  | 3.689147879052947e+004 | 4.3612e-07 |  | 3.689147879052947e+004 | 3.7814e-07 |  | 36917.0589 | 4.0001e-06 | 108.4664 | 4.0001e-06
3.691705887939889e+004 | 3.6857e-08 | 36917.0589 | 3.691705887939889e+004 | 2.201e-07 |  | 3.691705887939889e+004 | 4.3557e-07 |  | 3.691705887939889e+004 | 3.7766e-07 |  | 36942.6567 | 4.0001e-06 | 108.53 | 4.0001e-06
3.694265670518122e+004 | 3.6835e-08 | 36942.6567 | 3.694265670518122e+004 | 2.1983e-07 |  | 3.694265670518122e+004 | 4.3502e-07 |  | 3.694265670518122e+004 | 3.7718e-07 |  | 36968.2723 | 4.0001e-06 | 108.5937 | 4.0001e-06
3.696827228017501e+004 | 3.6813e-08 | 36968.2723 | 3.696827228017501e+004 | 2.1955e-07 |  | 3.696827228017501e+004 | 4.3447e-07 |  | 3.696827228017501e+004 | 3.7671e-07 |  | 36993.9056 | 4.0001e-06 | 108.6574 | 4.0001e-06
3.699390561668735e+004 | 3.6792e-08 | 36993.9056 | 3.699390561668735e+004 | 2.1928e-07 |  | 3.699390561668735e+004 | 4.3392e-07 |  | 3.699390561668735e+004 | 3.7623e-07 |  | 37019.5567 | 4.0001e-06 | 108.7211 | 4.0001e-06
3.701955672703385e+004 | 3.677e-08 | 37019.5567 | 3.701955672703385e+004 | 2.19e-07 |  | 3.701955672703385e+004 | 4.3337e-07 |  | 3.701955672703385e+004 | 3.7576e-07 |  | 37045.2256 | 4.0001e-06 | 108.7848 | 4.0001e-06
3.704522562353867e+004 | 3.6749e-08 | 37045.2256 | 3.704522562353867e+004 | 2.1873e-07 |  | 3.704522562353867e+004 | 4.3282e-07 |  | 3.704522562353867e+004 | 3.7528e-07 |  | 37070.9123 | 4.0001e-06 | 108.8486 | 4.0001e-06
3.707091231853450e+004 | 3.6727e-08 | 37070.9123 | 3.707091231853450e+004 | 2.1846e-07 |  | 3.707091231853450e+004 | 4.3227e-07 |  | 3.707091231853450e+004 | 3.7481e-07 |  | 37096.6168 | 4.0001e-06 | 108.9125 | 4.0001e-06
3.709661682436259e+004 | 3.6706e-08 | 37096.6168 | 3.709661682436259e+004 | 2.1818e-07 |  | 3.709661682436259e+004 | 4.3172e-07 |  | 3.709661682436259e+004 | 3.7433e-07 |  | 37122.3392 | 4.0001e-06 | 108.9763 | 4.0001e-06
3.712233915337277e+004 | 3.6684e-08 | 37122.3392 | 3.712233915337277e+004 | 2.1791e-07 |  | 3.712233915337277e+004 | 4.3118e-07 |  | 3.712233915337277e+004 | 3.7386e-07 |  | 37148.0793 | 4.0001e-06 | 109.0402 | 4.0001e-06
3.714807931792338e+004 | 3.6663e-08 | 37148.0793 | 3.714807931792338e+004 | 2.1764e-07 |  | 3.714807931792338e+004 | 4.3063e-07 |  | 3.714807931792338e+004 | 3.7339e-07 |  | 37173.8373 | 4.0001e-06 | 109.1041 | 4.0001e-06
3.717383733038138e+004 | 3.6641e-08 | 37173.8373 | 3.717383733038138e+004 | 2.1736e-07 |  | 3.717383733038138e+004 | 4.3009e-07 |  | 3.717383733038138e+004 | 3.7291e-07 |  | 37199.6132 | 4.0001e-06 | 109.1681 | 4.0001e-06
3.719961320312228e+004 | 3.662e-08 | 37199.6132 | 3.719961320312228e+004 | 2.1709e-07 |  | 3.719961320312228e+004 | 4.2954e-07 |  | 3.719961320312228e+004 | 3.7244e-07 |  | 37225.4069 | 4.0001e-06 | 109.232 | 4.0001e-06
3.722540694853017e+004 | 3.6598e-08 | 37225.4069 | 3.722540694853017e+004 | 2.1682e-07 |  | 3.722540694853017e+004 | 4.29e-07 |  | 3.722540694853017e+004 | 3.7197e-07 |  | 37251.2186 | 4.0001e-06 | 109.296 | 4.0001e-06
3.725121857899775e+004 | 3.6577e-08 | 37251.2186 | 3.725121857899775e+004 | 2.1655e-07 |  | 3.725121857899775e+004 | 4.2845e-07 |  | 3.725121857899775e+004 | 3.715e-07 |  | 37277.0481 | 4.0001e-06 | 109.3601 | 4.0001e-06
3.727704810692628e+004 | 3.6556e-08 | 37277.0481 | 3.727704810692628e+004 | 2.1628e-07 |  | 3.727704810692628e+004 | 4.2791e-07 |  | 3.727704810692628e+004 | 3.7103e-07 |  | 37302.8955 | 4.0001e-06 | 109.4241 | 4.0001e-06
3.730289554472563e+004 | 3.6534e-08 | 37302.8955 | 3.730289554472563e+004 | 2.1601e-07 |  | 3.730289554472563e+004 | 4.2737e-07 |  | 3.730289554472563e+004 | 3.7056e-07 |  | 37328.7609 | 4.0001e-06 | 109.4882 | 4.0001e-06
3.732876090481430e+004 | 3.6513e-08 | 37328.7609 | 3.732876090481430e+004 | 2.1573e-07 |  | 3.732876090481430e+004 | 4.2683e-07 |  | 3.732876090481430e+004 | 3.7009e-07 |  | 37354.6442 | 4.0001e-06 | 109.5524 | 4.0001e-06
3.735464419961937e+004 | 3.6491e-08 | 37354.6442 | 3.735464419961937e+004 | 2.1546e-07 |  | 3.735464419961937e+004 | 4.2628e-07 |  | 3.735464419961937e+004 | 3.6962e-07 |  | 37380.5454 | 4.0001e-06 | 109.6165 | 4.0001e-06
3.738054544157654e+004 | 3.647e-08 | 37380.5454 | 3.738054544157654e+004 | 2.1519e-07 |  | 3.738054544157654e+004 | 4.2574e-07 |  | 3.738054544157654e+004 | 3.6915e-07 |  | 37406.4646 | 4.0001e-06 | 109.6807 | 4.0001e-06
3.740646464313016e+004 | 3.6449e-08 | 37406.4646 | 3.740646464313016e+004 | 2.1492e-07 |  | 3.740646464313016e+004 | 4.252e-07 |  | 3.740646464313016e+004 | 3.6869e-07 |  | 37432.4018 | 4.0001e-06 | 109.745 | 4.0001e-06
3.743240181673317e+004 | 3.6427e-08 | 37432.4018 | 3.743240181673317e+004 | 2.1466e-07 |  | 3.743240181673317e+004 | 4.2467e-07 |  | 3.743240181673317e+004 | 3.6822e-07 |  | 37458.357 | 4.0001e-06 | 109.8092 | 4.0001e-06
3.745835697484718e+004 | 3.6406e-08 | 37458.357 | 3.745835697484718e+004 | 2.1439e-07 |  | 3.745835697484718e+004 | 4.2413e-07 |  | 3.745835697484718e+004 | 3.6775e-07 |  | 37484.3301 | 4.0001e-06 | 109.8735 | 4.0001e-06
3.748433012994241e+004 | 3.6385e-08 | 37484.3301 | 3.748433012994241e+004 | 2.1412e-07 |  | 3.748433012994241e+004 | 4.2359e-07 |  | 3.748433012994241e+004 | 3.6729e-07 |  | 37510.3213 | 4.0001e-06 | 109.9378 | 4.0001e-06
3.751032129449774e+004 | 3.6363e-08 | 37510.3213 | 3.751032129449774e+004 | 2.1385e-07 |  | 3.751032129449774e+004 | 4.2305e-07 |  | 3.751032129449774e+004 | 3.6682e-07 |  | 37536.3305 | 4.0001e-06 | 110.0022 | 4.0001e-06
3.753633048100072e+004 | 3.6342e-08 | 37536.3305 | 3.753633048100072e+004 | 2.1358e-07 |  | 3.753633048100072e+004 | 4.2252e-07 |  | 3.753633048100072e+004 | 3.6636e-07 |  | 37562.3577 | 4.0001e-06 | 110.0666 | 4.0001e-06
3.756235770194753e+004 | 3.6321e-08 | 37562.3577 | 3.756235770194753e+004 | 2.1331e-07 |  | 3.756235770194753e+004 | 4.2198e-07 |  | 3.756235770194753e+004 | 3.6589e-07 |  | 37588.403 | 4.0001e-06 | 110.131 | 4.0001e-06
3.758840296984302e+004 | 3.63e-08 | 37588.403 | 3.758840296984302e+004 | 2.1305e-07 |  | 3.758840296984302e+004 | 4.2144e-07 |  | 3.758840296984302e+004 | 3.6543e-07 |  | 37614.4663 | 4.0001e-06 | 110.1954 | 4.0001e-06
3.761446629720074e+004 | 3.6278e-08 | 37614.4663 | 3.761446629720074e+004 | 2.1278e-07 |  | 3.761446629720074e+004 | 4.2091e-07 |  | 3.761446629720074e+004 | 3.6497e-07 |  | 37640.5477 | 4.0001e-06 | 110.2599 | 4.0001e-06
3.764054769654288e+004 | 3.6257e-08 | 37640.5477 | 3.764054769654288e+004 | 2.1251e-07 |  | 3.764054769654288e+004 | 4.2038e-07 |  | 3.764054769654288e+004 | 3.6451e-07 |  | 37666.6472 | 4.0001e-06 | 110.3244 | 4.0001e-06
3.766664718040033e+004 | 3.6236e-08 | 37666.6472 | 3.766664718040033e+004 | 2.1225e-07 |  | 3.766664718040033e+004 | 4.1984e-07 |  | 3.766664718040033e+004 | 3.6404e-07 |  | 37692.7648 | 4.0001e-06 | 110.389 | 4.0001e-06
3.769276476131267e+004 | 3.6215e-08 | 37692.7648 | 3.769276476131267e+004 | 2.1198e-07 |  | 3.769276476131267e+004 | 4.1931e-07 |  | 3.769276476131267e+004 | 3.6358e-07 |  | 37718.9005 | 4.0001e-06 | 110.4535 | 4.0001e-06
3.771890045182817e+004 | 3.6194e-08 | 37718.9005 | 3.771890045182817e+004 | 2.1171e-07 |  | 3.771890045182817e+004 | 4.1878e-07 |  | 3.771890045182817e+004 | 3.6312e-07 |  | 37745.0543 | 4.0001e-06 | 110.5181 | 4.0001e-06
3.774505426450379e+004 | 3.6172e-08 | 37745.0543 | 3.774505426450379e+004 | 2.1145e-07 |  | 3.774505426450379e+004 | 4.1825e-07 |  | 3.774505426450379e+004 | 3.6266e-07 |  | 37771.2262 | 4.0001e-06 | 110.5827 | 4.0001e-06
3.777122621190523e+004 | 3.6151e-08 | 37771.2262 | 3.777122621190523e+004 | 2.1118e-07 |  | 3.777122621190523e+004 | 4.1771e-07 |  | 3.777122621190523e+004 | 3.622e-07 |  | 37797.4163 | 4.0001e-06 | 110.6474 | 4.0001e-06
3.779741630660686e+004 | 3.613e-08 | 37797.4163 | 3.779741630660686e+004 | 2.1092e-07 |  | 3.779741630660686e+004 | 4.1718e-07 |  | 3.779741630660686e+004 | 3.6174e-07 |  | 37823.6246 | 4.0001e-06 | 110.7121 | 4.0001e-06
3.782362456119180e+004 | 3.6109e-08 | 37823.6246 | 3.782362456119180e+004 | 2.1065e-07 |  | 3.782362456119180e+004 | 4.1665e-07 |  | 3.782362456119180e+004 | 3.6128e-07 |  | 37849.851 | 4.0001e-06 | 110.7768 | 4.0001e-06
3.784985098825189e+004 | 3.6088e-08 | 37849.851 | 3.784985098825189e+004 | 2.1039e-07 |  | 3.784985098825189e+004 | 4.1613e-07 |  | 3.784985098825189e+004 | 3.6083e-07 |  | 37876.0956 | 4.0001e-06 | 110.8416 | 4.0001e-06
3.787609560038769e+004 | 3.6067e-08 | 37876.0956 | 3.787609560038769e+004 | 2.1013e-07 |  | 3.787609560038769e+004 | 4.156e-07 |  | 3.787609560038769e+004 | 3.6037e-07 |  | 37902.3584 | 4.0001e-06 | 110.9064 | 4.0001e-06
3.790235841020850e+004 | 3.6046e-08 | 37902.3584 | 3.790235841020850e+004 | 2.0986e-07 |  | 3.790235841020850e+004 | 4.1507e-07 |  | 3.790235841020850e+004 | 3.5991e-07 |  | 37928.6394 | 4.0001e-06 | 110.9712 | 4.0001e-06
3.792863943033238e+004 | 3.6025e-08 | 37928.6394 | 3.792863943033238e+004 | 2.096e-07 |  | 3.792863943033238e+004 | 4.1454e-07 |  | 3.792863943033238e+004 | 3.5945e-07 |  | 37954.9387 | 4.0001e-06 | 111.036 | 4.0001e-06
3.795493867338611e+004 | 3.6004e-08 | 37954.9387 | 3.795493867338611e+004 | 2.0934e-07 |  | 3.795493867338611e+004 | 4.1402e-07 |  | 3.795493867338611e+004 | 3.59e-07 |  | 37981.2562 | 4.0001e-06 | 111.1009 | 4.0001e-06
3.798125615200525e+004 | 3.5983e-08 | 37981.2562 | 3.798125615200525e+004 | 2.0907e-07 |  | 3.798125615200525e+004 | 4.1349e-07 |  | 3.798125615200525e+004 | 3.5854e-07 |  | 38007.5919 | 4.0001e-06 | 111.1658 | 4.0001e-06
3.800759187883412e+004 | 3.5962e-08 | 38007.5919 | 3.800759187883412e+004 | 2.0881e-07 |  | 3.800759187883412e+004 | 4.1296e-07 |  | 3.800759187883412e+004 | 3.5809e-07 |  | 38033.9459 | 4.0001e-06 | 111.2308 | 4.0001e-06
3.803394586652578e+004 | 3.5941e-08 | 38033.9459 | 3.803394586652578e+004 | 2.0855e-07 |  | 3.803394586652578e+004 | 4.1244e-07 |  | 3.803394586652578e+004 | 3.5763e-07 |  | 38060.3181 | 4.0001e-06 | 111.2957 | 4.0001e-06
3.806031812774210e+004 | 3.592e-08 | 38060.3181 | 3.806031812774210e+004 | 2.0829e-07 |  | 3.806031812774210e+004 | 4.1192e-07 |  | 3.806031812774210e+004 | 3.5718e-07 |  | 38086.7087 | 4.0001e-06 | 111.3607 | 4.0001e-06
3.808670867515371e+004 | 3.5899e-08 | 38086.7087 | 3.808670867515371e+004 | 2.0803e-07 |  | 3.808670867515371e+004 | 4.1139e-07 |  | 3.808670867515371e+004 | 3.5673e-07 |  | 38113.1175 | 4.0001e-06 | 111.4258 | 4.0001e-06
3.811311752144002e+004 | 3.5878e-08 | 38113.1175 | 3.811311752144002e+004 | 2.0776e-07 |  | 3.811311752144002e+004 | 4.1087e-07 |  | 3.811311752144002e+004 | 3.5627e-07 |  | 38139.5447 | 4.0001e-06 | 111.4909 | 4.0001e-06
3.813954467928925e+004 | 3.5857e-08 | 38139.5447 | 3.813954467928925e+004 | 2.075e-07 |  | 3.813954467928925e+004 | 4.1035e-07 |  | 3.813954467928925e+004 | 3.5582e-07 |  | 38165.9902 | 4.0001e-06 | 111.5559 | 4.0001e-06
3.816599016139840e+004 | 3.5836e-08 | 38165.9902 | 3.816599016139840e+004 | 2.0724e-07 |  | 3.816599016139840e+004 | 4.0983e-07 |  | 3.816599016139840e+004 | 3.5537e-07 |  | 38192.454 | 4.0001e-06 | 111.6211 | 4.0001e-06
3.819245398047329e+004 | 3.5815e-08 | 38192.454 | 3.819245398047329e+004 | 2.0698e-07 |  | 3.819245398047329e+004 | 4.0931e-07 |  | 3.819245398047329e+004 | 3.5492e-07 |  | 38218.9361 | 4.0001e-06 | 111.6862 | 4.0001e-06
3.821893614922854e+004 | 3.5794e-08 | 38218.9361 | 3.821893614922854e+004 | 2.0672e-07 |  | 3.821893614922854e+004 | 4.0879e-07 |  | 3.821893614922854e+004 | 3.5447e-07 |  | 38245.4367 | 4.0001e-06 | 111.7514 | 4.0001e-06
3.824543668038758e+004 | 3.5773e-08 | 38245.4367 | 3.824543668038758e+004 | 2.0646e-07 |  | 3.824543668038758e+004 | 4.0827e-07 |  | 3.824543668038758e+004 | 3.5402e-07 |  | 38271.9556 | 4.0001e-06 | 111.8166 | 4.0001e-06
3.827195558668269e+004 | 3.5752e-08 | 38271.9556 | 3.827195558668269e+004 | 2.062e-07 |  | 3.827195558668269e+004 | 4.0775e-07 |  | 3.827195558668269e+004 | 3.5357e-07 |  | 38298.4929 | 4.0001e-06 | 111.8819 | 4.0001e-06
3.829849288085493e+004 | 3.5732e-08 | 38298.4929 | 3.829849288085493e+004 | 2.0594e-07 |  | 3.829849288085493e+004 | 4.0723e-07 |  | 3.829849288085493e+004 | 3.5312e-07 |  | 38325.0486 | 4.0001e-06 | 111.9472 | 4.0001e-06
3.832504857565426e+004 | 3.5711e-08 | 38325.0486 | 3.832504857565426e+004 | 2.0569e-07 |  | 3.832504857565426e+004 | 4.0671e-07 |  | 3.832504857565426e+004 | 3.5267e-07 |  | 38351.6227 | 4.0001e-06 | 112.0125 | 4.0001e-06
3.835162268383941e+004 | 3.569e-08 | 38351.6227 | 3.835162268383941e+004 | 2.0543e-07 |  | 3.835162268383941e+004 | 4.0619e-07 |  | 3.835162268383941e+004 | 3.5222e-07 |  | 38378.2152 | 4e-06 | 112.0778 | 4e-06
3.837821521817800e+004 | 3.5669e-08 | 38378.2152 | 3.837821521817800e+004 | 2.0517e-07 |  | 3.837821521817800e+004 | 4.0568e-07 |  | 3.837821521817800e+004 | 3.5178e-07 |  | 38404.8262 | 4e-06 | 112.1432 | 4.0001e-06
3.840482619144650e+004 | 3.5648e-08 | 38404.8262 | 3.840482619144650e+004 | 2.0491e-07 |  | 3.840482619144650e+004 | 4.0516e-07 |  | 3.840482619144650e+004 | 3.5133e-07 |  | 38431.4556 | 4e-06 | 112.2086 | 4.0001e-06
3.843145561643024e+004 | 3.5628e-08 | 38431.4556 | 3.843145561643024e+004 | 2.0465e-07 |  | 3.843145561643024e+004 | 4.0465e-07 |  | 3.843145561643024e+004 | 3.5088e-07 |  | 38458.1035 | 4e-06 | 112.274 | 4.0001e-06
3.845810350592340e+004 | 3.5607e-08 | 38458.1035 | 3.845810350592340e+004 | 2.044e-07 |  | 3.845810350592340e+004 | 4.0413e-07 |  | 3.845810350592340e+004 | 3.5044e-07 |  | 38484.7699 | 4e-06 | 112.3395 | 4.0001e-06
3.848476987272903e+004 | 3.5586e-08 | 38484.7699 | 3.848476987272903e+004 | 2.0414e-07 |  | 3.848476987272903e+004 | 4.0362e-07 |  | 3.848476987272903e+004 | 3.4999e-07 |  | 38511.4547 | 4e-06 | 112.405 | 4e-06
3.851145472965909e+004 | 3.5565e-08 | 38511.4547 | 3.851145472965909e+004 | 2.0388e-07 |  | 3.851145472965909e+004 | 4.031e-07 |  | 3.851145472965909e+004 | 3.4955e-07 |  | 38538.1581 | 4e-06 | 112.4706 | 4.0001e-06
3.853815808953437e+004 | 3.5545e-08 | 38538.1581 | 3.853815808953437e+004 | 2.0363e-07 |  | 3.853815808953437e+004 | 4.0259e-07 |  | 3.853815808953437e+004 | 3.491e-07 |  | 38564.88 | 4e-06 | 112.5361 | 4e-06
3.856487996518461e+004 | 3.5524e-08 | 38564.88 | 3.856487996518461e+004 | 2.0337e-07 |  | 3.856487996518461e+004 | 4.0208e-07 |  | 3.856487996518461e+004 | 3.4866e-07 |  | 38591.6204 | 4e-06 | 112.6017 | 4.0001e-06
3.859162036944839e+004 | 3.5503e-08 | 38591.6204 | 3.859162036944839e+004 | 2.0312e-07 |  | 3.859162036944839e+004 | 4.0157e-07 |  | 3.859162036944839e+004 | 3.4822e-07 |  | 38618.3793 | 4e-06 | 112.6673 | 4.0001e-06
3.861837931517324e+004 | 3.5483e-08 | 38618.3793 | 3.861837931517324e+004 | 2.0286e-07 |  | 3.861837931517324e+004 | 4.0105e-07 |  | 3.861837931517324e+004 | 3.4778e-07 |  | 38645.1568 | 4e-06 | 112.733 | 4e-06
3.864515681521557e+004 | 3.5462e-08 | 38645.1568 | 3.864515681521557e+004 | 2.0261e-07 |  | 3.864515681521557e+004 | 4.0054e-07 |  | 3.864515681521557e+004 | 3.4733e-07 |  | 38671.9529 | 4e-06 | 112.7987 | 4e-06
3.867195288244070e+004 | 3.5441e-08 | 38671.9529 | 3.867195288244070e+004 | 2.0235e-07 |  | 3.867195288244070e+004 | 4.0003e-07 |  | 3.867195288244070e+004 | 3.4689e-07 |  | 38698.7675 | 4e-06 | 112.8644 | 4e-06
3.869876752972289e+004 | 3.5421e-08 | 38698.7675 | 3.869876752972289e+004 | 2.021e-07 |  | 3.869876752972289e+004 | 3.9953e-07 |  | 3.869876752972289e+004 | 3.4645e-07 |  | 38725.6008 | 4e-06 | 112.9301 | 4e-06
3.872560076994533e+004 | 3.54e-08 | 38725.6008 | 3.872560076994533e+004 | 2.0184e-07 |  | 3.872560076994533e+004 | 3.9902e-07 |  | 3.872560076994533e+004 | 3.4601e-07 |  | 38752.4526 | 4e-06 | 112.9959 | 4e-06
3.875245261600010e+004 | 3.5379e-08 | 38752.4526 | 3.875245261600010e+004 | 2.0159e-07 |  | 3.875245261600010e+004 | 3.9851e-07 |  | 3.875245261600010e+004 | 3.4557e-07 |  | 38779.3231 | 4e-06 | 113.0617 | 4e-06
3.877932308078829e+004 | 3.5359e-08 | 38779.3231 | 3.877932308078829e+004 | 2.0134e-07 |  | 3.877932308078829e+004 | 3.98e-07 |  | 3.877932308078829e+004 | 3.4513e-07 |  | 38806.2122 | 4e-06 | 113.1276 | 4e-06
3.880621217721987e+004 | 3.5338e-08 | 38806.2122 | 3.880621217721987e+004 | 2.0108e-07 |  | 3.880621217721987e+004 | 3.9749e-07 |  | 3.880621217721987e+004 | 3.4469e-07 |  | 38833.1199 | 4e-06 | 113.1934 | 4e-06
3.883311991821380e+004 | 3.5318e-08 | 38833.1199 | 3.883311991821380e+004 | 2.0083e-07 |  | 3.883311991821380e+004 | 3.9699e-07 |  | 3.883311991821380e+004 | 3.4425e-07 |  | 38860.0463 | 4e-06 | 113.2593 | 4e-06
3.886004631669798e+004 | 3.5297e-08 | 38860.0463 | 3.886004631669798e+004 | 2.0058e-07 |  | 3.886004631669798e+004 | 3.9648e-07 |  | 3.886004631669798e+004 | 3.4382e-07 |  | 38886.9914 | 4e-06 | 113.3252 | 4e-06
3.888699138560928e+004 | 3.5277e-08 | 38886.9914 | 3.888699138560928e+004 | 2.0032e-07 |  | 3.888699138560928e+004 | 3.9598e-07 |  | 3.888699138560928e+004 | 3.4338e-07 |  | 38913.9551 | 4e-06 | 113.3912 | 4e-06
3.891395513789354e+004 | 3.5256e-08 | 38913.9551 | 3.891395513789354e+004 | 2.0007e-07 |  | 3.891395513789354e+004 | 3.9547e-07 |  | 3.891395513789354e+004 | 3.4294e-07 |  | 38940.9376 | 4e-06 | 113.4572 | 4e-06
3.894093758650558e+004 | 3.5236e-08 | 38940.9376 | 3.894093758650558e+004 | 1.9982e-07 |  | 3.894093758650558e+004 | 3.9497e-07 |  | 3.894093758650558e+004 | 3.4251e-07 |  | 38967.9387 | 4e-06 | 113.5232 | 4e-06
3.896793874440921e+004 | 3.5215e-08 | 38967.9387 | 3.896793874440921e+004 | 1.9957e-07 |  | 3.896793874440921e+004 | 3.9447e-07 |  | 3.896793874440921e+004 | 3.4207e-07 |  | 38994.9586 | 4e-06 | 113.5893 | 4e-06
3.899495862457719e+004 | 3.5195e-08 | 38994.9586 | 3.899495862457719e+004 | 1.9932e-07 |  | 3.899495862457719e+004 | 3.9396e-07 |  | 3.899495862457719e+004 | 3.4163e-07 |  | 39021.9972 | 4e-06 | 113.6554 | 4e-06
3.902199723999132e+004 | 3.5174e-08 | 39021.9972 | 3.902199723999132e+004 | 1.9907e-07 |  | 3.902199723999132e+004 | 3.9346e-07 |  | 3.902199723999132e+004 | 3.412e-07 |  | 39049.0546 | 4e-06 | 113.7214 | 4e-06
3.904905460364238e+004 | 3.5154e-08 | 39049.0546 | 3.904905460364238e+004 | 1.9882e-07 |  | 3.904905460364238e+004 | 3.9296e-07 |  | 3.904905460364238e+004 | 3.4077e-07 |  | 39076.1307 | 4e-06 | 113.7876 | 4e-06
3.907613072853018e+004 | 3.5133e-08 | 39076.1307 | 3.907613072853018e+004 | 1.9857e-07 |  | 3.907613072853018e+004 | 3.9246e-07 |  | 3.907613072853018e+004 | 3.4033e-07 |  | 39103.2256 | 4e-06 | 113.8538 | 4e-06
3.910322562766350e+004 | 3.5113e-08 | 39103.2256 | 3.910322562766350e+004 | 1.9832e-07 |  | 3.910322562766350e+004 | 3.9196e-07 |  | 3.910322562766350e+004 | 3.399e-07 |  | 39130.3393 | 4e-06 | 113.92 | 4e-06
3.913033931406018e+004 | 3.5092e-08 | 39130.3393 | 3.913033931406018e+004 | 1.9807e-07 |  | 3.913033931406018e+004 | 3.9146e-07 |  | 3.913033931406018e+004 | 3.3947e-07 |  | 39157.4718 | 4e-06 | 113.9862 | 4e-06
3.915747180074708e+004 | 3.5072e-08 | 39157.4718 | 3.915747180074708e+004 | 1.9782e-07 |  | 3.915747180074708e+004 | 3.9096e-07 |  | 3.915747180074708e+004 | 3.3903e-07 |  | 39184.6231 | 4e-06 | 114.0525 | 4e-06
3.918462310076007e+004 | 3.5052e-08 | 39184.6231 | 3.918462310076007e+004 | 1.9757e-07 |  | 3.918462310076007e+004 | 3.9046e-07 |  | 3.918462310076007e+004 | 3.386e-07 |  | 39211.7932 | 4e-06 | 114.1188 | 4e-06
3.921179322714409e+004 | 3.5031e-08 | 39211.7932 | 3.921179322714409e+004 | 1.9732e-07 |  | 3.921179322714409e+004 | 3.8996e-07 |  | 3.921179322714409e+004 | 3.3817e-07 |  | 39238.9822 | 4e-06 | 114.1851 | 4e-06
3.923898219295310e+004 | 3.5011e-08 | 39238.9822 | 3.923898219295310e+004 | 1.9707e-07 |  | 3.923898219295310e+004 | 3.8947e-07 |  | 3.923898219295310e+004 | 3.3774e-07 |  | 39266.19 | 4e-06 | 114.2515 | 4e-06
3.926619001125011e+004 | 3.4991e-08 | 39266.19 | 3.926619001125011e+004 | 1.9682e-07 |  | 3.926619001125011e+004 | 3.8897e-07 |  | 3.926619001125011e+004 | 3.3731e-07 |  | 39293.4167 | 4e-06 | 114.3179 | 4e-06
3.929341669510723e+004 | 3.497e-08 | 39293.4167 | 3.929341669510723e+004 | 1.9658e-07 |  | 3.929341669510723e+004 | 3.8847e-07 |  | 3.929341669510723e+004 | 3.3688e-07 |  | 39320.6623 | 4e-06 | 114.3843 | 4e-06
3.932066225760557e+004 | 3.495e-08 | 39320.6623 | 3.932066225760557e+004 | 1.9633e-07 |  | 3.932066225760557e+004 | 3.8798e-07 |  | 3.932066225760557e+004 | 3.3645e-07 |  | 39347.9267 | 4e-06 | 114.4508 | 4e-06
3.934792671183536e+004 | 3.493e-08 | 39347.9267 | 3.934792671183536e+004 | 1.9608e-07 |  | 3.934792671183536e+004 | 3.8748e-07 |  | 3.934792671183536e+004 | 3.3602e-07 |  | 39375.2101 | 4e-06 | 114.5172 | 4e-06
3.937521007089589e+004 | 3.4909e-08 | 39375.2101 | 3.937521007089589e+004 | 1.9584e-07 |  | 3.937521007089589e+004 | 3.8699e-07 |  | 3.937521007089589e+004 | 3.356e-07 |  | 39402.5123 | 4e-06 | 114.5838 | 4e-06
3.940251234789552e+004 | 3.4889e-08 | 39402.5123 | 3.940251234789552e+004 | 1.9559e-07 |  | 3.940251234789552e+004 | 3.865e-07 |  | 3.940251234789552e+004 | 3.3517e-07 |  | 39429.8336 | 4e-06 | 114.6503 | 4e-06
3.942983355595174e+004 | 3.4869e-08 | 39429.8336 | 3.942983355595174e+004 | 1.9534e-07 |  | 3.942983355595174e+004 | 3.86e-07 |  | 3.942983355595174e+004 | 3.3474e-07 |  | 39457.1737 | 4e-06 | 114.7169 | 4e-06
3.945717370819107e+004 | 3.4849e-08 | 39457.1737 | 3.945717370819107e+004 | 1.951e-07 |  | 3.945717370819107e+004 | 3.8551e-07 |  | 3.945717370819107e+004 | 3.3432e-07 |  | 39484.5328 | 4e-06 | 114.7835 | 4e-06
3.948453281774920e+004 | 3.4828e-08 | 39484.5328 | 3.948453281774920e+004 | 1.9485e-07 |  | 3.948453281774920e+004 | 3.8502e-07 |  | 3.948453281774920e+004 | 3.3389e-07 |  | 39511.9109 | 4e-06 | 114.8501 | 4e-06
3.951191089777088e+004 | 3.4808e-08 | 39511.9109 | 3.951191089777088e+004 | 1.9461e-07 |  | 3.951191089777088e+004 | 3.8453e-07 |  | 3.951191089777088e+004 | 3.3346e-07 |  | 39539.308 | 4e-06 | 114.9168 | 4e-06
3.953930796141000e+004 | 3.4788e-08 | 39539.308 | 3.953930796141000e+004 | 1.9436e-07 |  | 3.953930796141000e+004 | 3.8404e-07 |  | 3.953930796141000e+004 | 3.3304e-07 |  | 39566.724 | 4e-06 | 114.9835 | 4e-06
3.956672402182956e+004 | 3.4768e-08 | 39566.724 | 3.956672402182956e+004 | 1.9412e-07 |  | 3.956672402182956e+004 | 3.8355e-07 |  | 3.956672402182956e+004 | 3.3261e-07 |  | 39594.1591 | 4e-06 | 115.0502 | 4e-06
3.959415909220168e+004 | 3.4748e-08 | 39594.1591 | 3.959415909220168e+004 | 1.9387e-07 |  | 3.959415909220168e+004 | 3.8306e-07 |  | 3.959415909220168e+004 | 3.3219e-07 |  | 39621.6132 | 4e-06 | 115.117 | 4e-06
3.962161318570763e+004 | 3.4728e-08 | 39621.6132 | 3.962161318570763e+004 | 1.9363e-07 |  | 3.962161318570763e+004 | 3.8257e-07 |  | 3.962161318570763e+004 | 3.3177e-07 |  | 39649.0863 | 4e-06 | 115.1838 | 4e-06
3.964908631553783e+004 | 3.4707e-08 | 39649.0863 | 3.964908631553783e+004 | 1.9338e-07 |  | 3.964908631553783e+004 | 3.8208e-07 |  | 3.964908631553783e+004 | 3.3134e-07 |  | 39676.5785 | 4e-06 | 115.2506 | 4e-06
3.967657849489179e+004 | 3.4687e-08 | 39676.5785 | 3.967657849489179e+004 | 1.9314e-07 |  | 3.967657849489179e+004 | 3.8159e-07 |  | 3.967657849489179e+004 | 3.3092e-07 |  | 39704.0897 | 4e-06 | 115.3174 | 4e-06
3.970408973697825e+004 | 3.4667e-08 | 39704.0897 | 3.970408973697825e+004 | 1.929e-07 |  | 3.970408973697825e+004 | 3.8111e-07 |  | 3.970408973697825e+004 | 3.305e-07 |  | 39731.6201 | 4e-06 | 115.3843 | 4e-06
3.973162005501505e+004 | 3.4647e-08 | 39731.6201 | 3.973162005501505e+004 | 1.9265e-07 |  | 3.973162005501505e+004 | 3.8062e-07 |  | 3.973162005501505e+004 | 3.3008e-07 |  | 39759.1695 | 4e-06 | 115.4512 | 4e-06
3.975916946222921e+004 | 3.4627e-08 | 39759.1695 | 3.975916946222921e+004 | 1.9241e-07 |  | 3.975916946222921e+004 | 3.8013e-07 |  | 3.975916946222921e+004 | 3.2966e-07 |  | 39786.738 | 4e-06 | 115.5182 | 4e-06
3.978673797185694e+004 | 3.4607e-08 | 39786.738 | 3.978673797185694e+004 | 1.9217e-07 |  | 3.978673797185694e+004 | 3.7965e-07 |  | 3.978673797185694e+004 | 3.2924e-07 |  | 39814.3256 | 4e-06 | 115.5851 | 4e-06
3.981432559714360e+004 | 3.4587e-08 | 39814.3256 | 3.981432559714360e+004 | 1.9193e-07 |  | 3.981432559714360e+004 | 3.7916e-07 |  | 3.981432559714360e+004 | 3.2882e-07 |  | 39841.9324 | 4e-06 | 115.6522 | 4e-06
3.984193235134376e+004 | 3.4567e-08 | 39841.9324 | 3.984193235134376e+004 | 1.9168e-07 |  | 3.984193235134376e+004 | 3.7868e-07 |  | 3.984193235134376e+004 | 3.284e-07 |  | 39869.5582 | 4e-06 | 115.7192 | 4e-06
3.986955824772117e+004 | 3.4547e-08 | 39869.5582 | 3.986955824772117e+004 | 1.9144e-07 |  | 3.986955824772117e+004 | 3.7819e-07 |  | 3.986955824772117e+004 | 3.2798e-07 |  | 39897.2033 | 4e-06 | 115.7862 | 4e-06
3.989720329954877e+004 | 3.4527e-08 | 39897.2033 | 3.989720329954877e+004 | 1.912e-07 |  | 3.989720329954877e+004 | 3.7771e-07 |  | 3.989720329954877e+004 | 3.2756e-07 |  | 39924.8675 | 4e-06 | 115.8533 | 4e-06
3.992486752010871e+004 | 3.4507e-08 | 39924.8675 | 3.992486752010871e+004 | 1.9096e-07 |  | 3.992486752010871e+004 | 3.7723e-07 |  | 3.992486752010871e+004 | 3.2714e-07 |  | 39952.5509 | 4e-06 | 115.9205 | 4e-06
3.995255092269235e+004 | 3.4487e-08 | 39952.5509 | 3.995255092269235e+004 | 1.9072e-07 |  | 3.995255092269235e+004 | 3.7675e-07 |  | 3.995255092269235e+004 | 3.2673e-07 |  | 39980.2535 | 4e-06 | 115.9876 | 4e-06
3.998025352060026e+004 | 3.4467e-08 | 39980.2535 | 3.998025352060026e+004 | 1.9048e-07 |  | 3.998025352060026e+004 | 3.7627e-07 |  | 3.998025352060026e+004 | 3.2631e-07 |  | 40007.9753 | 4e-06 | 116.0548 | 4e-06
4.000797532714223e+004 | 3.4447e-08 | 40007.9753 | 4.000797532714223e+004 | 1.9024e-07 |  | 4.000797532714223e+004 | 3.7578e-07 |  | 4.000797532714223e+004 | 3.2589e-07 |  | 40035.7164 | 4e-06 | 116.122 | 4e-06
4.003571635563731e+004 | 3.4427e-08 | 40035.7164 | 4.003571635563731e+004 | 1.9e-07 |  | 4.003571635563731e+004 | 3.753e-07 |  | 4.003571635563731e+004 | 3.2548e-07 |  | 40063.4766 | 4e-06 | 116.1893 | 4e-06
4.006347661941374e+004 | 3.4407e-08 | 40063.4766 | 4.006347661941374e+004 | 1.8976e-07 |  | 4.006347661941374e+004 | 3.7482e-07 |  | 4.006347661941374e+004 | 3.2506e-07 |  | 40091.2561 | 4e-06 | 116.2565 | 4e-06
4.009125613180904e+004 | 3.4387e-08 | 40091.2561 | 4.009125613180904e+004 | 1.8952e-07 |  | 4.009125613180904e+004 | 3.7435e-07 |  | 4.009125613180904e+004 | 3.2465e-07 |  | 40119.0549 | 4e-06 | 116.3238 | 4e-06
4.011905490616994e+004 | 3.4367e-08 | 40119.0549 | 4.011905490616994e+004 | 1.8928e-07 |  | 4.011905490616994e+004 | 3.7387e-07 |  | 4.011905490616994e+004 | 3.2423e-07 |  | 40146.873 | 4e-06 | 116.3912 | 4e-06
4.014687295585247e+004 | 3.4347e-08 | 40146.873 | 4.014687295585247e+004 | 1.8904e-07 |  | 4.014687295585247e+004 | 3.7339e-07 |  | 4.014687295585247e+004 | 3.2382e-07 |  | 40174.7103 | 4e-06 | 116.4585 | 4e-06
4.017471029422187e+004 | 3.4327e-08 | 40174.7103 | 4.017471029422187e+004 | 1.888e-07 |  | 4.017471029422187e+004 | 3.7291e-07 |  | 4.017471029422187e+004 | 3.2341e-07 |  | 40202.5669 | 4e-06 | 116.5259 | 4e-06
4.020256693465269e+004 | 3.4308e-08 | 40202.5669 | 4.020256693465269e+004 | 1.8857e-07 |  | 4.020256693465269e+004 | 3.7244e-07 |  | 4.020256693465269e+004 | 3.2299e-07 |  | 40230.4429 | 4e-06 | 116.5934 | 4e-06
4.023044289052874e+004 | 3.4288e-08 | 40230.4429 | 4.023044289052874e+004 | 1.8833e-07 |  | 4.023044289052874e+004 | 3.7196e-07 |  | 4.023044289052874e+004 | 3.2258e-07 |  | 40258.3382 | 4e-06 | 116.6608 | 4e-06
4.025833817524310e+004 | 3.4268e-08 | 40258.3382 | 4.025833817524310e+004 | 1.8809e-07 |  | 4.025833817524310e+004 | 3.7148e-07 |  | 4.025833817524310e+004 | 3.2217e-07 |  | 40286.2528 | 4e-06 | 116.7283 | 4e-06
4.028625280219814e+004 | 3.4248e-08 | 40286.2528 | 4.028625280219814e+004 | 1.8785e-07 |  | 4.028625280219814e+004 | 3.7101e-07 |  | 4.028625280219814e+004 | 3.2176e-07 |  | 40314.1868 | 4e-06 | 116.7959 | 4e-06
4.031418678480554e+004 | 3.4228e-08 | 40314.1868 | 4.031418678480554e+004 | 1.8762e-07 |  | 4.031418678480554e+004 | 3.7053e-07 |  | 4.031418678480554e+004 | 3.2135e-07 |  | 40342.1401 | 4e-06 | 116.8634 | 4e-06
4.034214013648626e+004 | 3.4209e-08 | 40342.1401 | 4.034214013648626e+004 | 1.8738e-07 |  | 4.034214013648626e+004 | 3.7006e-07 |  | 4.034214013648626e+004 | 3.2094e-07 |  | 40370.1129 | 4e-06 | 116.931 | 4e-06
4.037011287067057e+004 | 3.4189e-08 | 40370.1129 | 4.037011287067057e+004 | 1.8714e-07 |  | 4.037011287067057e+004 | 3.6959e-07 |  | 4.037011287067057e+004 | 3.2053e-07 |  | 40398.105 | 4e-06 | 116.9986 | 4e-06
4.039810500079806e+004 | 3.4169e-08 | 40398.105 | 4.039810500079806e+004 | 1.8691e-07 |  | 4.039810500079806e+004 | 3.6911e-07 |  | 4.039810500079806e+004 | 3.2012e-07 |  | 40426.1165 | 4e-06 | 117.0662 | 4e-06
4.042611654031763e+004 | 3.4149e-08 | 40426.1165 | 4.042611654031763e+004 | 1.8667e-07 |  | 4.042611654031763e+004 | 3.6864e-07 |  | 4.042611654031763e+004 | 3.1971e-07 |  | 40454.1475 | 4e-06 | 117.1339 | 4e-06
4.045414750268751e+004 | 3.413e-08 | 40454.1475 | 4.045414750268751e+004 | 1.8644e-07 |  | 4.045414750268751e+004 | 3.6817e-07 |  | 4.045414750268751e+004 | 3.193e-07 |  | 40482.1979 | 4e-06 | 117.2016 | 4e-06
4.048219790137526e+004 | 3.411e-08 | 40482.1979 | 4.048219790137526e+004 | 1.862e-07 |  | 4.048219790137526e+004 | 3.677e-07 |  | 4.048219790137526e+004 | 3.1889e-07 |  | 40510.2677 | 4e-06 | 117.2693 | 4e-06
4.051026774985778e+004 | 3.409e-08 | 40510.2677 | 4.051026774985778e+004 | 1.8597e-07 |  | 4.051026774985778e+004 | 3.6723e-07 |  | 4.051026774985778e+004 | 3.1849e-07 |  | 40538.3571 | 4e-06 | 117.3371 | 4e-06
4.053835706162132e+004 | 3.407e-08 | 40538.3571 | 4.053835706162132e+004 | 1.8573e-07 |  | 4.053835706162132e+004 | 3.6676e-07 |  | 4.053835706162132e+004 | 3.1808e-07 |  | 40566.4659 | 4e-06 | 117.4048 | 4e-06
4.056646585016146e+004 | 3.4051e-08 | 40566.4659 | 4.056646585016146e+004 | 1.855e-07 |  | 4.056646585016146e+004 | 3.6629e-07 |  | 4.056646585016146e+004 | 3.1767e-07 |  | 40594.5941 | 4e-06 | 117.4727 | 4e-06
4.059459412898317e+004 | 3.4031e-08 | 40594.5941 | 4.059459412898317e+004 | 1.8526e-07 |  | 4.059459412898317e+004 | 3.6582e-07 |  | 4.059459412898317e+004 | 3.1727e-07 |  | 40622.7419 | 4e-06 | 117.5405 | 4e-06
4.062274191160075e+004 | 3.4012e-08 | 40622.7419 | 4.062274191160075e+004 | 1.8503e-07 |  | 4.062274191160075e+004 | 3.6535e-07 |  | 4.062274191160075e+004 | 3.1686e-07 |  | 40650.9092 | 4e-06 | 117.6084 | 4e-06
4.065090921153791e+004 | 3.3992e-08 | 40650.9092 | 4.065090921153791e+004 | 1.848e-07 |  | 4.065090921153791e+004 | 3.6489e-07 |  | 4.065090921153791e+004 | 3.1646e-07 |  | 40679.096 | 4e-06 | 117.6763 | 4e-06
4.067909604232769e+004 | 3.3972e-08 | 40679.096 | 4.067909604232769e+004 | 1.8456e-07 |  | 4.067909604232769e+004 | 3.6442e-07 |  | 4.067909604232769e+004 | 3.1605e-07 |  | 40707.3024 | 4e-06 | 117.7443 | 4e-06
4.070730241751255e+004 | 3.3953e-08 | 40707.3024 | 4.070730241751255e+004 | 1.8433e-07 |  | 4.070730241751255e+004 | 3.6395e-07 |  | 4.070730241751255e+004 | 3.1565e-07 |  | 40735.5284 | 4e-06 | 117.8122 | 4e-06
4.073552835064434e+004 | 3.3933e-08 | 40735.5284 | 4.073552835064434e+004 | 1.841e-07 |  | 4.073552835064434e+004 | 3.6349e-07 |  | 4.073552835064434e+004 | 3.1524e-07 |  | 40763.7739 | 4e-06 | 117.8803 | 4e-06
4.076377385528427e+004 | 3.3914e-08 | 40763.7739 | 4.076377385528427e+004 | 1.8386e-07 |  | 4.076377385528427e+004 | 3.6302e-07 |  | 4.076377385528427e+004 | 3.1484e-07 |  | 40792.0389 | 4e-06 | 117.9483 | 4e-06
4.079203894500300e+004 | 3.3894e-08 | 40792.0389 | 4.079203894500300e+004 | 1.8363e-07 |  | 4.079203894500300e+004 | 3.6256e-07 |  | 4.079203894500300e+004 | 3.1444e-07 |  | 40820.3236 | 4e-06 | 118.0163 | 4e-06
4.082032363338056e+004 | 3.3874e-08 | 40820.3236 | 4.082032363338056e+004 | 1.834e-07 |  | 4.082032363338056e+004 | 3.6209e-07 |  | 4.082032363338056e+004 | 3.1404e-07 |  | 40848.6279 | 4e-06 | 118.0844 | 4e-06
4.084862793400644e+004 | 3.3855e-08 | 40848.6279 | 4.084862793400644e+004 | 1.8317e-07 |  | 4.084862793400644e+004 | 3.6163e-07 |  | 4.084862793400644e+004 | 3.1364e-07 |  | 40876.9519 | 4e-06 | 118.1525 | 4e-06
4.087695186047949e+004 | 3.3835e-08 | 40876.9519 | 4.087695186047949e+004 | 1.8294e-07 |  | 4.087695186047949e+004 | 3.6117e-07 |  | 4.087695186047949e+004 | 3.1323e-07 |  | 40905.2954 | 4e-06 | 118.2207 | 4e-06
4.090529542640806e+004 | 3.3816e-08 | 40905.2954 | 4.090529542640806e+004 | 1.8271e-07 |  | 4.090529542640806e+004 | 3.607e-07 |  | 4.090529542640806e+004 | 3.1283e-07 |  | 40933.6586 | 4e-06 | 118.2889 | 4e-06
4.093365864540989e+004 | 3.3796e-08 | 40933.6586 | 4.093365864540989e+004 | 1.8248e-07 |  | 4.093365864540989e+004 | 3.6024e-07 |  | 4.093365864540989e+004 | 3.1243e-07 |  | 40962.0415 | 4e-06 | 118.3571 | 4e-06
4.096204153111218e+004 | 3.3777e-08 | 40962.0415 | 4.096204153111218e+004 | 1.8225e-07 |  | 4.096204153111218e+004 | 3.5978e-07 |  | 4.096204153111218e+004 | 3.1203e-07 |  | 40990.4441 | 4e-06 | 118.4254 | 4e-06
4.099044409715155e+004 | 3.3757e-08 | 40990.4441 | 4.099044409715155e+004 | 1.8202e-07 |  | 4.099044409715155e+004 | 3.5932e-07 |  | 4.099044409715155e+004 | 3.1164e-07 |  | 41018.8664 | 4e-06 | 118.4936 | 4e-06
4.101886635717413e+004 | 3.3738e-08 | 41018.8664 | 4.101886635717413e+004 | 1.8179e-07 |  | 4.101886635717413e+004 | 3.5886e-07 |  | 4.101886635717413e+004 | 3.1124e-07 |  | 41047.3083 | 4e-06 | 118.5619 | 4e-06
4.104730832483547e+004 | 3.3719e-08 | 41047.3083 | 4.104730832483547e+004 | 1.8156e-07 |  | 4.104730832483547e+004 | 3.584e-07 |  | 4.104730832483547e+004 | 3.1084e-07 |  | 41075.77 | 4e-06 | 118.6302 | 4e-06
4.107577001380059e+004 | 3.3699e-08 | 41075.77 | 4.107577001380059e+004 | 1.8133e-07 |  | 4.107577001380059e+004 | 3.5794e-07 |  | 4.107577001380059e+004 | 3.1044e-07 |  | 41104.2514 | 4e-06 | 118.6986 | 4e-06
4.110425143774400e+004 | 3.368e-08 | 41104.2514 | 4.110425143774400e+004 | 1.811e-07 |  | 4.110425143774400e+004 | 3.5748e-07 |  | 4.110425143774400e+004 | 3.1004e-07 |  | 41132.7526 | 4e-06 | 118.767 | 4e-06
4.113275261034970e+004 | 3.366e-08 | 41132.7526 | 4.113275261034970e+004 | 1.8087e-07 |  | 4.113275261034970e+004 | 3.5702e-07 |  | 4.113275261034970e+004 | 3.0965e-07 |  | 41161.2735 | 4e-06 | 118.8354 | 4e-06
4.116127354531115e+004 | 3.3641e-08 | 41161.2735 | 4.116127354531115e+004 | 1.8064e-07 |  | 4.116127354531115e+004 | 3.5656e-07 |  | 4.116127354531115e+004 | 3.0925e-07 |  | 41189.8143 | 4e-06 | 118.9039 | 4e-06
4.118981425633132e+004 | 3.3622e-08 | 41189.8143 | 4.118981425633132e+004 | 1.8041e-07 |  | 4.118981425633132e+004 | 3.5611e-07 |  | 4.118981425633132e+004 | 3.0886e-07 |  | 41218.3748 | 4e-06 | 118.9724 | 4e-06
4.121837475712268e+004 | 3.3602e-08 | 41218.3748 | 4.121837475712268e+004 | 1.8018e-07 |  | 4.121837475712268e+004 | 3.5565e-07 |  | 4.121837475712268e+004 | 3.0846e-07 |  | 41246.9551 | 4e-06 | 119.0409 | 4e-06
4.124695506140722e+004 | 3.3583e-08 | 41246.9551 | 4.124695506140722e+004 | 1.7996e-07 |  | 4.124695506140722e+004 | 3.552e-07 |  | 4.124695506140722e+004 | 3.0807e-07 |  | 41275.5552 | 4e-06 | 119.1094 | 4e-06
4.127555518291643e+004 | 3.3564e-08 | 41275.5552 | 4.127555518291643e+004 | 1.7973e-07 |  | 4.127555518291643e+004 | 3.5474e-07 |  | 4.127555518291643e+004 | 3.0767e-07 |  | 41304.1751 | 4e-06 | 119.178 | 4e-06
4.130417513539131e+004 | 3.3544e-08 | 41304.1751 | 4.130417513539131e+004 | 1.795e-07 |  | 4.130417513539131e+004 | 3.5429e-07 |  | 4.130417513539131e+004 | 3.0728e-07 |  | 41332.8149 | 4e-06 | 119.2466 | 4e-06
4.133281493258243e+004 | 3.3525e-08 | 41332.8149 | 4.133281493258243e+004 | 1.7928e-07 |  | 4.133281493258243e+004 | 3.5383e-07 |  | 4.133281493258243e+004 | 3.0688e-07 |  | 41361.4746 | 4e-06 | 119.3152 | 4e-06
4.136147458824985e+004 | 3.3506e-08 | 41361.4746 | 4.136147458824985e+004 | 1.7905e-07 |  | 4.136147458824985e+004 | 3.5338e-07 |  | 4.136147458824985e+004 | 3.0649e-07 |  | 41390.1541 | 4e-06 | 119.3839 | 4e-06
4.139015411616319e+004 | 3.3486e-08 | 41390.1541 | 4.139015411616319e+004 | 1.7882e-07 |  | 4.139015411616319e+004 | 3.5292e-07 |  | 4.139015411616319e+004 | 3.061e-07 |  | 41418.8535 | 4e-06 | 119.4525 | 4e-06
4.141885353010162e+004 | 3.3467e-08 | 41418.8535 | 4.141885353010162e+004 | 1.786e-07 |  | 4.141885353010162e+004 | 3.5247e-07 |  | 4.141885353010162e+004 | 3.0571e-07 |  | 41447.5728 | 4e-06 | 119.5213 | 4e-06
4.144757284385385e+004 | 3.3448e-08 | 41447.5728 | 4.144757284385385e+004 | 1.7837e-07 |  | 4.144757284385385e+004 | 3.5202e-07 |  | 4.144757284385385e+004 | 3.0532e-07 |  | 41476.3121 | 4e-06 | 119.59 | 4e-06
4.147631207121818e+004 | 3.3429e-08 | 41476.3121 | 4.147631207121818e+004 | 1.7815e-07 |  | 4.147631207121818e+004 | 3.5157e-07 |  | 4.147631207121818e+004 | 3.0492e-07 |  | 41505.0712 | 4e-06 | 119.6588 | 4e-06
4.150507122600245e+004 | 3.3409e-08 | 41505.0712 | 4.150507122600245e+004 | 1.7792e-07 |  | 4.150507122600245e+004 | 3.5112e-07 |  | 4.150507122600245e+004 | 3.0453e-07 |  | 41533.8503 | 4e-06 | 119.7276 | 4e-06
4.153385032202407e+004 | 3.339e-08 | 41533.8503 | 4.153385032202407e+004 | 1.777e-07 |  | 4.153385032202407e+004 | 3.5067e-07 |  | 4.153385032202407e+004 | 3.0414e-07 |  | 41562.6494 | 4e-06 | 119.7965 | 4e-06
4.156264937311006e+004 | 3.3371e-08 | 41562.6494 | 4.156264937311006e+004 | 1.7747e-07 |  | 4.156264937311006e+004 | 3.5022e-07 |  | 4.156264937311006e+004 | 3.0376e-07 |  | 41591.4684 | 4e-06 | 119.8653 | 4e-06
4.159146839309701e+004 | 3.3352e-08 | 41591.4684 | 4.159146839309701e+004 | 1.7725e-07 |  | 4.159146839309701e+004 | 3.4977e-07 |  | 4.159146839309701e+004 | 3.0337e-07 |  | 41620.3074 | 4e-06 | 119.9342 | 4e-06
4.162030739583110e+004 | 3.3333e-08 | 41620.3074 | 4.162030739583110e+004 | 1.7702e-07 |  | 4.162030739583110e+004 | 3.4932e-07 |  | 4.162030739583110e+004 | 3.0298e-07 |  | 41649.1664 | 4e-06 | 120.0031 | 4e-06
4.164916639516813e+004 | 3.3314e-08 | 41649.1664 | 4.164916639516813e+004 | 1.768e-07 |  | 4.164916639516813e+004 | 3.4887e-07 |  | 4.164916639516813e+004 | 3.0259e-07 |  | 41678.0454 | 4e-06 | 120.0721 | 4e-06
4.167804540497347e+004 | 3.3294e-08 | 41678.0454 | 4.167804540497347e+004 | 1.7658e-07 |  | 4.167804540497347e+004 | 3.4842e-07 |  | 4.167804540497347e+004 | 3.022e-07 |  | 41706.9444 | 4e-06 | 120.1411 | 4e-06
4.170694443912214e+004 | 3.3275e-08 | 41706.9444 | 4.170694443912214e+004 | 1.7635e-07 |  | 4.170694443912214e+004 | 3.4798e-07 |  | 4.170694443912214e+004 | 3.0181e-07 |  | 41735.8635 | 4e-06 | 120.2101 | 4e-06
4.173586351149878e+004 | 3.3256e-08 | 41735.8635 | 4.173586351149878e+004 | 1.7613e-07 |  | 4.173586351149878e+004 | 3.4753e-07 |  | 4.173586351149878e+004 | 3.0143e-07 |  | 41764.8026 | 4e-06 | 120.2792 | 4e-06
4.176480263599763e+004 | 3.3237e-08 | 41764.8026 | 4.176480263599763e+004 | 1.7591e-07 |  | 4.176480263599763e+004 | 3.4708e-07 |  | 4.176480263599763e+004 | 3.0104e-07 |  | 41793.7618 | 4e-06 | 120.3482 | 4e-06
4.179376182652258e+004 | 3.3218e-08 | 41793.7618 | 4.179376182652258e+004 | 1.7568e-07 |  | 4.179376182652258e+004 | 3.4664e-07 |  | 4.179376182652258e+004 | 3.0066e-07 |  | 41822.7411 | 4e-06 | 120.4173 | 4e-06
4.182274109698717e+004 | 3.3199e-08 | 41822.7411 | 4.182274109698717e+004 | 1.7546e-07 |  | 4.182274109698717e+004 | 3.4619e-07 |  | 4.182274109698717e+004 | 3.0027e-07 |  | 41851.7405 | 4e-06 | 120.4865 | 4e-06
4.185174046131458e+004 | 3.318e-08 | 41851.7405 | 4.185174046131458e+004 | 1.7524e-07 |  | 4.185174046131458e+004 | 3.4575e-07 |  | 4.185174046131458e+004 | 2.9989e-07 |  | 41880.7599 | 4e-06 | 120.5556 | 4e-06
4.188075993343764e+004 | 3.3161e-08 | 41880.7599 | 4.188075993343764e+004 | 1.7502e-07 |  | 4.188075993343764e+004 | 3.4531e-07 |  | 4.188075993343764e+004 | 2.995e-07 |  | 41909.7995 | 4e-06 | 120.6249 | 4e-06
4.190979952729883e+004 | 3.3142e-08 | 41909.7995 | 4.190979952729883e+004 | 1.748e-07 |  | 4.190979952729883e+004 | 3.4486e-07 |  | 4.190979952729883e+004 | 2.9912e-07 |  | 41938.8593 | 4e-06 | 120.6941 | 4e-06
4.193885925685032e+004 | 3.3123e-08 | 41938.8593 | 4.193885925685032e+004 | 1.7458e-07 |  | 4.193885925685032e+004 | 3.4442e-07 |  | 4.193885925685032e+004 | 2.9874e-07 |  | 41967.9391 | 4e-06 | 120.7633 | 4e-06
4.196793913605396e+004 | 3.3104e-08 | 41967.9391 | 4.196793913605396e+004 | 1.7436e-07 |  | 4.196793913605396e+004 | 3.4398e-07 |  | 4.196793913605396e+004 | 2.9835e-07 |  | 41997.0392 | 4e-06 | 120.8326 | 4e-06
4.199703917888125e+004 | 3.3085e-08 | 41997.0392 | 4.199703917888125e+004 | 1.7414e-07 |  | 4.199703917888125e+004 | 3.4354e-07 |  | 4.199703917888125e+004 | 2.9797e-07 |  | 42026.1594 | 4e-06 | 120.9019 | 4e-06
4.202615939931339e+004 | 3.3066e-08 | 42026.1594 | 4.202615939931339e+004 | 1.7392e-07 |  | 4.202615939931339e+004 | 3.431e-07 |  | 4.202615939931339e+004 | 2.9759e-07 |  | 42055.2998 | 4e-06 | 120.9712 | 4e-06
4.205529981134129e+004 | 3.3047e-08 | 42055.2998 | 4.205529981134129e+004 | 1.737e-07 |  | 4.205529981134129e+004 | 3.4265e-07 |  | 4.205529981134129e+004 | 2.9721e-07 |  | 42084.4604 | 4e-06 | 121.0406 | 4e-06
4.208446042896554e+004 | 3.3028e-08 | 42084.4604 | 4.208446042896554e+004 | 1.7348e-07 |  | 4.208446042896554e+004 | 3.4221e-07 |  | 4.208446042896554e+004 | 2.9683e-07 |  | 42113.6413 | 4e-06 | 121.11 | 4e-06
4.211364126619646e+004 | 3.3009e-08 | 42113.6413 | 4.211364126619646e+004 | 1.7326e-07 |  | 4.211364126619646e+004 | 3.4178e-07 |  | 4.211364126619646e+004 | 2.9644e-07 |  | 42142.8423 | 4e-06 | 121.1795 | 4e-06
4.214284233705406e+004 | 3.299e-08 | 42142.8423 | 4.214284233705406e+004 | 1.7304e-07 |  | 4.214284233705406e+004 | 3.4134e-07 |  | 4.214284233705406e+004 | 2.9606e-07 |  | 42172.0637 | 4e-06 | 121.2489 | 4e-06
4.217206365556808e+004 | 3.2971e-08 | 42172.0637 | 4.217206365556808e+004 | 1.7282e-07 |  | 4.217206365556808e+004 | 3.409e-07 |  | 4.217206365556808e+004 | 2.9569e-07 |  | 42201.3052 | 4e-06 | 121.3184 | 4e-06
4.220130523577800e+004 | 3.2952e-08 | 42201.3052 | 4.220130523577800e+004 | 1.726e-07 |  | 4.220130523577800e+004 | 3.4046e-07 |  | 4.220130523577800e+004 | 2.9531e-07 |  | 42230.5671 | 4e-06 | 121.3879 | 4e-06
4.223056709173304e+004 | 3.2934e-08 | 42230.5671 | 4.223056709173304e+004 | 1.7238e-07 |  | 4.223056709173304e+004 | 3.4002e-07 |  | 4.223056709173304e+004 | 2.9493e-07 |  | 42259.8492 | 4e-06 | 121.4575 | 4e-06
4.225984923749211e+004 | 3.2915e-08 | 42259.8492 | 4.225984923749211e+004 | 1.7216e-07 |  | 4.225984923749211e+004 | 3.3959e-07 |  | 4.225984923749211e+004 | 2.9455e-07 |  | 42289.1517 | 4e-06 | 121.5271 | 4e-06
4.228915168712394e+004 | 3.2896e-08 | 42289.1517 | 4.228915168712394e+004 | 1.7195e-07 |  | 4.228915168712394e+004 | 3.3915e-07 |  | 4.228915168712394e+004 | 2.9417e-07 |  | 42318.4745 | 4e-06 | 121.5967 | 4e-06
4.231847445470696e+004 | 3.2877e-08 | 42318.4745 | 4.231847445470696e+004 | 1.7173e-07 |  | 4.231847445470696e+004 | 3.3871e-07 |  | 4.231847445470696e+004 | 2.9379e-07 |  | 42347.8176 | 4e-06 | 121.6663 | 4e-06
4.234781755432939e+004 | 3.2858e-08 | 42347.8176 | 4.234781755432939e+004 | 1.7151e-07 |  | 4.234781755432939e+004 | 3.3828e-07 |  | 4.234781755432939e+004 | 2.9342e-07 |  | 42377.181 | 4e-06 | 121.736 | 4e-06
4.237718100008922e+004 | 3.2839e-08 | 42377.181 | 4.237718100008922e+004 | 1.7129e-07 |  | 4.237718100008922e+004 | 3.3784e-07 |  | 4.237718100008922e+004 | 2.9304e-07 |  | 42406.5648 | 4e-06 | 121.8057 | 4e-06
4.240656480609419e+004 | 3.2821e-08 | 42406.5648 | 4.240656480609419e+004 | 1.7108e-07 |  | 4.240656480609419e+004 | 3.3741e-07 |  | 4.240656480609419e+004 | 2.9266e-07 |  | 42435.969 | 4e-06 | 121.8754 | 4e-06
4.243596898646185e+004 | 3.2802e-08 | 42435.969 | 4.243596898646185e+004 | 1.7086e-07 |  | 4.243596898646185e+004 | 3.3698e-07 |  | 4.243596898646185e+004 | 2.9229e-07 |  | 42465.3936 | 4e-06 | 121.9451 | 4e-06
4.246539355531952e+004 | 3.2783e-08 | 42465.3936 | 4.246539355531952e+004 | 1.7064e-07 |  | 4.246539355531952e+004 | 3.3654e-07 |  | 4.246539355531952e+004 | 2.9191e-07 |  | 42494.8385 | 4e-06 | 122.0149 | 4e-06
4.249483852680433e+004 | 3.2764e-08 | 42494.8385 | 4.249483852680433e+004 | 1.7043e-07 |  | 4.249483852680433e+004 | 3.3611e-07 |  | 4.249483852680433e+004 | 2.9154e-07 |  | 42524.3039 | 4e-06 | 122.0847 | 4e-06
4.252430391506320e+004 | 3.2746e-08 | 42524.3039 | 4.252430391506320e+004 | 1.7021e-07 |  | 4.252430391506320e+004 | 3.3568e-07 |  | 4.252430391506320e+004 | 2.9117e-07 |  | 42553.7897 | 4e-06 | 122.1546 | 4e-06
4.255378973425287e+004 | 3.2727e-08 | 42553.7897 | 4.255378973425287e+004 | 1.7e-07 |  | 4.255378973425287e+004 | 3.3525e-07 |  | 4.255378973425287e+004 | 2.9079e-07 |  | 42583.296 | 4e-06 | 122.2244 | 4e-06
4.258329599853990e+004 | 3.2708e-08 | 42583.296 | 4.258329599853990e+004 | 1.6978e-07 |  | 4.258329599853990e+004 | 3.3482e-07 |  | 4.258329599853990e+004 | 2.9042e-07 |  | 42612.8227 | 4e-06 | 122.2943 | 4e-06
4.261282272210065e+004 | 3.269e-08 | 42612.8227 | 4.261282272210065e+004 | 1.6957e-07 |  | 4.261282272210065e+004 | 3.3439e-07 |  | 4.261282272210065e+004 | 2.9005e-07 |  | 42642.3699 | 4e-06 | 122.3643 | 4e-06
4.264236991912132e+004 | 3.2671e-08 | 42642.3699 | 4.264236991912132e+004 | 1.6935e-07 |  | 4.264236991912132e+004 | 3.3396e-07 |  | 4.264236991912132e+004 | 2.8967e-07 |  | 42671.9376 | 4e-06 | 122.4342 | 4e-06
4.267193760379797e+004 | 3.2652e-08 | 42671.9376 | 4.267193760379797e+004 | 1.6914e-07 |  | 4.267193760379797e+004 | 3.3353e-07 |  | 4.267193760379797e+004 | 2.893e-07 |  | 42701.5258 | 4e-06 | 122.5042 | 4e-06
4.270152579033646e+004 | 3.2634e-08 | 42701.5258 | 4.270152579033646e+004 | 1.6892e-07 |  | 4.270152579033646e+004 | 3.331e-07 |  | 4.270152579033646e+004 | 2.8893e-07 |  | 42731.1345 | 4e-06 | 122.5743 | 4e-06
4.273113449295254e+004 | 3.2615e-08 | 42731.1345 | 4.273113449295254e+004 | 1.6871e-07 |  | 4.273113449295254e+004 | 3.3267e-07 |  | 4.273113449295254e+004 | 2.8856e-07 |  | 42760.7637 | 4e-06 | 122.6443 | 4e-06
4.276076372587181e+004 | 3.2596e-08 | 42760.7637 | 4.276076372587181e+004 | 1.685e-07 |  | 4.276076372587181e+004 | 3.3224e-07 |  | 4.276076372587181e+004 | 2.8819e-07 |  | 42790.4135 | 4e-06 | 122.7143 | 4e-06
4.279041350332970e+004 | 3.2578e-08 | 42790.4135 | 4.279041350332970e+004 | 1.6828e-07 |  | 4.279041350332970e+004 | 3.3181e-07 |  | 4.279041350332970e+004 | 2.8782e-07 |  | 42820.0838 | 4e-06 | 122.7844 | 4e-06
4.282008383957155e+004 | 3.2559e-08 | 42820.0838 | 4.282008383957155e+004 | 1.6807e-07 |  | 4.282008383957155e+004 | 3.3139e-07 |  | 4.282008383957155e+004 | 2.8745e-07 |  | 42849.7747 | 4e-06 | 122.8546 | 4e-06
4.284977474885256e+004 | 3.254e-08 | 42849.7747 | 4.284977474885256e+004 | 1.6786e-07 |  | 4.284977474885256e+004 | 3.3096e-07 |  | 4.284977474885256e+004 | 2.8708e-07 |  | 42879.4862 | 4e-06 | 122.9248 | 4e-06
4.287948624543782e+004 | 3.2522e-08 | 42879.4862 | 4.287948624543782e+004 | 1.6764e-07 |  | 4.287948624543782e+004 | 3.3054e-07 |  | 4.287948624543782e+004 | 2.8671e-07 |  | 42909.2183 | 4e-06 | 122.995 | 4e-06
4.290921834360230e+004 | 3.2503e-08 | 42909.2183 | 4.290921834360230e+004 | 1.6743e-07 |  | 4.290921834360230e+004 | 3.3011e-07 |  | 4.290921834360230e+004 | 2.8634e-07 |  | 42938.9711 | 4e-06 | 123.0652 | 4e-06
4.293897105763089e+004 | 3.2485e-08 | 42938.9711 | 4.293897105763089e+004 | 1.6722e-07 |  | 4.293897105763089e+004 | 3.2969e-07 |  | 4.293897105763089e+004 | 2.8598e-07 |  | 42968.7444 | 4e-06 | 123.1354 | 4e-06
4.296874440181837e+004 | 3.2466e-08 | 42968.7444 | 4.296874440181837e+004 | 1.6701e-07 |  | 4.296874440181837e+004 | 3.2926e-07 |  | 4.296874440181837e+004 | 2.8561e-07 |  | 42998.5384 | 4e-06 | 123.2057 | 4e-06
4.299853839046942e+004 | 3.2448e-08 | 42998.5384 | 4.299853839046942e+004 | 1.668e-07 |  | 4.299853839046942e+004 | 3.2884e-07 |  | 4.299853839046942e+004 | 2.8524e-07 |  | 43028.353 | 4e-06 | 123.276 | 4e-06
4.302835303789866e+004 | 3.2429e-08 | 43028.353 | 4.302835303789866e+004 | 1.6659e-07 |  | 4.302835303789866e+004 | 3.2841e-07 |  | 4.302835303789866e+004 | 2.8488e-07 |  | 43058.1884 | 4e-06 | 123.3464 | 4e-06
4.305818835843063e+004 | 3.2411e-08 | 43058.1884 | 4.305818835843063e+004 | 1.6637e-07 |  | 4.305818835843063e+004 | 3.2799e-07 |  | 4.305818835843063e+004 | 2.8451e-07 |  | 43088.0444 | 4e-06 | 123.4167 | 4e-06
4.308804436639981e+004 | 3.2392e-08 | 43088.0444 | 4.308804436639981e+004 | 1.6616e-07 |  | 4.308804436639981e+004 | 3.2757e-07 |  | 4.308804436639981e+004 | 2.8414e-07 |  | 43117.9211 | 4e-06 | 123.4871 | 4e-06
4.311792107615059e+004 | 3.2374e-08 | 43117.9211 | 4.311792107615059e+004 | 1.6595e-07 |  | 4.311792107615059e+004 | 3.2715e-07 |  | 4.311792107615059e+004 | 2.8378e-07 |  | 43147.8185 | 4e-06 | 123.5576 | 4e-06
4.314781850203733e+004 | 3.2355e-08 | 43147.8185 | 4.314781850203733e+004 | 1.6574e-07 |  | 4.314781850203733e+004 | 3.2673e-07 |  | 4.314781850203733e+004 | 2.8342e-07 |  | 43177.7367 | 4e-06 | 123.628 | 4e-06
4.317773665842435e+004 | 3.2337e-08 | 43177.7367 | 4.317773665842435e+004 | 1.6553e-07 |  | 4.317773665842435e+004 | 3.2631e-07 |  | 4.317773665842435e+004 | 2.8305e-07 |  | 43207.6756 | 4e-06 | 123.6985 | 4e-06
4.320767555968591e+004 | 3.2318e-08 | 43207.6756 | 4.320767555968591e+004 | 1.6532e-07 |  | 4.320767555968591e+004 | 3.2589e-07 |  | 4.320767555968591e+004 | 2.8269e-07 |  | 43237.6352 | 4e-06 | 123.769 | 4e-06
4.323763522020625e+004 | 3.23e-08 | 43237.6352 | 4.323763522020625e+004 | 1.6511e-07 |  | 4.323763522020625e+004 | 3.2547e-07 |  | 4.323763522020625e+004 | 2.8232e-07 |  | 43267.6157 | 4e-06 | 123.8396 | 4e-06
4.326761565437957e+004 | 3.2282e-08 | 43267.6157 | 4.326761565437957e+004 | 1.6491e-07 |  | 4.326761565437957e+004 | 3.2505e-07 |  | 4.326761565437957e+004 | 2.8196e-07 |  | 43297.6169 | 4e-06 | 123.9101 | 4e-06
4.329761687661008e+004 | 3.2263e-08 | 43297.6169 | 4.329761687661008e+004 | 1.647e-07 |  | 4.329761687661008e+004 | 3.2463e-07 |  | 4.329761687661008e+004 | 2.816e-07 |  | 43327.6389 | 4e-06 | 123.9807 | 4e-06
4.332763890131193e+004 | 3.2245e-08 | 43327.6389 | 4.332763890131193e+004 | 1.6449e-07 |  | 4.332763890131193e+004 | 3.2421e-07 |  | 4.332763890131193e+004 | 2.8124e-07 |  | 43357.6817 | 4e-06 | 124.0513 | 4e-06
4.335768174290933e+004 | 3.2227e-08 | 43357.6817 | 4.335768174290933e+004 | 1.6428e-07 |  | 4.335768174290933e+004 | 3.2379e-07 |  | 4.335768174290933e+004 | 2.8088e-07 |  | 43387.7454 | 4e-06 | 124.122 | 4e-06
4.338774541583642e+004 | 3.2208e-08 | 43387.7454 | 4.338774541583642e+004 | 1.6407e-07 |  | 4.338774541583642e+004 | 3.2338e-07 |  | 4.338774541583642e+004 | 2.8052e-07 |  | 43417.8299 | 4e-06 | 124.1927 | 4e-06
4.341782993453740e+004 | 3.219e-08 | 43417.8299 | 4.341782993453740e+004 | 1.6386e-07 |  | 4.341782993453740e+004 | 3.2296e-07 |  | 4.341782993453740e+004 | 2.8015e-07 |  | 43447.9353 | 4e-06 | 124.2634 | 4e-06
4.344793531346647e+004 | 3.2172e-08 | 43447.9353 | 4.344793531346647e+004 | 1.6366e-07 |  | 4.344793531346647e+004 | 3.2255e-07 |  | 4.344793531346647e+004 | 2.7979e-07 |  | 43478.0616 | 4e-06 | 124.3341 | 4e-06
4.347806156708784e+004 | 3.2153e-08 | 43478.0616 | 4.347806156708784e+004 | 1.6345e-07 |  | 4.347806156708784e+004 | 3.2213e-07 |  | 4.347806156708784e+004 | 2.7943e-07 |  | 43508.2087 | 4e-06 | 124.4049 | 4e-06
4.350820870987577e+004 | 3.2135e-08 | 43508.2087 | 4.350820870987577e+004 | 1.6324e-07 |  | 4.350820870987577e+004 | 3.2172e-07 |  | 4.350820870987577e+004 | 2.7908e-07 |  | 43538.3768 | 4e-06 | 124.4757 | 4e-06
4.353837675631454e+004 | 3.2117e-08 | 43538.3768 | 4.353837675631454e+004 | 1.6303e-07 |  | 4.353837675631454e+004 | 3.213e-07 |  | 4.353837675631454e+004 | 2.7872e-07 |  | 43568.5657 | 4e-06 | 124.5465 | 4e-06
4.356856572089848e+004 | 3.2098e-08 | 43568.5657 | 4.356856572089848e+004 | 1.6283e-07 |  | 4.356856572089848e+004 | 3.2089e-07 |  | 4.356856572089848e+004 | 2.7836e-07 |  | 43598.7756 | 4e-06 | 124.6174 | 4e-06
4.359877561813197e+004 | 3.208e-08 | 43598.7756 | 4.359877561813197e+004 | 1.6262e-07 |  | 4.359877561813197e+004 | 3.2047e-07 |  | 4.359877561813197e+004 | 2.78e-07 |  | 43629.0065 | 4e-06 | 124.6883 | 4e-06
4.362900646252945e+004 | 3.2062e-08 | 43629.0065 | 4.362900646252945e+004 | 1.6242e-07 |  | 4.362900646252945e+004 | 3.2006e-07 |  | 4.362900646252945e+004 | 2.7764e-07 |  | 43659.2583 | 4e-06 | 124.7592 | 4e-06
4.365925826861541e+004 | 3.2044e-08 | 43659.2583 | 4.365925826861541e+004 | 1.6221e-07 |  | 4.365925826861541e+004 | 3.1965e-07 |  | 4.365925826861541e+004 | 2.7729e-07 |  | 43689.5311 | 4e-06 | 124.8301 | 4e-06
4.368953105092445e+004 | 3.2026e-08 | 43689.5311 | 4.368953105092445e+004 | 1.62e-07 |  | 4.368953105092445e+004 | 3.1924e-07 |  | 4.368953105092445e+004 | 2.7693e-07 |  | 43719.8248 | 4e-06 | 124.9011 | 4e-06
4.371982482400118e+004 | 3.2007e-08 | 43719.8248 | 4.371982482400118e+004 | 1.618e-07 |  | 4.371982482400118e+004 | 3.1883e-07 |  | 4.371982482400118e+004 | 2.7657e-07 |  | 43750.1396 | 4e-06 | 124.9721 | 4e-06
4.375013960240036e+004 | 3.1989e-08 | 43750.1396 | 4.375013960240036e+004 | 1.6159e-07 |  | 4.375013960240036e+004 | 3.1841e-07 |  | 4.375013960240036e+004 | 2.7622e-07 |  | 43780.4754 | 4e-06 | 125.0431 | 4e-06
4.378047540068682e+004 | 3.1971e-08 | 43780.4754 | 4.378047540068682e+004 | 1.6139e-07 |  | 4.378047540068682e+004 | 3.18e-07 |  | 4.378047540068682e+004 | 2.7586e-07 |  | 43810.8322 | 4e-06 | 125.1142 | 4e-06
4.381083223343548e+004 | 3.1953e-08 | 43810.8322 | 4.381083223343548e+004 | 1.6118e-07 |  | 4.381083223343548e+004 | 3.1759e-07 |  | 4.381083223343548e+004 | 2.7551e-07 |  | 43841.2101 | 4e-06 | 125.1853 | 4e-06
4.384121011523136e+004 | 3.1935e-08 | 43841.2101 | 4.384121011523136e+004 | 1.6098e-07 |  | 4.384121011523136e+004 | 3.1719e-07 |  | 4.384121011523136e+004 | 2.7515e-07 |  | 43871.6091 | 4e-06 | 125.2564 | 4e-06
4.387160906066963e+004 | 3.1917e-08 | 43871.6091 | 4.387160906066963e+004 | 1.6078e-07 |  | 4.387160906066963e+004 | 3.1678e-07 |  | 4.387160906066963e+004 | 2.748e-07 |  | 43902.0291 | 4e-06 | 125.3276 | 4e-06
4.390202908435554e+004 | 3.1898e-08 | 43902.0291 | 4.390202908435554e+004 | 1.6057e-07 |  | 4.390202908435554e+004 | 3.1637e-07 |  | 4.390202908435554e+004 | 2.7445e-07 |  | 43932.4702 | 4e-06 | 125.3987 | 4e-06
4.393247020090448e+004 | 3.188e-08 | 43932.4702 | 4.393247020090448e+004 | 1.6037e-07 |  | 4.393247020090448e+004 | 3.1596e-07 |  | 4.393247020090448e+004 | 2.7409e-07 |  | 43962.9324 | 4e-06 | 125.4699 | 4e-06
4.396293242494199e+004 | 3.1862e-08 | 43962.9324 | 4.396293242494199e+004 | 1.6017e-07 |  | 4.396293242494199e+004 | 3.1555e-07 |  | 4.396293242494199e+004 | 2.7374e-07 |  | 43993.4158 | 4e-06 | 125.5411 | 4e-06
4.399341577110372e+004 | 3.1844e-08 | 43993.4158 | 4.399341577110372e+004 | 1.5996e-07 |  | 4.399341577110372e+004 | 3.1515e-07 |  | 4.399341577110372e+004 | 2.7339e-07 |  | 44023.9203 | 4e-06 | 125.6124 | 4e-06
4.402392025403550e+004 | 3.1826e-08 | 44023.9203 | 4.402392025403550e+004 | 1.5976e-07 |  | 4.402392025403550e+004 | 3.1474e-07 |  | 4.402392025403550e+004 | 2.7304e-07 |  | 44054.4459 | 4e-06 | 125.6837 | 4e-06
4.405444588839330e+004 | 3.1808e-08 | 44054.4459 | 4.405444588839330e+004 | 1.5956e-07 |  | 4.405444588839330e+004 | 3.1433e-07 |  | 4.405444588839330e+004 | 2.7269e-07 |  | 44084.9927 | 4e-06 | 125.755 | 4e-06
4.408499268884325e+004 | 3.179e-08 | 44084.9927 | 4.408499268884325e+004 | 1.5936e-07 |  | 4.408499268884325e+004 | 3.1393e-07 |  | 4.408499268884325e+004 | 2.7233e-07 |  | 44115.5607 | 4e-06 | 125.8264 | 4e-06
4.411556067006165e+004 | 3.1772e-08 | 44115.5607 | 4.411556067006165e+004 | 1.5915e-07 |  | 4.411556067006165e+004 | 3.1352e-07 |  | 4.411556067006165e+004 | 2.7198e-07 |  | 44146.1498 | 4e-06 | 125.8977 | 4e-06
4.414614984673498e+004 | 3.1754e-08 | 44146.1498 | 4.414614984673498e+004 | 1.5895e-07 |  | 4.414614984673498e+004 | 3.1312e-07 |  | 4.414614984673498e+004 | 2.7163e-07 |  | 44176.7602 | 4e-06 | 125.9691 | 4e-06
4.417676023355992e+004 | 3.1736e-08 | 44176.7602 | 4.417676023355992e+004 | 1.5875e-07 |  | 4.417676023355992e+004 | 3.1272e-07 |  | 4.417676023355992e+004 | 2.7128e-07 |  | 44207.3918 | 4e-06 | 126.0406 | 4e-06
4.420739184524330e+004 | 3.1718e-08 | 44207.3918 | 4.420739184524330e+004 | 1.5855e-07 |  | 4.420739184524330e+004 | 3.1231e-07 |  | 4.420739184524330e+004 | 2.7093e-07 |  | 44238.0447 | 4e-06 | 126.112 | 4e-06
4.423804469650218e+004 | 3.17e-08 | 44238.0447 | 4.423804469650218e+004 | 1.5835e-07 |  | 4.423804469650218e+004 | 3.1191e-07 |  | 4.423804469650218e+004 | 2.7059e-07 |  | 44268.7188 | 4e-06 | 126.1835 | 4e-06
4.426871880206381e+004 | 3.1682e-08 | 44268.7188 | 4.426871880206381e+004 | 1.5815e-07 |  | 4.426871880206381e+004 | 3.1151e-07 |  | 4.426871880206381e+004 | 2.7024e-07 |  | 44299.4142 | 4e-06 | 126.255 | 4e-06
4.429941417666568e+004 | 3.1664e-08 | 44299.4142 | 4.429941417666568e+004 | 1.5795e-07 |  | 4.429941417666568e+004 | 3.1111e-07 |  | 4.429941417666568e+004 | 2.6989e-07 |  | 44330.1308 | 4e-06 | 126.3265 | 4e-06
4.433013083505544e+004 | 3.1646e-08 | 44330.1308 | 4.433013083505544e+004 | 1.5775e-07 |  | 4.433013083505544e+004 | 3.1071e-07 |  | 4.433013083505544e+004 | 2.6954e-07 |  | 44360.8688 | 4e-06 | 126.3981 | 4e-06
4.436086879199103e+004 | 3.1628e-08 | 44360.8688 | 4.436086879199103e+004 | 1.5755e-07 |  | 4.436086879199103e+004 | 3.103e-07 |  | 4.436086879199103e+004 | 2.692e-07 |  | 44391.6281 | 4e-06 | 126.4697 | 4e-06
4.439162806224058e+004 | 3.161e-08 | 44391.6281 | 4.439162806224058e+004 | 1.5735e-07 |  | 4.439162806224058e+004 | 3.099e-07 |  | 4.439162806224058e+004 | 2.6885e-07 |  | 44422.4087 | 4e-06 | 126.5413 | 4e-06
4.442240866058248e+004 | 3.1593e-08 | 44422.4087 | 4.442240866058248e+004 | 1.5715e-07 |  | 4.442240866058248e+004 | 3.095e-07 |  | 4.442240866058248e+004 | 2.685e-07 |  | 44453.2106 | 4e-06 | 126.613 | 4e-06
4.445321060180536e+004 | 3.1575e-08 | 44453.2106 | 4.445321060180536e+004 | 1.5695e-07 |  | 4.445321060180536e+004 | 3.0911e-07 |  | 4.445321060180536e+004 | 2.6816e-07 |  | 44484.0339 | 4e-06 | 126.6847 | 4e-06
4.448403390070811e+004 | 3.1557e-08 | 44484.0339 | 4.448403390070811e+004 | 1.5675e-07 |  | 4.448403390070811e+004 | 3.0871e-07 |  | 4.448403390070811e+004 | 2.6781e-07 |  | 44514.8786 | 4e-06 | 126.7564 | 4e-06
4.451487857209987e+004 | 3.1539e-08 | 44514.8786 | 4.451487857209987e+004 | 1.5655e-07 |  | 4.451487857209987e+004 | 3.0831e-07 |  | 4.451487857209987e+004 | 2.6747e-07 |  | 44545.7446 | 4e-06 | 126.8282 | 4e-06
4.454574463080007e+004 | 3.1521e-08 | 44545.7446 | 4.454574463080007e+004 | 1.5635e-07 |  | 4.454574463080007e+004 | 3.0791e-07 |  | 4.454574463080007e+004 | 2.6712e-07 |  | 44576.6321 | 4e-06 | 126.8999 | 4e-06
4.457663209163838e+004 | 3.1503e-08 | 44576.6321 | 4.457663209163838e+004 | 1.5615e-07 |  | 4.457663209163838e+004 | 3.0751e-07 |  | 4.457663209163838e+004 | 2.6678e-07 |  | 44607.541 | 4e-06 | 126.9717 | 4e-06
4.460754096945479e+004 | 3.1485e-08 | 44607.541 | 4.460754096945479e+004 | 1.5595e-07 |  | 4.460754096945479e+004 | 3.0712e-07 |  | 4.460754096945479e+004 | 2.6644e-07 |  | 44638.4713 | 4e-06 | 127.0435 | 4e-06
4.463847127909956e+004 | 3.1468e-08 | 44638.4713 | 4.463847127909956e+004 | 1.5576e-07 |  | 4.463847127909956e+004 | 3.0672e-07 |  | 4.463847127909956e+004 | 2.6609e-07 |  | 44669.423 | 4e-06 | 127.1154 | 4e-06
4.466942303543325e+004 | 3.145e-08 | 44669.423 | 4.466942303543325e+004 | 1.5556e-07 |  | 4.466942303543325e+004 | 3.0632e-07 |  | 4.466942303543325e+004 | 2.6575e-07 |  | 44700.3963 | 4e-06 | 127.1872 | 4e-06
4.470039625332673e+004 | 3.1432e-08 | 44700.3963 | 4.470039625332673e+004 | 1.5536e-07 |  | 4.470039625332673e+004 | 3.0593e-07 |  | 4.470039625332673e+004 | 2.6541e-07 |  | 44731.3909 | 4e-06 | 127.2592 | 4e-06
4.473139094766118e+004 | 3.1414e-08 | 44731.3909 | 4.473139094766118e+004 | 1.5517e-07 |  | 4.473139094766118e+004 | 3.0553e-07 |  | 4.473139094766118e+004 | 2.6506e-07 |  | 44762.4071 | 4e-06 | 127.3311 | 4e-06
4.476240713332808e+004 | 3.1397e-08 | 44762.4071 | 4.476240713332808e+004 | 1.5497e-07 |  | 4.476240713332808e+004 | 3.0514e-07 |  | 4.476240713332808e+004 | 2.6472e-07 |  | 44793.4448 | 4e-06 | 127.4031 | 4e-06
4.479344482522926e+004 | 3.1379e-08 | 44793.4448 | 4.479344482522926e+004 | 1.5477e-07 |  | 4.479344482522926e+004 | 3.0475e-07 |  | 4.479344482522926e+004 | 2.6438e-07 |  | 44824.504 | 4e-06 | 127.4751 | 4e-06
4.482450403827687e+004 | 3.1361e-08 | 44824.504 | 4.482450403827687e+004 | 1.5458e-07 |  | 4.482450403827687e+004 | 3.0435e-07 |  | 4.482450403827687e+004 | 2.6404e-07 |  | 44855.5848 | 4e-06 | 127.5471 | 4e-06
4.485558478739340e+004 | 3.1343e-08 | 44855.5848 | 4.485558478739340e+004 | 1.5438e-07 |  | 4.485558478739340e+004 | 3.0396e-07 |  | 4.485558478739340e+004 | 2.637e-07 |  | 44886.6871 | 4e-06 | 127.6191 | 4e-06
4.488668708751171e+004 | 3.1326e-08 | 44886.6871 | 4.488668708751171e+004 | 1.5418e-07 |  | 4.488668708751171e+004 | 3.0357e-07 |  | 4.488668708751171e+004 | 2.6336e-07 |  | 44917.811 | 4e-06 | 127.6912 | 4e-06
4.491781095357497e+004 | 3.1308e-08 | 44917.811 | 4.491781095357497e+004 | 1.5399e-07 |  | 4.491781095357497e+004 | 3.0318e-07 |  | 4.491781095357497e+004 | 2.6302e-07 |  | 44948.9564 | 4e-06 | 127.7633 | 4e-06
4.494895640053674e+004 | 3.129e-08 | 44948.9564 | 4.494895640053674e+004 | 1.5379e-07 |  | 4.494895640053674e+004 | 3.0278e-07 |  | 4.494895640053674e+004 | 2.6268e-07 |  | 44980.1234 | 4e-06 | 127.8354 | 4e-06
4.498012344336096e+004 | 3.1273e-08 | 44980.1234 | 4.498012344336096e+004 | 1.536e-07 |  | 4.498012344336096e+004 | 3.0239e-07 |  | 4.498012344336096e+004 | 2.6235e-07 |  | 45011.3121 | 4e-06 | 127.9076 | 4e-06
4.501131209702192e+004 | 3.1255e-08 | 45011.3121 | 4.501131209702192e+004 | 1.534e-07 |  | 4.501131209702192e+004 | 3.02e-07 |  | 4.501131209702192e+004 | 2.6201e-07 |  | 45042.5224 | 4e-06 | 127.9798 | 4e-06
4.504252237650430e+004 | 3.1237e-08 | 45042.5224 | 4.504252237650430e+004 | 1.5321e-07 |  | 4.504252237650430e+004 | 3.0161e-07 |  | 4.504252237650430e+004 | 2.6167e-07 |  | 45073.7543 | 4e-06 | 128.052 | 4e-06
4.507375429680317e+004 | 3.122e-08 | 45073.7543 | 4.507375429680317e+004 | 1.5301e-07 |  | 4.507375429680317e+004 | 3.0122e-07 |  | 4.507375429680317e+004 | 2.6133e-07 |  | 45105.0079 | 4e-06 | 128.1243 | 4e-06
4.510500787292401e+004 | 3.1202e-08 | 45105.0079 | 4.510500787292401e+004 | 1.5282e-07 |  | 4.510500787292401e+004 | 3.0083e-07 |  | 4.510500787292401e+004 | 2.61e-07 |  | 45136.2831 | 4e-06 | 128.1965 | 4e-06
4.513628311988270e+004 | 3.1185e-08 | 45136.2831 | 4.513628311988270e+004 | 1.5263e-07 |  | 4.513628311988270e+004 | 3.0045e-07 |  | 4.513628311988270e+004 | 2.6066e-07 |  | 45167.5801 | 4e-06 | 128.2688 | 4e-06
4.516758005270552e+004 | 3.1167e-08 | 45167.5801 | 4.516758005270552e+004 | 1.5243e-07 |  | 4.516758005270552e+004 | 3.0006e-07 |  | 4.516758005270552e+004 | 2.6032e-07 |  | 45198.8987 | 4e-06 | 128.3411 | 4e-06
4.519889868642917e+004 | 3.115e-08 | 45198.8987 | 4.519889868642917e+004 | 1.5224e-07 |  | 4.519889868642917e+004 | 2.9967e-07 |  | 4.519889868642917e+004 | 2.5999e-07 |  | 45230.239 | 4e-06 | 128.4135 | 4e-06
4.523023903610079e+004 | 3.1132e-08 | 45230.239 | 4.523023903610079e+004 | 1.5205e-07 |  | 4.523023903610079e+004 | 2.9928e-07 |  | 4.523023903610079e+004 | 2.5965e-07 |  | 45261.6011 | 4e-06 | 128.4859 | 4e-06
4.526160111677795e+004 | 3.1114e-08 | 45261.6011 | 4.526160111677795e+004 | 1.5185e-07 |  | 4.526160111677795e+004 | 2.989e-07 |  | 4.526160111677795e+004 | 2.5932e-07 |  | 45292.9849 | 4e-06 | 128.5583 | 4e-06
4.529298494352865e+004 | 3.1097e-08 | 45292.9849 | 4.529298494352865e+004 | 1.5166e-07 |  | 4.529298494352865e+004 | 2.9851e-07 |  | 4.529298494352865e+004 | 2.5898e-07 |  | 45324.3905 | 4e-06 | 128.6307 | 4e-06
4.532439053143135e+004 | 3.1079e-08 | 45324.3905 | 4.532439053143135e+004 | 1.5147e-07 |  | 4.532439053143135e+004 | 2.9812e-07 |  | 4.532439053143135e+004 | 2.5865e-07 |  | 45355.8179 | 4e-06 | 128.7032 | 4e-06
4.535581789557495e+004 | 3.1062e-08 | 45355.8179 | 4.535581789557495e+004 | 1.5127e-07 |  | 4.535581789557495e+004 | 2.9774e-07 |  | 4.535581789557495e+004 | 2.5832e-07 |  | 45387.2671 | 4e-06 | 128.7757 | 4e-06
4.538726705105883e+004 | 3.1044e-08 | 45387.2671 | 4.538726705105883e+004 | 1.5108e-07 |  | 4.538726705105883e+004 | 2.9735e-07 |  | 4.538726705105883e+004 | 2.5798e-07 |  | 45418.738 | 4e-06 | 128.8482 | 4e-06
4.541873801299284e+004 | 3.1027e-08 | 45418.738 | 4.541873801299284e+004 | 1.5089e-07 |  | 4.541873801299284e+004 | 2.9697e-07 |  | 4.541873801299284e+004 | 2.5765e-07 |  | 45450.2308 | 4e-06 | 128.9208 | 4e-06
4.545023079649728e+004 | 3.1009e-08 | 45450.2308 | 4.545023079649728e+004 | 1.507e-07 |  | 4.545023079649728e+004 | 2.9659e-07 |  | 4.545023079649728e+004 | 2.5732e-07 |  | 45481.7454 | 4e-06 | 128.9933 | 4e-06
4.548174541670297e+004 | 3.0992e-08 | 45481.7454 | 4.548174541670297e+004 | 1.5051e-07 |  | 4.548174541670297e+004 | 2.962e-07 |  | 4.548174541670297e+004 | 2.5699e-07 |  | 45513.2819 | 4e-06 | 129.066 | 4e-06
4.551328188875119e+004 | 3.0975e-08 | 45513.2819 | 4.551328188875119e+004 | 1.5032e-07 |  | 4.551328188875119e+004 | 2.9582e-07 |  | 4.551328188875119e+004 | 2.5665e-07 |  | 45544.8402 | 4e-06 | 129.1386 | 4e-06
4.554484022779375e+004 | 3.0957e-08 | 45544.8402 | 4.554484022779375e+004 | 1.5013e-07 |  | 4.554484022779375e+004 | 2.9544e-07 |  | 4.554484022779375e+004 | 2.5632e-07 |  | 45576.4204 | 4e-06 | 129.2112 | 4e-06
4.557642044899294e+004 | 3.094e-08 | 45576.4204 | 4.557642044899294e+004 | 1.4994e-07 |  | 4.557642044899294e+004 | 2.9506e-07 |  | 4.557642044899294e+004 | 2.5599e-07 |  | 45608.0226 | 4e-06 | 129.2839 | 4e-06
4.560802256752157e+004 | 3.0922e-08 | 45608.0226 | 4.560802256752157e+004 | 1.4975e-07 |  | 4.560802256752157e+004 | 2.9467e-07 |  | 4.560802256752157e+004 | 2.5566e-07 |  | 45639.6466 | 4e-06 | 129.3566 | 4e-06
4.563964659856298e+004 | 3.0905e-08 | 45639.6466 | 4.563964659856298e+004 | 1.4956e-07 |  | 4.563964659856298e+004 | 2.9429e-07 |  | 4.563964659856298e+004 | 2.5533e-07 |  | 45671.2926 | 4e-06 | 129.4294 | 4e-06
4.567129255731104e+004 | 3.0888e-08 | 45671.2926 | 4.567129255731104e+004 | 1.4937e-07 |  | 4.567129255731104e+004 | 2.9391e-07 |  | 4.567129255731104e+004 | 2.55e-07 |  | 45702.9605 | 4e-06 | 129.5022 | 4e-06
4.570296045897013e+004 | 3.087e-08 | 45702.9605 | 4.570296045897013e+004 | 1.4918e-07 |  | 4.570296045897013e+004 | 2.9353e-07 |  | 4.570296045897013e+004 | 2.5467e-07 |  | 45734.6503 | 4e-06 | 129.575 | 4e-06
4.573465031875520e+004 | 3.0853e-08 | 45734.6503 | 4.573465031875520e+004 | 1.4899e-07 |  | 4.573465031875520e+004 | 2.9315e-07 |  | 4.573465031875520e+004 | 2.5435e-07 |  | 45766.3622 | 4e-06 | 129.6478 | 4e-06
4.576636215189174e+004 | 3.0836e-08 | 45766.3622 | 4.576636215189174e+004 | 1.488e-07 |  | 4.576636215189174e+004 | 2.9278e-07 |  | 4.576636215189174e+004 | 2.5402e-07 |  | 45798.096 | 4e-06 | 129.7206 | 4e-06
4.579809597361578e+004 | 3.0818e-08 | 45798.096 | 4.579809597361578e+004 | 1.4861e-07 |  | 4.579809597361578e+004 | 2.924e-07 |  | 4.579809597361578e+004 | 2.5369e-07 |  | 45829.8518 | 4e-06 | 129.7935 | 4e-06
4.582985179917395e+004 | 3.0801e-08 | 45829.8518 | 4.582985179917395e+004 | 1.4842e-07 |  | 4.582985179917395e+004 | 2.9202e-07 |  | 4.582985179917395e+004 | 2.5336e-07 |  | 45861.6296 | 4e-06 | 129.8665 | 4e-06
4.586162964382343e+004 | 3.0784e-08 | 45861.6296 | 4.586162964382343e+004 | 1.4823e-07 |  | 4.586162964382343e+004 | 2.9164e-07 |  | 4.586162964382343e+004 | 2.5304e-07 |  | 45893.4295 | 4e-06 | 129.9394 | 4e-06
4.589342952283197e+004 | 3.0766e-08 | 45893.4295 | 4.589342952283197e+004 | 1.4804e-07 |  | 4.589342952283197e+004 | 2.9126e-07 |  | 4.589342952283197e+004 | 2.5271e-07 |  | 45925.2515 | 4e-06 | 130.0123 | 4e-06
4.592525145147793e+004 | 3.0749e-08 | 45925.2515 | 4.592525145147793e+004 | 1.4786e-07 |  | 4.592525145147793e+004 | 2.9089e-07 |  | 4.592525145147793e+004 | 2.5238e-07 |  | 45957.0954 | 4e-06 | 130.0854 | 4e-06
4.595709544505025e+004 | 3.0732e-08 | 45957.0954 | 4.595709544505025e+004 | 1.4767e-07 |  | 4.595709544505025e+004 | 2.9051e-07 |  | 4.595709544505025e+004 | 2.5206e-07 |  | 45988.9615 | 4e-06 | 130.1583 | 4e-06
4.598896151884847e+004 | 3.0715e-08 | 45988.9615 | 4.598896151884847e+004 | 1.4748e-07 |  | 4.598896151884847e+004 | 2.9014e-07 |  | 4.598896151884847e+004 | 2.5173e-07 |  | 46020.8497 | 4e-06 | 130.2314 | 4e-06
4.602084968818274e+004 | 3.0697e-08 | 46020.8497 | 4.602084968818274e+004 | 1.4729e-07 |  | 4.602084968818274e+004 | 2.8976e-07 |  | 4.602084968818274e+004 | 2.5141e-07 |  | 46052.76 | 4e-06 | 130.3045 | 4e-06
4.605275996837384e+004 | 3.068e-08 | 46052.76 | 4.605275996837384e+004 | 1.4711e-07 |  | 4.605275996837384e+004 | 2.8939e-07 |  | 4.605275996837384e+004 | 2.5108e-07 |  | 46084.6924 | 4e-06 | 130.3776 | 4e-06
4.608469237475314e+004 | 3.0663e-08 | 46084.6924 | 4.608469237475314e+004 | 1.4692e-07 |  | 4.608469237475314e+004 | 2.8901e-07 |  | 4.608469237475314e+004 | 2.5076e-07 |  | 46116.6469 | 4e-06 | 130.4507 | 4e-06
4.611664692266268e+004 | 3.0646e-08 | 46116.6469 | 4.611664692266268e+004 | 1.4673e-07 |  | 4.611664692266268e+004 | 2.8864e-07 |  | 4.611664692266268e+004 | 2.5044e-07 |  | 46148.6236 | 4e-06 | 130.5239 | 4e-06
4.614862362745511e+004 | 3.0629e-08 | 46148.6236 | 4.614862362745511e+004 | 1.4655e-07 |  | 4.614862362745511e+004 | 2.8826e-07 |  | 4.614862362745511e+004 | 2.5011e-07 |  | 46180.6225 | 4e-06 | 130.597 | 4e-06
4.618062250449374e+004 | 3.0612e-08 | 46180.6225 | 4.618062250449374e+004 | 1.4636e-07 |  | 4.618062250449374e+004 | 2.8789e-07 |  | 4.618062250449374e+004 | 2.4979e-07 |  | 46212.6436 | 4e-06 | 130.6702 | 4e-06
4.621264356915253e+004 | 3.0594e-08 | 46212.6436 | 4.621264356915253e+004 | 1.4618e-07 |  | 4.621264356915253e+004 | 2.8752e-07 |  | 4.621264356915253e+004 | 2.4947e-07 |  | 46244.6868 | 4e-06 | 130.7435 | 4e-06
4.624468683681609e+004 | 3.0577e-08 | 46244.6868 | 4.624468683681609e+004 | 1.4599e-07 |  | 4.624468683681609e+004 | 2.8715e-07 |  | 4.624468683681609e+004 | 2.4914e-07 |  | 46276.7523 | 4e-06 | 130.8167 | 4e-06
4.627675232287970e+004 | 3.056e-08 | 46276.7523 | 4.627675232287970e+004 | 1.458e-07 |  | 4.627675232287970e+004 | 2.8678e-07 |  | 4.627675232287970e+004 | 2.4882e-07 |  | 46308.84 | 4e-06 | 130.89 | 4e-06
4.630884004274933e+004 | 3.0543e-08 | 46308.84 | 4.630884004274933e+004 | 1.4562e-07 |  | 4.630884004274933e+004 | 2.864e-07 |  | 4.630884004274933e+004 | 2.485e-07 |  | 46340.95 | 4e-06 | 130.9634 | 4e-06
4.634095001184163e+004 | 3.0526e-08 | 46340.95 | 4.634095001184163e+004 | 1.4543e-07 |  | 4.634095001184163e+004 | 2.8603e-07 |  | 4.634095001184163e+004 | 2.4818e-07 |  | 46373.0822 | 4e-06 | 131.0367 | 4e-06
4.637308224558392e+004 | 3.0509e-08 | 46373.0822 | 4.637308224558392e+004 | 1.4525e-07 |  | 4.637308224558392e+004 | 2.8566e-07 |  | 4.637308224558392e+004 | 2.4786e-07 |  | 46405.2368 | 4e-06 | 131.1101 | 4e-06
4.640523675941422e+004 | 3.0492e-08 | 46405.2368 | 4.640523675941422e+004 | 1.4507e-07 |  | 4.640523675941422e+004 | 2.8529e-07 |  | 4.640523675941422e+004 | 2.4754e-07 |  | 46437.4136 | 4e-06 | 131.1835 | 4e-06
4.643741356878129e+004 | 3.0475e-08 | 46437.4136 | 4.643741356878129e+004 | 1.4488e-07 |  | 4.643741356878129e+004 | 2.8492e-07 |  | 4.643741356878129e+004 | 2.4722e-07 |  | 46469.6127 | 4e-06 | 131.2569 | 4e-06
4.646961268914455e+004 | 3.0458e-08 | 46469.6127 | 4.646961268914455e+004 | 1.447e-07 |  | 4.646961268914455e+004 | 2.8456e-07 |  | 4.646961268914455e+004 | 2.469e-07 |  | 46501.8341 | 4e-06 | 131.3303 | 4e-06
4.650183413597418e+004 | 3.0441e-08 | 46501.8341 | 4.650183413597418e+004 | 1.4451e-07 |  | 4.650183413597418e+004 | 2.8419e-07 |  | 4.650183413597418e+004 | 2.4658e-07 |  | 46534.0779 | 4e-06 | 131.4038 | 4e-06
4.653407792475107e+004 | 3.0424e-08 | 46534.0779 | 4.653407792475107e+004 | 1.4433e-07 |  | 4.653407792475107e+004 | 2.8382e-07 |  | 4.653407792475107e+004 | 2.4626e-07 |  | 46566.3441 | 4e-06 | 131.4773 | 4e-06
4.656634407096684e+004 | 3.0407e-08 | 46566.3441 | 4.656634407096684e+004 | 1.4415e-07 |  | 4.656634407096684e+004 | 2.8345e-07 |  | 4.656634407096684e+004 | 2.4595e-07 |  | 46598.6326 | 4e-06 | 131.5508 | 4e-06
4.659863259012387e+004 | 3.039e-08 | 46598.6326 | 4.659863259012387e+004 | 1.4396e-07 |  | 4.659863259012387e+004 | 2.8309e-07 |  | 4.659863259012387e+004 | 2.4563e-07 |  | 46630.9435 | 4e-06 | 131.6244 | 4e-06
4.663094349773526e+004 | 3.0373e-08 | 46630.9435 | 4.663094349773526e+004 | 1.4378e-07 |  | 4.663094349773526e+004 | 2.8272e-07 |  | 4.663094349773526e+004 | 2.4531e-07 |  | 46663.2768 | 4e-06 | 131.698 | 4e-06
4.666327680932490e+004 | 3.0356e-08 | 46663.2768 | 4.666327680932490e+004 | 1.436e-07 |  | 4.666327680932490e+004 | 2.8235e-07 |  | 4.666327680932490e+004 | 2.4499e-07 |  | 46695.6325 | 4e-06 | 131.7716 | 4e-06
4.669563254042741e+004 | 3.0339e-08 | 46695.6325 | 4.669563254042741e+004 | 1.4342e-07 |  | 4.669563254042741e+004 | 2.8199e-07 |  | 4.669563254042741e+004 | 2.4468e-07 |  | 46728.0107 | 4e-06 | 131.8452 | 4e-06
4.672801070658822e+004 | 3.0322e-08 | 46728.0107 | 4.672801070658822e+004 | 1.4323e-07 |  | 4.672801070658822e+004 | 2.8162e-07 |  | 4.672801070658822e+004 | 2.4436e-07 |  | 46760.4113 | 4e-06 | 131.9189 | 4e-06
4.676041132336350e+004 | 3.0305e-08 | 46760.4113 | 4.676041132336350e+004 | 1.4305e-07 |  | 4.676041132336350e+004 | 2.8126e-07 |  | 4.676041132336350e+004 | 2.4405e-07 |  | 46792.8344 | 4e-06 | 131.9926 | 4e-06
4.679283440632023e+004 | 3.0288e-08 | 46792.8344 | 4.679283440632023e+004 | 1.4287e-07 |  | 4.679283440632023e+004 | 2.8089e-07 |  | 4.679283440632023e+004 | 2.4373e-07 |  | 46825.28 | 4e-06 | 132.0663 | 4e-06
4.682527997103619e+004 | 3.0271e-08 | 46825.28 | 4.682527997103619e+004 | 1.4269e-07 |  | 4.682527997103619e+004 | 2.8053e-07 |  | 4.682527997103619e+004 | 2.4342e-07 |  | 46857.748 | 4e-06 | 132.1401 | 4e-06
4.685774803309993e+004 | 3.0254e-08 | 46857.748 | 4.685774803309993e+004 | 1.4251e-07 |  | 4.685774803309993e+004 | 2.8017e-07 |  | 4.685774803309993e+004 | 2.431e-07 |  | 46890.2386 | 4e-06 | 132.2139 | 4e-06
4.689023860811084e+004 | 3.0237e-08 | 46890.2386 | 4.689023860811084e+004 | 1.4233e-07 |  | 4.689023860811084e+004 | 2.798e-07 |  | 4.689023860811084e+004 | 2.4279e-07 |  | 46922.7517 | 4e-06 | 132.2877 | 4e-06
4.692275171167912e+004 | 3.022e-08 | 46922.7517 | 4.692275171167912e+004 | 1.4215e-07 |  | 4.692275171167912e+004 | 2.7944e-07 |  | 4.692275171167912e+004 | 2.4247e-07 |  | 46955.2874 | 4e-06 | 132.3615 | 4e-06
4.695528735942578e+004 | 3.0204e-08 | 46955.2874 | 4.695528735942578e+004 | 1.4197e-07 |  | 4.695528735942578e+004 | 2.7908e-07 |  | 4.695528735942578e+004 | 2.4216e-07 |  | 46987.8456 | 4e-06 | 132.4353 | 4e-06
4.698784556698268e+004 | 3.0187e-08 | 46987.8456 | 4.698784556698268e+004 | 1.4179e-07 |  | 4.698784556698268e+004 | 2.7872e-07 |  | 4.698784556698268e+004 | 2.4185e-07 |  | 47020.4263 | 4e-06 | 132.5092 | 4e-06
4.702042634999250e+004 | 3.017e-08 | 47020.4263 | 4.702042634999250e+004 | 1.4161e-07 |  | 4.702042634999250e+004 | 2.7836e-07 |  | 4.702042634999250e+004 | 2.4154e-07 |  | 47053.0297 | 4e-06 | 132.5831 | 4e-06
4.705302972410878e+004 | 3.0153e-08 | 47053.0297 | 4.705302972410878e+004 | 1.4143e-07 |  | 4.705302972410878e+004 | 2.78e-07 |  | 4.705302972410878e+004 | 2.4122e-07 |  | 47085.6557 | 4e-06 | 132.6571 | 4e-06
4.708565570499592e+004 | 3.0136e-08 | 47085.6557 | 4.708565570499592e+004 | 1.4125e-07 |  | 4.708565570499592e+004 | 2.7764e-07 |  | 4.708565570499592e+004 | 2.4091e-07 |  | 47118.3043 | 4e-06 | 132.731 | 4e-06
4.711830430832915e+004 | 3.0119e-08 | 47118.3043 | 4.711830430832915e+004 | 1.4107e-07 |  | 4.711830430832915e+004 | 2.7728e-07 |  | 4.711830430832915e+004 | 2.406e-07 |  | 47150.9755 | 4e-06 | 132.805 | 4e-06
4.715097554979460e+004 | 3.0103e-08 | 47150.9755 | 4.715097554979460e+004 | 1.4089e-07 |  | 4.715097554979460e+004 | 2.7692e-07 |  | 4.715097554979460e+004 | 2.4029e-07 |  | 47183.6694 | 4e-06 | 132.879 | 4e-06
4.718366944508928e+004 | 3.0086e-08 | 47183.6694 | 4.718366944508928e+004 | 1.4071e-07 |  | 4.718366944508928e+004 | 2.7656e-07 |  | 4.718366944508928e+004 | 2.3998e-07 |  | 47216.386 | 4e-06 | 132.9531 | 4e-06
4.721638600992105e+004 | 3.0069e-08 | 47216.386 | 4.721638600992105e+004 | 1.4053e-07 |  | 4.721638600992105e+004 | 2.762e-07 |  | 4.721638600992105e+004 | 2.3967e-07 |  | 47249.1253 | 4e-06 | 133.0272 | 4e-06
4.724912526000870e+004 | 3.0052e-08 | 47249.1253 | 4.724912526000870e+004 | 1.4035e-07 |  | 4.724912526000870e+004 | 2.7584e-07 |  | 4.724912526000870e+004 | 2.3936e-07 |  | 47281.8872 | 4e-06 | 133.1013 | 4e-06
4.728188721108189e+004 | 3.0036e-08 | 47281.8872 | 4.728188721108189e+004 | 1.4017e-07 |  | 4.728188721108189e+004 | 2.7549e-07 |  | 4.728188721108189e+004 | 2.3905e-07 |  | 47314.6719 | 4e-06 | 133.1754 | 4e-06
4.731467187888120e+004 | 3.0019e-08 | 47314.6719 | 4.731467187888120e+004 | 1.3999e-07 |  | 4.731467187888120e+004 | 2.7513e-07 |  | 4.731467187888120e+004 | 2.3874e-07 |  | 47347.4793 | 4e-06 | 133.2495 | 4e-06
4.734747927915814e+004 | 3.0002e-08 | 47347.4793 | 4.734747927915814e+004 | 1.3982e-07 |  | 4.734747927915814e+004 | 2.7477e-07 |  | 4.734747927915814e+004 | 2.3843e-07 |  | 47380.3094 | 4e-06 | 133.3237 | 4e-06
4.738030942767510e+004 | 2.9986e-08 | 47380.3094 | 4.738030942767510e+004 | 1.3964e-07 |  | 4.738030942767510e+004 | 2.7442e-07 |  | 4.738030942767510e+004 | 2.3812e-07 |  | 47413.1623 | 4e-06 | 133.3979 | 4e-06
4.741316234020544e+004 | 2.9969e-08 | 47413.1623 | 4.741316234020544e+004 | 1.3946e-07 |  | 4.741316234020544e+004 | 2.7406e-07 |  | 4.741316234020544e+004 | 2.3782e-07 |  | 47446.038 | 4e-06 | 133.4721 | 4e-06
4.744603803253344e+004 | 2.9952e-08 | 47446.038 | 4.744603803253344e+004 | 1.3928e-07 |  | 4.744603803253344e+004 | 2.7371e-07 |  | 4.744603803253344e+004 | 2.3751e-07 |  | 47478.9365 | 4e-06 | 133.5464 | 4e-06
4.747893652045432e+004 | 2.9936e-08 | 47478.9365 | 4.747893652045432e+004 | 1.3911e-07 |  | 4.747893652045432e+004 | 2.7335e-07 |  | 4.747893652045432e+004 | 2.372e-07 |  | 47511.8578 | 4e-06 | 133.6206 | 4e-06
4.751185781977427e+004 | 2.9919e-08 | 47511.8578 | 4.751185781977427e+004 | 1.3893e-07 |  | 4.751185781977427e+004 | 2.73e-07 |  | 4.751185781977427e+004 | 2.3689e-07 |  | 47544.8019 | 4e-06 | 133.695 | 4e-06
4.754480194631041e+004 | 2.9902e-08 | 47544.8019 | 4.754480194631041e+004 | 1.3875e-07 |  | 4.754480194631041e+004 | 2.7264e-07 |  | 4.754480194631041e+004 | 2.3659e-07 |  | 47577.7689 | 4e-06 | 133.7693 | 4e-06
4.757776891589086e+004 | 2.9886e-08 | 47577.7689 | 4.757776891589086e+004 | 1.3858e-07 |  | 4.757776891589086e+004 | 2.7229e-07 |  | 4.757776891589086e+004 | 2.3628e-07 |  | 47610.7587 | 4e-06 | 133.8437 | 4e-06
4.761075874435470e+004 | 2.9869e-08 | 47610.7587 | 4.761075874435470e+004 | 1.384e-07 |  | 4.761075874435470e+004 | 2.7194e-07 |  | 4.761075874435470e+004 | 2.3598e-07 |  | 47643.7714 | 4e-06 | 133.918 | 4e-06
4.764377144755199e+004 | 2.9853e-08 | 47643.7714 | 4.764377144755199e+004 | 1.3823e-07 |  | 4.764377144755199e+004 | 2.7158e-07 |  | 4.764377144755199e+004 | 2.3567e-07 |  | 47676.807 | 4e-06 | 133.9924 | 4e-06
4.767680704134377e+004 | 2.9836e-08 | 47676.807 | 4.767680704134377e+004 | 1.3805e-07 |  | 4.767680704134377e+004 | 2.7123e-07 |  | 4.767680704134377e+004 | 2.3537e-07 |  | 47709.8655 | 4e-06 | 134.0668 | 4e-06
4.770986554160212e+004 | 2.9819e-08 | 47709.8655 | 4.770986554160212e+004 | 1.3788e-07 |  | 4.770986554160212e+004 | 2.7088e-07 |  | 4.770986554160212e+004 | 2.3506e-07 |  | 47742.947 | 4e-06 | 134.1413 | 4e-06
4.774294696421007e+004 | 2.9803e-08 | 47742.947 | 4.774294696421007e+004 | 1.377e-07 |  | 4.774294696421007e+004 | 2.7053e-07 |  | 4.774294696421007e+004 | 2.3476e-07 |  | 47776.0513 | 4e-06 | 134.2158 | 4e-06
4.777605132506171e+004 | 2.9786e-08 | 47776.0513 | 4.777605132506171e+004 | 1.3753e-07 |  | 4.777605132506171e+004 | 2.7018e-07 |  | 4.777605132506171e+004 | 2.3445e-07 |  | 47809.1786 | 4e-06 | 134.2904 | 4e-06
4.780917864006211e+004 | 2.977e-08 | 47809.1786 | 4.780917864006211e+004 | 1.3735e-07 |  | 4.780917864006211e+004 | 2.6983e-07 |  | 4.780917864006211e+004 | 2.3415e-07 |  | 47842.3289 | 4e-06 | 134.3649 | 4e-06
4.784232892512741e+004 | 2.9753e-08 | 47842.3289 | 4.784232892512741e+004 | 1.3718e-07 |  | 4.784232892512741e+004 | 2.6948e-07 |  | 4.784232892512741e+004 | 2.3385e-07 |  | 47875.5022 | 4e-06 | 134.4394 | 4e-06
4.787550219618475e+004 | 2.9737e-08 | 47875.5022 | 4.787550219618475e+004 | 1.37e-07 |  | 4.787550219618475e+004 | 2.6913e-07 |  | 4.787550219618475e+004 | 2.3355e-07 |  | 47908.6985 | 4e-06 | 134.514 | 4e-06
4.790869846917234e+004 | 2.972e-08 | 47908.6985 | 4.790869846917234e+004 | 1.3683e-07 |  | 4.790869846917234e+004 | 2.6878e-07 |  | 4.790869846917234e+004 | 2.3324e-07 |  | 47941.9178 | 4e-06 | 134.5886 | 4e-06
4.794191776003943e+004 | 2.9704e-08 | 47941.9178 | 4.794191776003943e+004 | 1.3665e-07 |  | 4.794191776003943e+004 | 2.6843e-07 |  | 4.794191776003943e+004 | 2.3294e-07 |  | 47975.1601 | 4e-06 | 134.6633 | 4e-06
4.797516008474631e+004 | 2.9687e-08 | 47975.1601 | 4.797516008474631e+004 | 1.3648e-07 |  | 4.797516008474631e+004 | 2.6808e-07 |  | 4.797516008474631e+004 | 2.3264e-07 |  | 48008.4255 | 4e-06 | 134.738 | 4e-06
4.800842545926437e+004 | 2.9671e-08 | 48008.4255 | 4.800842545926437e+004 | 1.3631e-07 |  | 4.800842545926437e+004 | 2.6774e-07 |  | 4.800842545926437e+004 | 2.3234e-07 |  | 48041.7139 | 4e-06 | 134.8127 | 4e-06
4.804171389957605e+004 | 2.9654e-08 | 48041.7139 | 4.804171389957605e+004 | 1.3613e-07 |  | 4.804171389957605e+004 | 2.6739e-07 |  | 4.804171389957605e+004 | 2.3204e-07 |  | 48075.0254 | 4e-06 | 134.8874 | 4e-06
4.807502542167491e+004 | 2.9638e-08 | 48075.0254 | 4.807502542167491e+004 | 1.3596e-07 |  | 4.807502542167491e+004 | 2.6704e-07 |  | 4.807502542167491e+004 | 2.3174e-07 |  | 48108.36 | 4e-06 | 134.9621 | 4e-06
4.810836004156555e+004 | 2.9622e-08 | 48108.36 | 4.810836004156555e+004 | 1.3579e-07 |  | 4.810836004156555e+004 | 2.667e-07 |  | 4.810836004156555e+004 | 2.3144e-07 |  | 48141.7178 | 4e-06 | 135.0369 | 4e-06
4.814171777526368e+004 | 2.9605e-08 | 48141.7178 | 4.814171777526368e+004 | 1.3562e-07 |  | 4.814171777526368e+004 | 2.6635e-07 |  | 4.814171777526368e+004 | 2.3114e-07 |  | 48175.0986 | 4e-06 | 135.1117 | 4e-06
4.817509863879615e+004 | 2.9589e-08 | 48175.0986 | 4.817509863879615e+004 | 1.3544e-07 |  | 4.817509863879615e+004 | 2.6601e-07 |  | 4.817509863879615e+004 | 2.3084e-07 |  | 48208.5026 | 4e-06 | 135.1865 | 4e-06
4.820850264820087e+004 | 2.9572e-08 | 48208.5026 | 4.820850264820087e+004 | 1.3527e-07 |  | 4.820850264820087e+004 | 2.6566e-07 |  | 4.820850264820087e+004 | 2.3054e-07 |  | 48241.9298 | 4e-06 | 135.2614 | 4e-06
4.824192981952692e+004 | 2.9556e-08 | 48241.9298 | 4.824192981952692e+004 | 1.351e-07 |  | 4.824192981952692e+004 | 2.6532e-07 |  | 4.824192981952692e+004 | 2.3024e-07 |  | 48275.3802 | 4e-06 | 135.3363 | 4e-06
4.827538016883448e+004 | 2.954e-08 | 48275.3802 | 4.827538016883448e+004 | 1.3493e-07 |  | 4.827538016883448e+004 | 2.6497e-07 |  | 4.827538016883448e+004 | 2.2995e-07 |  | 48308.8537 | 4e-06 | 135.4111 | 4e-06
4.830885371219485e+004 | 2.9523e-08 | 48308.8537 | 4.830885371219485e+004 | 1.3476e-07 |  | 4.830885371219485e+004 | 2.6463e-07 |  | 4.830885371219485e+004 | 2.2965e-07 |  | 48342.3505 | 4e-06 | 135.4861 | 4e-06
4.834235046569054e+004 | 2.9507e-08 | 48342.3505 | 4.834235046569054e+004 | 1.3459e-07 |  | 4.834235046569054e+004 | 2.6428e-07 |  | 4.834235046569054e+004 | 2.2935e-07 |  | 48375.8704 | 4e-06 | 135.5611 | 4e-06
4.837587044541512e+004 | 2.9491e-08 | 48375.8704 | 4.837587044541512e+004 | 1.3441e-07 |  | 4.837587044541512e+004 | 2.6394e-07 |  | 4.837587044541512e+004 | 2.2905e-07 |  | 48409.4137 | 4e-06 | 135.636 | 4e-06
4.840941366747340e+004 | 2.9474e-08 | 48409.4137 | 4.840941366747340e+004 | 1.3424e-07 |  | 4.840941366747340e+004 | 2.636e-07 |  | 4.840941366747340e+004 | 2.2876e-07 |  | 48442.9801 | 4e-06 | 135.7111 | 4e-06
4.844298014798130e+004 | 2.9458e-08 | 48442.9801 | 4.844298014798130e+004 | 1.3407e-07 |  | 4.844298014798130e+004 | 2.6326e-07 |  | 4.844298014798130e+004 | 2.2846e-07 |  | 48476.5699 | 4e-06 | 135.7861 | 4e-06
4.847656990306596e+004 | 2.9442e-08 | 48476.5699 | 4.847656990306596e+004 | 1.339e-07 |  | 4.847656990306596e+004 | 2.6292e-07 |  | 4.847656990306596e+004 | 2.2817e-07 |  | 48510.1829 | 4e-06 | 135.8611 | 4e-06
4.851018294886566e+004 | 2.9426e-08 | 48510.1829 | 4.851018294886566e+004 | 1.3373e-07 |  | 4.851018294886566e+004 | 2.6257e-07 |  | 4.851018294886566e+004 | 2.2787e-07 |  | 48543.8193 | 4e-06 | 135.9362 | 4e-06
4.854381930152989e+004 | 2.9409e-08 | 48543.8193 | 4.854381930152989e+004 | 1.3356e-07 |  | 4.854381930152989e+004 | 2.6223e-07 |  | 4.854381930152989e+004 | 2.2758e-07 |  | 48577.479 | 4e-06 | 136.0113 | 4e-06
4.857747897721935e+004 | 2.9393e-08 | 48577.479 | 4.857747897721935e+004 | 1.3339e-07 |  | 4.857747897721935e+004 | 2.6189e-07 |  | 4.857747897721935e+004 | 2.2728e-07 |  | 48611.162 | 4e-06 | 136.0865 | 4e-06
4.861116199210593e+004 | 2.9377e-08 | 48611.162 | 4.861116199210593e+004 | 1.3322e-07 |  | 4.861116199210593e+004 | 2.6155e-07 |  | 4.861116199210593e+004 | 2.2699e-07 |  | 48644.8684 | 4e-06 | 136.1616 | 4e-06
4.864486836237273e+004 | 2.9361e-08 | 48644.8684 | 4.864486836237273e+004 | 1.3305e-07 |  | 4.864486836237273e+004 | 2.6121e-07 |  | 4.864486836237273e+004 | 2.2669e-07 |  | 48678.5981 | 4e-06 | 136.2368 | 4e-06
4.867859810421409e+004 | 2.9344e-08 | 48678.5981 | 4.867859810421409e+004 | 1.3289e-07 |  | 4.867859810421409e+004 | 2.6088e-07 |  | 4.867859810421409e+004 | 2.264e-07 |  | 48712.3512 | 4e-06 | 136.3121 | 4e-06
4.871235123383555e+004 | 2.9328e-08 | 48712.3512 | 4.871235123383555e+004 | 1.3272e-07 |  | 4.871235123383555e+004 | 2.6054e-07 |  | 4.871235123383555e+004 | 2.2611e-07 |  | 48746.1278 | 4e-06 | 136.3873 | 4e-06
4.874612776745392e+004 | 2.9312e-08 | 48746.1278 | 4.874612776745392e+004 | 1.3255e-07 |  | 4.874612776745392e+004 | 2.602e-07 |  | 4.874612776745392e+004 | 2.2581e-07 |  | 48779.9277 | 4e-06 | 136.4625 | 4e-06
4.877992772129722e+004 | 2.9296e-08 | 48779.9277 | 4.877992772129722e+004 | 1.3238e-07 |  | 4.877992772129722e+004 | 2.5986e-07 |  | 4.877992772129722e+004 | 2.2552e-07 |  | 48813.7511 | 4e-06 | 136.5378 | 4e-06
4.881375111160476e+004 | 2.928e-08 | 48813.7511 | 4.881375111160476e+004 | 1.3221e-07 |  | 4.881375111160476e+004 | 2.5952e-07 |  | 4.881375111160476e+004 | 2.2523e-07 |  | 48847.598 | 4e-06 | 136.6131 | 4e-06
4.884759795462708e+004 | 2.9264e-08 | 48847.598 | 4.884759795462708e+004 | 1.3204e-07 |  | 4.884759795462708e+004 | 2.5919e-07 |  | 4.884759795462708e+004 | 2.2494e-07 |  | 48881.4683 | 4e-06 | 136.6885 | 4e-06
4.888146826662600e+004 | 2.9248e-08 | 48881.4683 | 4.888146826662600e+004 | 1.3188e-07 |  | 4.888146826662600e+004 | 2.5885e-07 |  | 4.888146826662600e+004 | 2.2465e-07 |  | 48915.3621 | 4e-06 | 136.7638 | 4e-06
4.891536206387461e+004 | 2.9231e-08 | 48915.3621 | 4.891536206387461e+004 | 1.3171e-07 |  | 4.891536206387461e+004 | 2.5851e-07 |  | 4.891536206387461e+004 | 2.2436e-07 |  | 48949.2794 | 4e-06 | 136.8392 | 4e-06
4.894927936265729e+004 | 2.9215e-08 | 48949.2794 | 4.894927936265729e+004 | 1.3154e-07 |  | 4.894927936265729e+004 | 2.5818e-07 |  | 4.894927936265729e+004 | 2.2407e-07 |  | 48983.2202 | 4e-06 | 136.9147 | 4e-06
4.898322017926972e+004 | 2.9199e-08 | 48983.2202 | 4.898322017926972e+004 | 1.3137e-07 |  | 4.898322017926972e+004 | 2.5784e-07 |  | 4.898322017926972e+004 | 2.2378e-07 |  | 49017.1845 | 4e-06 | 136.9901 | 4e-06
4.901718453001884e+004 | 2.9183e-08 | 49017.1845 | 4.901718453001884e+004 | 1.3121e-07 |  | 4.901718453001884e+004 | 2.5751e-07 |  | 4.901718453001884e+004 | 2.2349e-07 |  | 49051.1724 | 4e-06 | 137.0655 | 4e-06
4.905117243122296e+004 | 2.9167e-08 | 49051.1724 | 4.905117243122296e+004 | 1.3104e-07 |  | 4.905117243122296e+004 | 2.5718e-07 |  | 4.905117243122296e+004 | 2.232e-07 |  | 49085.1839 | 4e-06 | 137.141 | 4e-06
4.908518389921165e+004 | 2.9151e-08 | 49085.1839 | 4.908518389921165e+004 | 1.3087e-07 |  | 4.908518389921165e+004 | 2.5684e-07 |  | 4.908518389921165e+004 | 2.2291e-07 |  | 49119.219 | 4e-06 | 137.2166 | 4e-06
4.911921895032583e+004 | 2.9135e-08 | 49119.219 | 4.911921895032583e+004 | 1.3071e-07 |  | 4.911921895032583e+004 | 2.5651e-07 |  | 4.911921895032583e+004 | 2.2262e-07 |  | 49153.2776 | 4e-06 | 137.2921 | 4e-06
4.915327760091774e+004 | 2.9119e-08 | 49153.2776 | 4.915327760091774e+004 | 1.3054e-07 |  | 4.915327760091774e+004 | 2.5617e-07 |  | 4.915327760091774e+004 | 2.2233e-07 |  | 49187.3599 | 4e-06 | 137.3676 | 4e-06
4.918735986735096e+004 | 2.9103e-08 | 49187.3599 | 4.918735986735096e+004 | 1.3038e-07 |  | 4.918735986735096e+004 | 2.5584e-07 |  | 4.918735986735096e+004 | 2.2204e-07 |  | 49221.4658 | 4e-06 | 137.4433 | 4e-06
4.922146576600042e+004 | 2.9087e-08 | 49221.4658 | 4.922146576600042e+004 | 1.3021e-07 |  | 4.922146576600042e+004 | 2.5551e-07 |  | 4.922146576600042e+004 | 2.2175e-07 |  | 49255.5953 | 4e-06 | 137.5188 | 4e-06
4.925559531325241e+004 | 2.9071e-08 | 49255.5953 | 4.925559531325241e+004 | 1.3004e-07 |  | 4.925559531325241e+004 | 2.5518e-07 |  | 4.925559531325241e+004 | 2.2147e-07 |  | 49289.7485 | 4e-06 | 137.5945 | 4e-06
4.928974852550457e+004 | 2.9055e-08 | 49289.7485 | 4.928974852550457e+004 | 1.2988e-07 |  | 4.928974852550457e+004 | 2.5485e-07 |  | 4.928974852550457e+004 | 2.2118e-07 |  | 49323.9254 | 4e-06 | 137.6701 | 4e-06
4.932392541916591e+004 | 2.9039e-08 | 49323.9254 | 4.932392541916591e+004 | 1.2971e-07 |  | 4.932392541916591e+004 | 2.5452e-07 |  | 4.932392541916591e+004 | 2.2089e-07 |  | 49358.126 | 4e-06 | 137.7459 | 4e-06
4.935812601065682e+004 | 2.9023e-08 | 49358.126 | 4.935812601065682e+004 | 1.2955e-07 |  | 4.935812601065682e+004 | 2.5419e-07 |  | 4.935812601065682e+004 | 2.2061e-07 |  | 49392.3503 | 4e-06 | 137.8216 | 4e-06
4.939235031640908e+004 | 2.9007e-08 | 49392.3503 | 4.939235031640908e+004 | 1.2939e-07 |  | 4.939235031640908e+004 | 2.5386e-07 |  | 4.939235031640908e+004 | 2.2032e-07 |  | 49426.5984 | 4e-06 | 137.8973 | 4e-06
4.942659835286587e+004 | 2.8991e-08 | 49426.5984 | 4.942659835286587e+004 | 1.2922e-07 |  | 4.942659835286587e+004 | 2.5353e-07 |  | 4.942659835286587e+004 | 2.2004e-07 |  | 49460.8701 | 4e-06 | 137.9731 | 4e-06
4.946087013648175e+004 | 2.8975e-08 | 49460.8701 | 4.946087013648175e+004 | 1.2906e-07 |  | 4.946087013648175e+004 | 2.532e-07 |  | 4.946087013648175e+004 | 2.1975e-07 |  | 49495.1657 | 4e-06 | 138.0489 | 4e-06
4.949516568372272e+004 | 2.8959e-08 | 49495.1657 | 4.949516568372272e+004 | 1.2889e-07 |  | 4.949516568372272e+004 | 2.5287e-07 |  | 4.949516568372272e+004 | 2.1947e-07 |  | 49529.485 | 4e-06 | 138.1247 | 4e-06
4.952948501106617e+004 | 2.8943e-08 | 49529.485 | 4.952948501106617e+004 | 1.2873e-07 |  | 4.952948501106617e+004 | 2.5254e-07 |  | 4.952948501106617e+004 | 2.1918e-07 |  | 49563.8281 | 4e-06 | 138.2005 | 4e-06
4.956382813500091e+004 | 2.8928e-08 | 49563.8281 | 4.956382813500091e+004 | 1.2857e-07 |  | 4.956382813500091e+004 | 2.5221e-07 |  | 4.956382813500091e+004 | 2.189e-07 |  | 49598.1951 | 4e-06 | 138.2764 | 4e-06
4.959819507202722e+004 | 2.8912e-08 | 49598.1951 | 4.959819507202722e+004 | 1.284e-07 |  | 4.959819507202722e+004 | 2.5188e-07 |  | 4.959819507202722e+004 | 2.1862e-07 |  | 49632.5858 | 4e-06 | 138.3523 | 4e-06
4.963258583865679e+004 | 2.8896e-08 | 49632.5858 | 4.963258583865679e+004 | 1.2824e-07 |  | 4.963258583865679e+004 | 2.5156e-07 |  | 4.963258583865679e+004 | 2.1833e-07 |  | 49667.0005 | 4e-06 | 138.4282 | 4e-06
4.966700045141278e+004 | 2.888e-08 | 49667.0005 | 4.966700045141278e+004 | 1.2808e-07 |  | 4.966700045141278e+004 | 2.5123e-07 |  | 4.966700045141278e+004 | 2.1805e-07 |  | 49701.4389 | 4e-06 | 138.5041 | 4e-06
4.970143892682978e+004 | 2.8864e-08 | 49701.4389 | 4.970143892682978e+004 | 1.2791e-07 |  | 4.970143892682978e+004 | 2.509e-07 |  | 4.970143892682978e+004 | 2.1777e-07 |  | 49735.9013 | 4e-06 | 138.5801 | 4e-06
4.973590128145385e+004 | 2.8848e-08 | 49735.9013 | 4.973590128145385e+004 | 1.2775e-07 |  | 4.973590128145385e+004 | 2.5058e-07 |  | 4.973590128145385e+004 | 2.1748e-07 |  | 49770.3875 | 4e-06 | 138.6561 | 4e-06
4.977038753184256e+004 | 2.8833e-08 | 49770.3875 | 4.977038753184256e+004 | 1.2759e-07 |  | 4.977038753184256e+004 | 2.5025e-07 |  | 4.977038753184256e+004 | 2.172e-07 |  | 49804.8977 | 4e-06 | 138.7321 | 4e-06
4.980489769456492e+004 | 2.8817e-08 | 49804.8977 | 4.980489769456492e+004 | 1.2743e-07 |  | 4.980489769456492e+004 | 2.4993e-07 |  | 4.980489769456492e+004 | 2.1692e-07 |  | 49839.4318 | 4e-06 | 138.8082 | 4e-06
4.983943178620144e+004 | 2.8801e-08 | 49839.4318 | 4.983943178620144e+004 | 1.2726e-07 |  | 4.983943178620144e+004 | 2.496e-07 |  | 4.983943178620144e+004 | 2.1664e-07 |  | 49873.9898 | 4e-06 | 138.8842 | 4e-06
4.987398982334414e+004 | 2.8785e-08 | 49873.9898 | 4.987398982334414e+004 | 1.271e-07 |  | 4.987398982334414e+004 | 2.4928e-07 |  | 4.987398982334414e+004 | 2.1636e-07 |  | 49908.5718 | 4e-06 | 138.9603 | 4e-06
4.990857182259652e+004 | 2.8769e-08 | 49908.5718 | 4.990857182259652e+004 | 1.2694e-07 |  | 4.990857182259652e+004 | 2.4895e-07 |  | 4.990857182259652e+004 | 2.1608e-07 |  | 49943.1778 | 4e-06 | 139.0364 | 4e-06
4.994317780057361e+004 | 2.8754e-08 | 49943.1778 | 4.994317780057361e+004 | 1.2678e-07 |  | 4.994317780057361e+004 | 2.4863e-07 |  | 4.994317780057361e+004 | 2.158e-07 |  | 49977.8078 | 4e-06 | 139.1125 | 4e-06
4.997780777390197e+004 | 2.8738e-08 | 49977.8078 | 4.997780777390197e+004 | 1.2662e-07 |  | 4.997780777390197e+004 | 2.4831e-07 |  | 4.997780777390197e+004 | 2.1552e-07 |  | 50012.4618 | 4e-06 | 139.1887 | 4e-06
5.001246175921965e+004 | 2.8722e-08 | 50012.4618 | 5.001246175921965e+004 | 1.2646e-07 |  | 5.001246175921965e+004 | 2.4799e-07 |  | 5.001246175921965e+004 | 2.1524e-07 |  | 50047.1398 | 4e-06 | 139.2649 | 4e-06
5.004713977317629e+004 | 2.8707e-08 | 50047.1398 | 5.004713977317629e+004 | 1.263e-07 |  | 5.004713977317629e+004 | 2.4766e-07 |  | 5.004713977317629e+004 | 2.1496e-07 |  | 50081.8418 | 4e-06 | 139.3411 | 4e-06
5.008184183243303e+004 | 2.8691e-08 | 50081.8418 | 5.008184183243303e+004 | 1.2614e-07 |  | 5.008184183243303e+004 | 2.4734e-07 |  | 5.008184183243303e+004 | 2.1468e-07 |  | 50116.568 | 4e-06 | 139.4174 | 4e-06
5.011656795366259e+004 | 2.8675e-08 | 50116.568 | 5.011656795366259e+004 | 1.2598e-07 |  | 5.011656795366259e+004 | 2.4702e-07 |  | 5.011656795366259e+004 | 2.144e-07 |  | 50151.3182 | 4e-06 | 139.4936 | 4e-06
5.015131815354923e+004 | 2.8659e-08 | 50151.3182 | 5.015131815354923e+004 | 1.2582e-07 |  | 5.015131815354923e+004 | 2.467e-07 |  | 5.015131815354923e+004 | 2.1413e-07 |  | 50186.0924 | 4e-06 | 139.5699 | 4e-06
5.018609244878879e+004 | 2.8644e-08 | 50186.0924 | 5.018609244878879e+004 | 1.2566e-07 |  | 5.018609244878879e+004 | 2.4638e-07 |  | 5.018609244878879e+004 | 2.1385e-07 |  | 50220.8909 | 4e-06 | 139.6462 | 4e-06
5.022089085608869e+004 | 2.8628e-08 | 50220.8909 | 5.022089085608869e+004 | 1.255e-07 |  | 5.022089085608869e+004 | 2.4606e-07 |  | 5.022089085608869e+004 | 2.1357e-07 |  | 50255.7134 | 4e-06 | 139.7225 | 4e-06
5.025571339216793e+004 | 2.8613e-08 | 50255.7134 | 5.025571339216793e+004 | 1.2534e-07 |  | 5.025571339216793e+004 | 2.4574e-07 |  | 5.025571339216793e+004 | 2.1329e-07 |  | 50290.5601 | 4e-06 | 139.7989 | 4e-06
5.029056007375711e+004 | 2.8597e-08 | 50290.5601 | 5.029056007375711e+004 | 1.2518e-07 |  | 5.029056007375711e+004 | 2.4542e-07 |  | 5.029056007375711e+004 | 2.1302e-07 |  | 50325.4309 | 4e-06 | 139.8753 | 4e-06
5.032543091759841e+004 | 2.8581e-08 | 50325.4309 | 5.032543091759841e+004 | 1.2502e-07 |  | 5.032543091759841e+004 | 2.451e-07 |  | 5.032543091759841e+004 | 2.1274e-07 |  | 50360.3259 | 4e-06 | 139.9517 | 4e-06
5.036032594044564e+004 | 2.8566e-08 | 50360.3259 | 5.036032594044564e+004 | 1.2486e-07 |  | 5.036032594044564e+004 | 2.4478e-07 |  | 5.036032594044564e+004 | 2.1247e-07 |  | 50395.2452 | 4e-06 | 140.0281 | 4e-06
5.039524515906422e+004 | 2.855e-08 | 50395.2452 | 5.039524515906422e+004 | 1.247e-07 |  | 5.039524515906422e+004 | 2.4446e-07 |  | 5.039524515906422e+004 | 2.1219e-07 |  | 50430.1886 | 4e-06 | 140.1045 | 4e-06
5.043018859023119e+004 | 2.8535e-08 | 50430.1886 | 5.043018859023119e+004 | 1.2454e-07 |  | 5.043018859023119e+004 | 2.4414e-07 |  | 5.043018859023119e+004 | 2.1192e-07 |  | 50465.1563 | 4e-06 | 140.181 | 4e-06
5.046515625073524e+004 | 2.8519e-08 | 50465.1563 | 5.046515625073524e+004 | 1.2439e-07 |  | 5.046515625073524e+004 | 2.4383e-07 |  | 5.046515625073524e+004 | 2.1164e-07 |  | 50500.1482 | 4e-06 | 140.2575 | 4e-06
5.050014815737667e+004 | 2.8503e-08 | 50500.1482 | 5.050014815737667e+004 | 1.2423e-07 |  | 5.050014815737667e+004 | 2.4351e-07 |  | 5.050014815737667e+004 | 2.1137e-07 |  | 50535.1643 | 4e-06 | 140.3341 | 4e-06
5.053516432696746e+004 | 2.8488e-08 | 50535.1643 | 5.053516432696746e+004 | 1.2407e-07 |  | 5.053516432696746e+004 | 2.4319e-07 |  | 5.053516432696746e+004 | 2.1109e-07 |  | 50570.2048 | 4e-06 | 140.4106 | 4e-06
5.057020477633123e+004 | 2.8472e-08 | 50570.2048 | 5.057020477633123e+004 | 1.2391e-07 |  | 5.057020477633123e+004 | 2.4288e-07 |  | 5.057020477633123e+004 | 2.1082e-07 |  | 50605.2695 | 4e-06 | 140.4872 | 4e-06
5.060526952230327e+004 | 2.8457e-08 | 50605.2695 | 5.060526952230327e+004 | 1.2376e-07 |  | 5.060526952230327e+004 | 2.4256e-07 |  | 5.060526952230327e+004 | 2.1055e-07 |  | 50640.3586 | 4e-06 | 140.5638 | 4e-06
5.064035858173055e+004 | 2.8441e-08 | 50640.3586 | 5.064035858173055e+004 | 1.236e-07 |  | 5.064035858173055e+004 | 2.4225e-07 |  | 5.064035858173055e+004 | 2.1027e-07 |  | 50675.472 | 4e-06 | 140.6404 | 4e-06
5.067547197147171e+004 | 2.8426e-08 | 50675.472 | 5.067547197147171e+004 | 1.2344e-07 |  | 5.067547197147171e+004 | 2.4193e-07 |  | 5.067547197147171e+004 | 2.1e-07 |  | 50710.6097 | 4e-06 | 140.717 | 4e-06
5.071060970839709e+004 | 2.841e-08 | 50710.6097 | 5.071060970839709e+004 | 1.2328e-07 |  | 5.071060970839709e+004 | 2.4162e-07 |  | 5.071060970839709e+004 | 2.0973e-07 |  | 50745.7718 | 4e-06 | 140.7937 | 4e-06
5.074577180938871e+004 | 2.8395e-08 | 50745.7718 | 5.074577180938871e+004 | 1.2313e-07 |  | 5.074577180938871e+004 | 2.413e-07 |  | 5.074577180938871e+004 | 2.0946e-07 |  | 50780.9583 | 4e-06 | 140.8704 | 4e-06
5.078095829134031e+004 | 2.8379e-08 | 50780.9583 | 5.078095829134031e+004 | 1.2297e-07 |  | 5.078095829134031e+004 | 2.4099e-07 |  | 5.078095829134031e+004 | 2.0918e-07 |  | 50816.1692 | 4e-06 | 140.9472 | 4e-06
5.081616917115736e+004 | 2.8364e-08 | 50816.1692 | 5.081616917115736e+004 | 1.2282e-07 |  | 5.081616917115736e+004 | 2.4068e-07 |  | 5.081616917115736e+004 | 2.0891e-07 |  | 50851.4045 | 4e-06 | 141.0239 | 4e-06
5.085140446575702e+004 | 2.8349e-08 | 50851.4045 | 5.085140446575702e+004 | 1.2266e-07 |  | 5.085140446575702e+004 | 2.4036e-07 |  | 5.085140446575702e+004 | 2.0864e-07 |  | 50886.6642 | 4e-06 | 141.1006 | 4e-06
5.088666419206819e+004 | 2.8333e-08 | 50886.6642 | 5.088666419206819e+004 | 1.225e-07 |  | 5.088666419206819e+004 | 2.4005e-07 |  | 5.088666419206819e+004 | 2.0837e-07 |  | 50921.9484 | 4e-06 | 141.1775 | 4e-06
5.092194836703152e+004 | 2.8318e-08 | 50921.9484 | 5.092194836703152e+004 | 1.2235e-07 |  | 5.092194836703152e+004 | 2.3974e-07 |  | 5.092194836703152e+004 | 2.081e-07 |  | 50957.257 | 4e-06 | 141.2542 | 4e-06
5.095725700759940e+004 | 2.8302e-08 | 50957.257 | 5.095725700759940e+004 | 1.2219e-07 |  | 5.095725700759940e+004 | 2.3943e-07 |  | 5.095725700759940e+004 | 2.0783e-07 |  | 50992.5901 | 4e-06 | 141.3311 | 4e-06
5.099259013073597e+004 | 2.8287e-08 | 50992.5901 | 5.099259013073597e+004 | 1.2204e-07 |  | 5.099259013073597e+004 | 2.3912e-07 |  | 5.099259013073597e+004 | 2.0756e-07 |  | 51027.9478 | 4e-06 | 141.408 | 4e-06
5.102794775341713e+004 | 2.8272e-08 | 51027.9478 | 5.102794775341713e+004 | 1.2188e-07 |  | 5.102794775341713e+004 | 2.388e-07 |  | 5.102794775341713e+004 | 2.0729e-07 |  | 51063.3299 | 4e-06 | 141.4849 | 4e-06
5.106332989263057e+004 | 2.8256e-08 | 51063.3299 | 5.106332989263057e+004 | 1.2173e-07 |  | 5.106332989263057e+004 | 2.3849e-07 |  | 5.106332989263057e+004 | 2.0702e-07 |  | 51098.7366 | 4e-06 | 141.5618 | 4e-06
5.109873656537574e+004 | 2.8241e-08 | 51098.7366 | 5.109873656537574e+004 | 1.2157e-07 |  | 5.109873656537574e+004 | 2.3818e-07 |  | 5.109873656537574e+004 | 2.0676e-07 |  | 51134.1678 | 4e-06 | 141.6387 | 4e-06
5.113416778866389e+004 | 2.8226e-08 | 51134.1678 | 5.113416778866389e+004 | 1.2142e-07 |  | 5.113416778866389e+004 | 2.3787e-07 |  | 5.113416778866389e+004 | 2.0649e-07 |  | 51169.6236 | 4e-06 | 141.7156 | 4e-06
5.116962357951804e+004 | 2.821e-08 | 51169.6236 | 5.116962357951804e+004 | 1.2126e-07 |  | 5.116962357951804e+004 | 2.3756e-07 |  | 5.116962357951804e+004 | 2.0622e-07 |  | 51205.104 | 4e-06 | 141.7926 | 4e-06
5.120510395497305e+004 | 2.8195e-08 | 51205.104 | 5.120510395497305e+004 | 1.2111e-07 |  | 5.120510395497305e+004 | 2.3726e-07 |  | 5.120510395497305e+004 | 2.0595e-07 |  | 51240.6089 | 4e-06 | 141.8696 | 4e-06
5.124060893207556e+004 | 2.818e-08 | 51240.6089 | 5.124060893207556e+004 | 1.2096e-07 |  | 5.124060893207556e+004 | 2.3695e-07 |  | 5.124060893207556e+004 | 2.0568e-07 |  | 51276.1385 | 4e-06 | 141.9466 | 4e-06
5.127613852788406e+004 | 2.8164e-08 | 51276.1385 | 5.127613852788406e+004 | 1.208e-07 |  | 5.127613852788406e+004 | 2.3664e-07 |  | 5.127613852788406e+004 | 2.0542e-07 |  | 51311.6928 | 4e-06 | 142.0237 | 4e-06
5.131169275946885e+004 | 2.8149e-08 | 51311.6928 | 5.131169275946885e+004 | 1.2065e-07 |  | 5.131169275946885e+004 | 2.3633e-07 |  | 5.131169275946885e+004 | 2.0515e-07 |  | 51347.2716 | 4e-06 | 142.1008 | 4e-06
5.134727164391205e+004 | 2.8134e-08 | 51347.2716 | 5.134727164391205e+004 | 1.205e-07 |  | 5.134727164391205e+004 | 2.3602e-07 |  | 5.134727164391205e+004 | 2.0488e-07 |  | 51382.8752 | 4e-06 | 142.1778 | 4e-06
5.138287519830766e+004 | 2.8118e-08 | 51382.8752 | 5.138287519830766e+004 | 1.2034e-07 |  | 5.138287519830766e+004 | 2.3572e-07 |  | 5.138287519830766e+004 | 2.0462e-07 |  | 51418.5034 | 4e-06 | 142.255 | 4e-06
5.141850343976151e+004 | 2.8103e-08 | 51418.5034 | 5.141850343976151e+004 | 1.2019e-07 |  | 5.141850343976151e+004 | 2.3541e-07 |  | 5.141850343976151e+004 | 2.0435e-07 |  | 51454.1564 | 4e-06 | 142.3321 | 4e-06
5.145415638539130e+004 | 2.8088e-08 | 51454.1564 | 5.145415638539130e+004 | 1.2004e-07 |  | 5.145415638539130e+004 | 2.351e-07 |  | 5.145415638539130e+004 | 2.0409e-07 |  | 51489.8341 | 4e-06 | 142.4093 | 4e-06
5.148983405232659e+004 | 2.8073e-08 | 51489.8341 | 5.148983405232659e+004 | 1.1989e-07 |  | 5.148983405232659e+004 | 2.348e-07 |  | 5.148983405232659e+004 | 2.0382e-07 |  | 51525.5365 | 4e-06 | 142.4865 | 4e-06
5.152553645770883e+004 | 2.8058e-08 | 51525.5365 | 5.152553645770883e+004 | 1.1973e-07 |  | 5.152553645770883e+004 | 2.3449e-07 |  | 5.152553645770883e+004 | 2.0356e-07 |  | 51561.2636 | 4e-06 | 142.5637 | 4e-06
5.156126361869135e+004 | 2.8042e-08 | 51561.2636 | 5.156126361869135e+004 | 1.1958e-07 |  | 5.156126361869135e+004 | 2.3419e-07 |  | 5.156126361869135e+004 | 2.033e-07 |  | 51597.0156 | 4e-06 | 142.6409 | 4e-06
5.159701555243937e+004 | 2.8027e-08 | 51597.0156 | 5.159701555243937e+004 | 1.1943e-07 |  | 5.159701555243937e+004 | 2.3388e-07 |  | 5.159701555243937e+004 | 2.0303e-07 |  | 51632.7923 | 4e-06 | 142.7182 | 4e-06
5.163279227613001e+004 | 2.8012e-08 | 51632.7923 | 5.163279227613001e+004 | 1.1928e-07 |  | 5.163279227613001e+004 | 2.3358e-07 |  | 5.163279227613001e+004 | 2.0277e-07 |  | 51668.5938 | 4e-06 | 142.7955 | 4e-06
5.166859380695230e+004 | 2.7997e-08 | 51668.5938 | 5.166859380695230e+004 | 1.1913e-07 |  | 5.166859380695230e+004 | 2.3327e-07 |  | 5.166859380695230e+004 | 2.025e-07 |  | 51704.4202 | 4e-06 | 142.8728 | 4e-06
5.170442016210722e+004 | 2.7982e-08 | 51704.4202 | 5.170442016210722e+004 | 1.1898e-07 |  | 5.170442016210722e+004 | 2.3297e-07 |  | 5.170442016210722e+004 | 2.0224e-07 |  | 51740.2714 | 4e-06 | 142.9501 | 4e-06
5.174027135880762e+004 | 2.7967e-08 | 51740.2714 | 5.174027135880762e+004 | 1.1882e-07 |  | 5.174027135880762e+004 | 2.3267e-07 |  | 5.174027135880762e+004 | 2.0198e-07 |  | 51776.1474 | 4e-06 | 143.0274 | 4e-06
5.177614741427834e+004 | 2.7951e-08 | 51776.1474 | 5.177614741427834e+004 | 1.1867e-07 |  | 5.177614741427834e+004 | 2.3236e-07 |  | 5.177614741427834e+004 | 2.0172e-07 |  | 51812.0483 | 4e-06 | 143.1049 | 4e-06
5.181204834575613e+004 | 2.7936e-08 | 51812.0483 | 5.181204834575613e+004 | 1.1852e-07 |  | 5.181204834575613e+004 | 2.3206e-07 |  | 5.181204834575613e+004 | 2.0146e-07 |  | 51847.9742 | 4e-06 | 143.1823 | 4e-06
5.184797417048970e+004 | 2.7921e-08 | 51847.9742 | 5.184797417048970e+004 | 1.1837e-07 |  | 5.184797417048970e+004 | 2.3176e-07 |  | 5.184797417048970e+004 | 2.0119e-07 |  | 51883.9249 | 4e-06 | 143.2597 | 4e-06
5.188392490573972e+004 | 2.7906e-08 | 51883.9249 | 5.188392490573972e+004 | 1.1822e-07 |  | 5.188392490573972e+004 | 2.3146e-07 |  | 5.188392490573972e+004 | 2.0093e-07 |  | 51919.9006 | 4e-06 | 143.3371 | 4e-06
5.191990056877883e+004 | 2.7891e-08 | 51919.9006 | 5.191990056877883e+004 | 1.1807e-07 |  | 5.191990056877883e+004 | 2.3116e-07 |  | 5.191990056877883e+004 | 2.0067e-07 |  | 51955.9012 | 4e-06 | 143.4146 | 4e-06
5.195590117689166e+004 | 2.7876e-08 | 51955.9012 | 5.195590117689166e+004 | 1.1792e-07 |  | 5.195590117689166e+004 | 2.3086e-07 |  | 5.195590117689166e+004 | 2.0041e-07 |  | 51991.9267 | 4e-06 | 143.492 | 4e-06
5.199192674737479e+004 | 2.7861e-08 | 51991.9267 | 5.199192674737479e+004 | 1.1777e-07 |  | 5.199192674737479e+004 | 2.3056e-07 |  | 5.199192674737479e+004 | 2.0015e-07 |  | 52027.9773 | 4e-06 | 143.5696 | 4e-06
5.202797729753683e+004 | 2.7846e-08 | 52027.9773 | 5.202797729753683e+004 | 1.1762e-07 |  | 5.202797729753683e+004 | 2.3026e-07 |  | 5.202797729753683e+004 | 1.9989e-07 |  | 52064.0528 | 4e-06 | 143.6471 | 4e-06
5.206405284469837e+004 | 2.7831e-08 | 52064.0528 | 5.206405284469837e+004 | 1.1747e-07 |  | 5.206405284469837e+004 | 2.2996e-07 |  | 5.206405284469837e+004 | 1.9963e-07 |  | 52100.1534 | 4e-06 | 143.7247 | 4e-06
5.210015340619203e+004 | 2.7816e-08 | 52100.1534 | 5.210015340619203e+004 | 1.1732e-07 |  | 5.210015340619203e+004 | 2.2966e-07 |  | 5.210015340619203e+004 | 1.9937e-07 |  | 52136.279 | 4e-06 | 143.8023 | 4e-06
5.213627899936240e+004 | 2.7801e-08 | 52136.279 | 5.213627899936240e+004 | 1.1718e-07 |  | 5.213627899936240e+004 | 2.2936e-07 |  | 5.213627899936240e+004 | 1.9912e-07 |  | 52172.4296 | 4e-06 | 143.8799 | 4e-06
5.217242964156617e+004 | 2.7786e-08 | 52172.4296 | 5.217242964156617e+004 | 1.1703e-07 |  | 5.217242964156617e+004 | 2.2906e-07 |  | 5.217242964156617e+004 | 1.9886e-07 |  | 52208.6054 | 4e-06 | 143.9575 | 4e-06
5.220860535017200e+004 | 2.7771e-08 | 52208.6054 | 5.220860535017200e+004 | 1.1688e-07 |  | 5.220860535017200e+004 | 2.2876e-07 |  | 5.220860535017200e+004 | 1.986e-07 |  | 52244.8061 | 4e-06 | 144.0351 | 4e-06
5.224480614256063e+004 | 2.7756e-08 | 52244.8061 | 5.224480614256063e+004 | 1.1673e-07 |  | 5.224480614256063e+004 | 2.2846e-07 |  | 5.224480614256063e+004 | 1.9834e-07 |  | 52281.032 | 4e-06 | 144.1128 | 4e-06
5.228103203612484e+004 | 2.7741e-08 | 52281.032 | 5.228103203612484e+004 | 1.1658e-07 |  | 5.228103203612484e+004 | 2.2817e-07 |  | 5.228103203612484e+004 | 1.9808e-07 |  | 52317.283 | 4e-06 | 144.1905 | 4e-06
5.231728304826946e+004 | 2.7726e-08 | 52317.283 | 5.231728304826946e+004 | 1.1643e-07 |  | 5.231728304826946e+004 | 2.2787e-07 |  | 5.231728304826946e+004 | 1.9783e-07 |  | 52353.5592 | 4e-06 | 144.2683 | 4e-06
5.235355919641141e+004 | 2.7711e-08 | 52353.5592 | 5.235355919641141e+004 | 1.1629e-07 |  | 5.235355919641141e+004 | 2.2757e-07 |  | 5.235355919641141e+004 | 1.9757e-07 |  | 52389.8605 | 4e-06 | 144.346 | 4e-06
5.238986049797968e+004 | 2.7696e-08 | 52389.8605 | 5.238986049797968e+004 | 1.1614e-07 |  | 5.238986049797968e+004 | 2.2728e-07 |  | 5.238986049797968e+004 | 1.9731e-07 |  | 52426.187 | 4e-06 | 144.4237 | 4e-06
5.242618697041533e+004 | 2.7681e-08 | 52426.187 | 5.242618697041533e+004 | 1.1599e-07 |  | 5.242618697041533e+004 | 2.2698e-07 |  | 5.242618697041533e+004 | 1.9706e-07 |  | 52462.5386 | 4e-06 | 144.5015 | 4e-06
5.246253863117152e+004 | 2.7666e-08 | 52462.5386 | 5.246253863117152e+004 | 1.1584e-07 |  | 5.246253863117152e+004 | 2.2669e-07 |  | 5.246253863117152e+004 | 1.968e-07 |  | 52498.9155 | 4e-06 | 144.5794 | 4e-06
5.249891549771353e+004 | 2.7652e-08 | 52498.9155 | 5.249891549771353e+004 | 1.157e-07 |  | 5.249891549771353e+004 | 2.2639e-07 |  | 5.249891549771353e+004 | 1.9655e-07 |  | 52535.3176 | 4e-06 | 144.6572 | 4e-06
5.253531758751872e+004 | 2.7637e-08 | 52535.3176 | 5.253531758751872e+004 | 1.1555e-07 |  | 5.253531758751872e+004 | 2.261e-07 |  | 5.253531758751872e+004 | 1.9629e-07 |  | 52571.7449 | 4e-06 | 144.735 | 4e-06
5.257174491807660e+004 | 2.7622e-08 | 52571.7449 | 5.257174491807660e+004 | 1.154e-07 |  | 5.257174491807660e+004 | 2.258e-07 |  | 5.257174491807660e+004 | 1.9604e-07 |  | 52608.1975 | 4e-06 | 144.8129 | 4e-06
5.260819750688878e+004 | 2.7607e-08 | 52608.1975 | 5.260819750688878e+004 | 1.1526e-07 |  | 5.260819750688878e+004 | 2.2551e-07 |  | 5.260819750688878e+004 | 1.9578e-07 |  | 52644.6754 | 4e-06 | 144.8908 | 4e-06
5.264467537146903e+004 | 2.7592e-08 | 52644.6754 | 5.264467537146903e+004 | 1.1511e-07 |  | 5.264467537146903e+004 | 2.2521e-07 |  | 5.264467537146903e+004 | 1.9553e-07 |  | 52681.1785 | 4e-06 | 144.9688 | 4e-06
5.268117852934323e+004 | 2.7577e-08 | 52681.1785 | 5.268117852934323e+004 | 1.1496e-07 |  | 5.268117852934323e+004 | 2.2492e-07 |  | 5.268117852934323e+004 | 1.9527e-07 |  | 52717.707 | 4e-06 | 145.0467 | 4e-06
5.271770699804945e+004 | 2.7562e-08 | 52717.707 | 5.271770699804945e+004 | 1.1482e-07 |  | 5.271770699804945e+004 | 2.2463e-07 |  | 5.271770699804945e+004 | 1.9502e-07 |  | 52754.2608 | 4e-06 | 145.1246 | 4e-06
5.275426079513790e+004 | 2.7548e-08 | 52754.2608 | 5.275426079513790e+004 | 1.1467e-07 |  | 5.275426079513790e+004 | 2.2433e-07 |  | 5.275426079513790e+004 | 1.9477e-07 |  | 52790.8399 | 4e-06 | 145.2026 | 4e-06
5.279083993817095e+004 | 2.7533e-08 | 52790.8399 | 5.279083993817095e+004 | 1.1453e-07 |  | 5.279083993817095e+004 | 2.2404e-07 |  | 5.279083993817095e+004 | 1.9451e-07 |  | 52827.4444 | 4e-06 | 145.2806 | 4e-06
5.282744444472318e+004 | 2.7518e-08 | 52827.4444 | 5.282744444472318e+004 | 1.1438e-07 |  | 5.282744444472318e+004 | 2.2375e-07 |  | 5.282744444472318e+004 | 1.9426e-07 |  | 52864.0743 | 4e-06 | 145.3587 | 4e-06
5.286407433238133e+004 | 2.7503e-08 | 52864.0743 | 5.286407433238133e+004 | 1.1424e-07 |  | 5.286407433238133e+004 | 2.2346e-07 |  | 5.286407433238133e+004 | 1.9401e-07 |  | 52900.7296 | 4e-06 | 145.4367 | 4e-06
5.290072961874433e+004 | 2.7489e-08 | 52900.7296 | 5.290072961874433e+004 | 1.1409e-07 |  | 5.290072961874433e+004 | 2.2317e-07 |  | 5.290072961874433e+004 | 1.9376e-07 |  | 52937.4103 | 4e-06 | 145.5148 | 4e-06
5.293741032142333e+004 | 2.7474e-08 | 52937.4103 | 5.293741032142333e+004 | 1.1395e-07 |  | 5.293741032142333e+004 | 2.2288e-07 |  | 5.293741032142333e+004 | 1.9351e-07 |  | 52974.1165 | 4e-06 | 145.5929 | 4e-06
5.297411645804170e+004 | 2.7459e-08 | 52974.1165 | 5.297411645804170e+004 | 1.138e-07 |  | 5.297411645804170e+004 | 2.2259e-07 |  | 5.297411645804170e+004 | 1.9325e-07 |  | 53010.848 | 4e-06 | 145.671 | 4e-06
5.301084804623499e+004 | 2.7444e-08 | 53010.848 | 5.301084804623499e+004 | 1.1366e-07 |  | 5.301084804623499e+004 | 2.223e-07 |  | 5.301084804623499e+004 | 1.93e-07 |  | 53047.6051 | 4e-06 | 145.7492 | 4e-06
5.304760510365102e+004 | 2.743e-08 | 53047.6051 | 5.304760510365102e+004 | 1.1351e-07 |  | 5.304760510365102e+004 | 2.2201e-07 |  | 5.304760510365102e+004 | 1.9275e-07 |  | 53084.3876 | 4e-06 | 145.8274 | 4e-06
5.308438764794981e+004 | 2.7415e-08 | 53084.3876 | 5.308438764794981e+004 | 1.1337e-07 |  | 5.308438764794981e+004 | 2.2172e-07 |  | 5.308438764794981e+004 | 1.925e-07 |  | 53121.1957 | 4e-06 | 145.9055 | 4e-06
5.312119569680368e+004 | 2.74e-08 | 53121.1957 | 5.312119569680368e+004 | 1.1323e-07 |  | 5.312119569680368e+004 | 2.2143e-07 |  | 5.312119569680368e+004 | 1.9225e-07 |  | 53158.0293 | 4e-06 | 145.9837 | 4e-06
5.315802926789713e+004 | 2.7386e-08 | 53158.0293 | 5.315802926789713e+004 | 1.1308e-07 |  | 5.315802926789713e+004 | 2.2114e-07 |  | 5.315802926789713e+004 | 1.92e-07 |  | 53194.8884 | 4e-06 | 146.0619 | 4e-06
5.319488837892698e+004 | 2.7371e-08 | 53194.8884 | 5.319488837892698e+004 | 1.1294e-07 |  | 5.319488837892698e+004 | 2.2085e-07 |  | 5.319488837892698e+004 | 1.9175e-07 |  | 53231.773 | 4e-06 | 146.1402 | 4e-06
5.323177304760231e+004 | 2.7356e-08 | 53231.773 | 5.323177304760231e+004 | 1.128e-07 |  | 5.323177304760231e+004 | 2.2057e-07 |  | 5.323177304760231e+004 | 1.915e-07 |  | 53268.6833 | 4e-06 | 146.2185 | 4e-06
5.326868329164446e+004 | 2.7342e-08 | 53268.6833 | 5.326868329164446e+004 | 1.1265e-07 |  | 5.326868329164446e+004 | 2.2028e-07 |  | 5.326868329164446e+004 | 1.9126e-07 |  | 53305.6191 | 4e-06 | 146.2968 | 4e-06
5.330561912878706e+004 | 2.7327e-08 | 53305.6191 | 5.330561912878706e+004 | 1.1251e-07 |  | 5.330561912878706e+004 | 2.1999e-07 |  | 5.330561912878706e+004 | 1.9101e-07 |  | 53342.5806 | 4e-06 | 146.3751 | 4e-06
5.334258057677605e+004 | 2.7312e-08 | 53342.5806 | 5.334258057677605e+004 | 1.1237e-07 |  | 5.334258057677605e+004 | 2.1971e-07 |  | 5.334258057677605e+004 | 1.9076e-07 |  | 53379.5677 | 4e-06 | 146.4535 | 4e-06
5.337956765336969e+004 | 2.7298e-08 | 53379.5677 | 5.337956765336969e+004 | 1.1222e-07 |  | 5.337956765336969e+004 | 2.1942e-07 |  | 5.337956765336969e+004 | 1.9051e-07 |  | 53416.5804 | 4e-06 | 146.5318 | 4e-06
5.341658037633851e+004 | 2.7283e-08 | 53416.5804 | 5.341658037633851e+004 | 1.1208e-07 |  | 5.341658037633851e+004 | 2.1913e-07 |  | 5.341658037633851e+004 | 1.9026e-07 |  | 53453.6188 | 4e-06 | 146.6102 | 4e-06
5.345361876346540e+004 | 2.7269e-08 | 53453.6188 | 5.345361876346540e+004 | 1.1194e-07 |  | 5.345361876346540e+004 | 2.1885e-07 |  | 5.345361876346540e+004 | 1.9002e-07 |  | 53490.6828 | 4e-06 | 146.6886 | 4e-06
5.349068283254555e+004 | 2.7254e-08 | 53490.6828 | 5.349068283254555e+004 | 1.118e-07 |  | 5.349068283254555e+004 | 2.1856e-07 |  | 5.349068283254555e+004 | 1.8977e-07 |  | 53527.7726 | 4e-06 | 146.767 | 4e-06
5.352777260138651e+004 | 2.7239e-08 | 53527.7726 | 5.352777260138651e+004 | 1.1166e-07 |  | 5.352777260138651e+004 | 2.1828e-07 |  | 5.352777260138651e+004 | 1.8952e-07 |  | 53564.8881 | 4e-06 | 146.8455 | 4e-06
5.356488808780818e+004 | 2.7225e-08 | 53564.8881 | 5.356488808780818e+004 | 1.1151e-07 |  | 5.356488808780818e+004 | 2.1799e-07 |  | 5.356488808780818e+004 | 1.8928e-07 |  | 53602.0293 | 4e-06 | 146.924 | 4e-06
5.360202930964280e+004 | 2.721e-08 | 53602.0293 | 5.360202930964280e+004 | 1.1137e-07 |  | 5.360202930964280e+004 | 2.1771e-07 |  | 5.360202930964280e+004 | 1.8903e-07 |  | 53639.1963 | 4e-06 | 147.0025 | 4e-06
5.363919628473499e+004 | 2.7196e-08 | 53639.1963 | 5.363919628473499e+004 | 1.1123e-07 |  | 5.363919628473499e+004 | 2.1743e-07 |  | 5.363919628473499e+004 | 1.8879e-07 |  | 53676.389 | 4e-06 | 147.081 | 4e-06
5.367638903094173e+004 | 2.7181e-08 | 53676.389 | 5.367638903094173e+004 | 1.1109e-07 |  | 5.367638903094173e+004 | 2.1714e-07 |  | 5.367638903094173e+004 | 1.8854e-07 |  | 53713.6076 | 4e-06 | 147.1595 | 4e-06
5.371360756613238e+004 | 2.7167e-08 | 53713.6076 | 5.371360756613238e+004 | 1.1095e-07 |  | 5.371360756613238e+004 | 2.1686e-07 |  | 5.371360756613238e+004 | 1.883e-07 |  | 53750.8519 | 4e-06 | 147.2381 | 4e-06
5.375085190818871e+004 | 2.7152e-08 | 53750.8519 | 5.375085190818871e+004 | 1.1081e-07 |  | 5.375085190818871e+004 | 2.1658e-07 |  | 5.375085190818871e+004 | 1.8805e-07 |  | 53788.1221 | 4e-06 | 147.3167 | 4e-06
5.378812207500488e+004 | 2.7138e-08 | 53788.1221 | 5.378812207500488e+004 | 1.1067e-07 |  | 5.378812207500488e+004 | 2.163e-07 |  | 5.378812207500488e+004 | 1.8781e-07 |  | 53825.4181 | 4e-06 | 147.3953 | 4e-06
5.382541808448744e+004 | 2.7123e-08 | 53825.4181 | 5.382541808448744e+004 | 1.1053e-07 |  | 5.382541808448744e+004 | 2.1601e-07 |  | 5.382541808448744e+004 | 1.8756e-07 |  | 53862.74 | 4e-06 | 147.4739 | 4e-06
5.386273995455539e+004 | 2.7109e-08 | 53862.74 | 5.386273995455539e+004 | 1.1039e-07 |  | 5.386273995455539e+004 | 2.1573e-07 |  | 5.386273995455539e+004 | 1.8732e-07 |  | 53900.0877 | 4e-06 | 147.5525 | 4e-06
5.390008770314012e+004 | 2.7094e-08 | 53900.0877 | 5.390008770314012e+004 | 1.1025e-07 |  | 5.390008770314012e+004 | 2.1545e-07 |  | 5.390008770314012e+004 | 1.8708e-07 |  | 53937.4613 | 4e-06 | 147.6312 | 4e-06
5.393746134818547e+004 | 2.708e-08 | 53937.4613 | 5.393746134818547e+004 | 1.1011e-07 |  | 5.393746134818547e+004 | 2.1517e-07 |  | 5.393746134818547e+004 | 1.8683e-07 |  | 53974.8609 | 4e-06 | 147.7098 | 4e-06
5.397486090764773e+004 | 2.7066e-08 | 53974.8609 | 5.397486090764773e+004 | 1.0997e-07 |  | 5.397486090764773e+004 | 2.1489e-07 |  | 5.397486090764773e+004 | 1.8659e-07 |  | 54012.2864 | 4e-06 | 147.7886 | 4e-06
5.401228639949563e+004 | 2.7051e-08 | 54012.2864 | 5.401228639949563e+004 | 1.0983e-07 |  | 5.401228639949563e+004 | 2.1461e-07 |  | 5.401228639949563e+004 | 1.8635e-07 |  | 54049.7378 | 4e-06 | 147.8673 | 4e-06
5.404973784171035e+004 | 2.7037e-08 | 54049.7378 | 5.404973784171035e+004 | 1.0969e-07 |  | 5.404973784171035e+004 | 2.1433e-07 |  | 5.404973784171035e+004 | 1.8611e-07 |  | 54087.2153 | 4e-06 | 147.946 | 4e-06
5.408721525228556e+004 | 2.7022e-08 | 54087.2153 | 5.408721525228556e+004 | 1.0955e-07 |  | 5.408721525228556e+004 | 2.1405e-07 |  | 5.408721525228556e+004 | 1.8586e-07 |  | 54124.7186 | 4e-06 | 148.0248 | 4e-06
5.412471864922740e+004 | 2.7008e-08 | 54124.7186 | 5.412471864922740e+004 | 1.0941e-07 |  | 5.412471864922740e+004 | 2.1377e-07 |  | 5.412471864922740e+004 | 1.8562e-07 |  | 54162.2481 | 4e-06 | 148.1036 | 4e-06
5.416224805055447e+004 | 2.6994e-08 | 54162.2481 | 5.416224805055447e+004 | 1.0927e-07 |  | 5.416224805055447e+004 | 2.1349e-07 |  | 5.416224805055447e+004 | 1.8538e-07 |  | 54199.8035 | 4e-06 | 148.1824 | 4e-06
5.419980347429791e+004 | 2.6979e-08 | 54199.8035 | 5.419980347429791e+004 | 1.0913e-07 |  | 5.419980347429791e+004 | 2.1322e-07 |  | 5.419980347429791e+004 | 1.8514e-07 |  | 54237.3849 | 4e-06 | 148.2613 | 4e-06
5.423738493850132e+004 | 2.6965e-08 | 54237.3849 | 5.423738493850132e+004 | 1.09e-07 |  | 5.423738493850132e+004 | 2.1294e-07 |  | 5.423738493850132e+004 | 1.849e-07 |  | 54274.9925 | 4e-06 | 148.3401 | 4e-06
5.427499246122084e+004 | 2.6951e-08 | 54274.9925 | 5.427499246122084e+004 | 1.0886e-07 |  | 5.427499246122084e+004 | 2.1266e-07 |  | 5.427499246122084e+004 | 1.8466e-07 |  | 54312.6261 | 4e-06 | 148.419 | 4e-06
5.431262606052511e+004 | 2.6936e-08 | 54312.6261 | 5.431262606052511e+004 | 1.0872e-07 |  | 5.431262606052511e+004 | 2.1238e-07 |  | 5.431262606052511e+004 | 1.8442e-07 |  | 54350.2858 | 4e-06 | 148.4979 | 4e-06
5.435028575449531e+004 | 2.6922e-08 | 54350.2858 | 5.435028575449531e+004 | 1.0858e-07 |  | 5.435028575449531e+004 | 2.1211e-07 |  | 5.435028575449531e+004 | 1.8418e-07 |  | 54387.9716 | 4e-06 | 148.5768 | 4e-06
5.438797156122515e+004 | 2.6908e-08 | 54387.9716 | 5.438797156122515e+004 | 1.0844e-07 |  | 5.438797156122515e+004 | 2.1183e-07 |  | 5.438797156122515e+004 | 1.8394e-07 |  | 54425.6835 | 4e-06 | 148.6558 | 4e-06
5.442568349882089e+004 | 2.6893e-08 | 54425.6835 | 5.442568349882089e+004 | 1.0831e-07 |  | 5.442568349882089e+004 | 2.1155e-07 |  | 5.442568349882089e+004 | 1.837e-07 |  | 54463.4216 | 4e-06 | 148.7347 | 4e-06
5.446342158540136e+004 | 2.6879e-08 | 54463.4216 | 5.446342158540136e+004 | 1.0817e-07 |  | 5.446342158540136e+004 | 2.1128e-07 |  | 5.446342158540136e+004 | 1.8346e-07 |  | 54501.1858 | 4e-06 | 148.8137 | 4e-06
5.450118583909793e+004 | 2.6865e-08 | 54501.1858 | 5.450118583909793e+004 | 1.0803e-07 |  | 5.450118583909793e+004 | 2.11e-07 |  | 5.450118583909793e+004 | 1.8323e-07 |  | 54538.9763 | 4e-06 | 148.8927 | 4e-06
5.453897627805453e+004 | 2.6851e-08 | 54538.9763 | 5.453897627805453e+004 | 1.079e-07 |  | 5.453897627805453e+004 | 2.1073e-07 |  | 5.453897627805453e+004 | 1.8299e-07 |  | 54576.7929 | 4e-06 | 148.9717 | 4e-06
5.457679292042772e+004 | 2.6836e-08 | 54576.7929 | 5.457679292042772e+004 | 1.0776e-07 |  | 5.457679292042772e+004 | 2.1045e-07 |  | 5.457679292042772e+004 | 1.8275e-07 |  | 54614.6358 | 4e-06 | 149.0507 | 4e-06
5.461463578438660e+004 | 2.6822e-08 | 54614.6358 | 5.461463578438660e+004 | 1.0762e-07 |  | 5.461463578438660e+004 | 2.1018e-07 |  | 5.461463578438660e+004 | 1.8251e-07 |  | 54652.5049 | 4e-06 | 149.1298 | 4e-06
5.465250488811290e+004 | 2.6808e-08 | 54652.5049 | 5.465250488811290e+004 | 1.0749e-07 |  | 5.465250488811290e+004 | 2.099e-07 |  | 5.465250488811290e+004 | 1.8228e-07 |  | 54690.4002 | 4e-06 | 149.2089 | 4e-06
5.469040024980094e+004 | 2.6794e-08 | 54690.4002 | 5.469040024980094e+004 | 1.0735e-07 |  | 5.469040024980094e+004 | 2.0963e-07 |  | 5.469040024980094e+004 | 1.8204e-07 |  | 54728.3219 | 4e-06 | 149.288 | 4e-06
5.472832188765767e+004 | 2.678e-08 | 54728.3219 | 5.472832188765767e+004 | 1.0721e-07 |  | 5.472832188765767e+004 | 2.0936e-07 |  | 5.472832188765767e+004 | 1.818e-07 |  | 54766.2698 | 4e-06 | 149.3671 | 4e-06
5.476626981990265e+004 | 2.6765e-08 | 54766.2698 | 5.476626981990265e+004 | 1.0708e-07 |  | 5.476626981990265e+004 | 2.0909e-07 |  | 5.476626981990265e+004 | 1.8157e-07 |  | 54804.2441 | 4e-06 | 149.4462 | 4e-06
5.480424406476808e+004 | 2.6751e-08 | 54804.2441 | 5.480424406476808e+004 | 1.0694e-07 |  | 5.480424406476808e+004 | 2.0881e-07 |  | 5.480424406476808e+004 | 1.8133e-07 |  | 54842.2446 | 4e-06 | 149.5254 | 4e-06
5.484224464049880e+004 | 2.6737e-08 | 54842.2446 | 5.484224464049880e+004 | 1.0681e-07 |  | 5.484224464049880e+004 | 2.0854e-07 |  | 5.484224464049880e+004 | 1.8109e-07 |  | 54880.2716 | 4e-06 | 149.6046 | 4e-06
5.488027156535231e+004 | 2.6723e-08 | 54880.2716 | 5.488027156535231e+004 | 1.0667e-07 |  | 5.488027156535231e+004 | 2.0827e-07 |  | 5.488027156535231e+004 | 1.8086e-07 |  | 54918.3249 | 4e-06 | 149.6838 | 4e-06
5.491832485759874e+004 | 2.6709e-08 | 54918.3249 | 5.491832485759874e+004 | 1.0654e-07 |  | 5.491832485759874e+004 | 2.08e-07 |  | 5.491832485759874e+004 | 1.8062e-07 |  | 54956.4045 | 4e-06 | 149.7631 | 4e-06
5.495640453552092e+004 | 2.6695e-08 | 54956.4045 | 5.495640453552092e+004 | 1.064e-07 |  | 5.495640453552092e+004 | 2.0773e-07 |  | 5.495640453552092e+004 | 1.8039e-07 |  | 54994.5106 | 4e-06 | 149.8423 | 4e-06
5.499451061741437e+004 | 2.668e-08 | 54994.5106 | 5.499451061741437e+004 | 1.0627e-07 |  | 5.499451061741437e+004 | 2.0746e-07 |  | 5.499451061741437e+004 | 1.8016e-07 |  | 55032.6431 | 4e-06 | 149.9215 | 4e-06
5.503264312158724e+004 | 2.6666e-08 | 55032.6431 | 5.503264312158724e+004 | 1.0613e-07 |  | 5.503264312158724e+004 | 2.0718e-07 |  | 5.503264312158724e+004 | 1.7992e-07 |  | 55070.8021 | 4e-06 | 150.0009 | 4e-06
5.507080206636042e+004 | 2.6652e-08 | 55070.8021 | 5.507080206636042e+004 | 1.06e-07 |  | 5.507080206636042e+004 | 2.0691e-07 |  | 5.507080206636042e+004 | 1.7969e-07 |  | 55108.9875 | 4e-06 | 150.0802 | 4e-06
5.510898747006750e+004 | 2.6638e-08 | 55108.9875 | 5.510898747006750e+004 | 1.0586e-07 |  | 5.510898747006750e+004 | 2.0665e-07 |  | 5.510898747006750e+004 | 1.7945e-07 |  | 55147.1994 | 4e-06 | 150.1595 | 4e-06
5.514719935105476e+004 | 2.6624e-08 | 55147.1994 | 5.514719935105476e+004 | 1.0573e-07 |  | 5.514719935105476e+004 | 2.0638e-07 |  | 5.514719935105476e+004 | 1.7922e-07 |  | 55185.4377 | 4e-06 | 150.2388 | 4e-06
5.518543772768121e+004 | 2.661e-08 | 55185.4377 | 5.518543772768121e+004 | 1.0559e-07 |  | 5.518543772768121e+004 | 2.0611e-07 |  | 5.518543772768121e+004 | 1.7899e-07 |  | 55223.7026 | 4e-06 | 150.3182 | 4e-06
5.522370261831861e+004 | 2.6596e-08 | 55223.7026 | 5.522370261831861e+004 | 1.0546e-07 |  | 5.522370261831861e+004 | 2.0584e-07 |  | 5.522370261831861e+004 | 1.7876e-07 |  | 55261.994 | 4e-06 | 150.3976 | 4e-06
5.526199404135143e+004 | 2.6582e-08 | 55261.994 | 5.526199404135143e+004 | 1.0533e-07 |  | 5.526199404135143e+004 | 2.0557e-07 |  | 5.526199404135143e+004 | 1.7852e-07 |  | 55300.312 | 4e-06 | 150.477 | 4e-06
5.530031201517691e+004 | 2.6568e-08 | 55300.312 | 5.530031201517691e+004 | 1.0519e-07 |  | 5.530031201517691e+004 | 2.053e-07 |  | 5.530031201517691e+004 | 1.7829e-07 |  | 55338.6566 | 4e-06 | 150.5564 | 4e-06
5.533865655820503e+004 | 2.6554e-08 | 55338.6566 | 5.533865655820503e+004 | 1.0506e-07 |  | 5.533865655820503e+004 | 2.0503e-07 |  | 5.533865655820503e+004 | 1.7806e-07 |  | 55377.0277 | 4e-06 | 150.6359 | 4e-06
5.537702768885854e+004 | 2.654e-08 | 55377.0277 | 5.537702768885854e+004 | 1.0493e-07 |  | 5.537702768885854e+004 | 2.0477e-07 |  | 5.537702768885854e+004 | 1.7783e-07 |  | 55415.4254 | 4e-06 | 150.7154 | 4e-06
5.541542542557298e+004 | 2.6526e-08 | 55415.4254 | 5.541542542557298e+004 | 1.0479e-07 |  | 5.541542542557298e+004 | 2.045e-07 |  | 5.541542542557298e+004 | 1.776e-07 |  | 55453.8498 | 4e-06 | 150.7948 | 4e-06
5.545384978679664e+004 | 2.6512e-08 | 55453.8498 | 5.545384978679664e+004 | 1.0466e-07 |  | 5.545384978679664e+004 | 2.0423e-07 |  | 5.545384978679664e+004 | 1.7737e-07 |  | 55492.3008 | 4e-06 | 150.8744 | 4e-06
5.549230079099064e+004 | 2.6498e-08 | 55492.3008 | 5.549230079099064e+004 | 1.0453e-07 |  | 5.549230079099064e+004 | 2.0397e-07 |  | 5.549230079099064e+004 | 1.7714e-07 |  | 55530.7785 | 4e-06 | 150.9539 | 4e-06
5.553077845662887e+004 | 2.6484e-08 | 55530.7785 | 5.553077845662887e+004 | 1.044e-07 |  | 5.553077845662887e+004 | 2.037e-07 |  | 5.553077845662887e+004 | 1.7691e-07 |  | 55569.2828 | 4e-06 | 151.0334 | 4e-06
5.556928280219804e+004 | 2.647e-08 | 55569.2828 | 5.556928280219804e+004 | 1.0427e-07 |  | 5.556928280219804e+004 | 2.0344e-07 |  | 5.556928280219804e+004 | 1.7668e-07 |  | 55607.8138 | 4e-06 | 151.113 | 4e-06
5.560781384619768e+004 | 2.6456e-08 | 55607.8138 | 5.560781384619768e+004 | 1.0413e-07 |  | 5.560781384619768e+004 | 2.0317e-07 |  | 5.560781384619768e+004 | 1.7645e-07 |  | 55646.3716 | 4e-06 | 151.1926 | 4e-06
5.564637160714015e+004 | 2.6442e-08 | 55646.3716 | 5.564637160714015e+004 | 1.04e-07 |  | 5.564637160714015e+004 | 2.029e-07 |  | 5.564637160714015e+004 | 1.7622e-07 |  | 55684.9561 | 4e-06 | 151.2722 | 4e-06
5.568495610355064e+004 | 2.6428e-08 | 55684.9561 | 5.568495610355064e+004 | 1.0387e-07 |  | 5.568495610355064e+004 | 2.0264e-07 |  | 5.568495610355064e+004 | 1.7599e-07 |  | 55723.5674 | 4e-06 | 151.3518 | 4e-06
5.572356735396720e+004 | 2.6414e-08 | 55723.5674 | 5.572356735396720e+004 | 1.0374e-07 |  | 5.572356735396720e+004 | 2.0238e-07 |  | 5.572356735396720e+004 | 1.7576e-07 |  | 55762.2054 | 4e-06 | 151.4315 | 4e-06
5.576220537694071e+004 | 2.6401e-08 | 55762.2054 | 5.576220537694071e+004 | 1.0361e-07 |  | 5.576220537694071e+004 | 2.0211e-07 |  | 5.576220537694071e+004 | 1.7553e-07 |  | 55800.8702 | 4e-06 | 151.5112 | 4e-06
5.580087019103492e+004 | 2.6387e-08 | 55800.8702 | 5.580087019103492e+004 | 1.0348e-07 |  | 5.580087019103492e+004 | 2.0185e-07 |  | 5.580087019103492e+004 | 1.753e-07 |  | 55839.5618 | 4e-06 | 151.5908 | 4e-06
5.583956181482648e+004 | 2.6373e-08 | 55839.5618 | 5.583956181482648e+004 | 1.0334e-07 |  | 5.583956181482648e+004 | 2.0159e-07 |  | 5.583956181482648e+004 | 1.7507e-07 |  | 55878.2803 | 4e-06 | 151.6705 | 4e-06
5.587828026690487e+004 | 2.6359e-08 | 55878.2803 | 5.587828026690487e+004 | 1.0321e-07 |  | 5.587828026690487e+004 | 2.0132e-07 |  | 5.587828026690487e+004 | 1.7485e-07 |  | 55917.0256 | 4e-06 | 151.7503 | 4e-06
5.591702556587251e+004 | 2.6345e-08 | 55917.0256 | 5.591702556587251e+004 | 1.0308e-07 |  | 5.591702556587251e+004 | 2.0106e-07 |  | 5.591702556587251e+004 | 1.7462e-07 |  | 55955.7977 | 4e-06 | 151.83 | 4e-06
5.595579773034469e+004 | 2.6331e-08 | 55955.7977 | 5.595579773034469e+004 | 1.0295e-07 |  | 5.595579773034469e+004 | 2.008e-07 |  | 5.595579773034469e+004 | 1.7439e-07 |  | 55994.5968 | 4e-06 | 151.9098 | 4e-06
5.599459677894961e+004 | 2.6317e-08 | 55994.5968 | 5.599459677894961e+004 | 1.0282e-07 |  | 5.599459677894961e+004 | 2.0054e-07 |  | 5.599459677894961e+004 | 1.7417e-07 |  | 56033.4227 | 4e-06 | 151.9896 | 4e-06
5.603342273032838e+004 | 2.6304e-08 | 56033.4227 | 5.603342273032838e+004 | 1.0269e-07 |  | 5.603342273032838e+004 | 2.0027e-07 |  | 5.603342273032838e+004 | 1.7394e-07 |  | 56072.2756 | 4e-06 | 152.0694 | 4e-06
5.607227560313508e+004 | 2.629e-08 | 56072.2756 | 5.607227560313508e+004 | 1.0256e-07 |  | 5.607227560313508e+004 | 2.0001e-07 |  | 5.607227560313508e+004 | 1.7371e-07 |  | 56111.1554 | 4e-06 | 152.1492 | 4e-06
5.611115541603666e+004 | 2.6276e-08 | 56111.1554 | 5.611115541603666e+004 | 1.0243e-07 |  | 5.611115541603666e+004 | 1.9975e-07 |  | 5.611115541603666e+004 | 1.7349e-07 |  | 56150.0622 | 4e-06 | 152.2291 | 4e-06
5.615006218771305e+004 | 2.6262e-08 | 56150.0622 | 5.615006218771305e+004 | 1.023e-07 |  | 5.615006218771305e+004 | 1.9949e-07 |  | 5.615006218771305e+004 | 1.7326e-07 |  | 56188.9959 | 4e-06 | 152.3089 | 4e-06
5.618899593685714e+004 | 2.6248e-08 | 56188.9959 | 5.618899593685714e+004 | 1.0217e-07 |  | 5.618899593685714e+004 | 1.9923e-07 |  | 5.618899593685714e+004 | 1.7304e-07 |  | 56227.9567 | 4e-06 | 152.3888 | 4e-06
5.622795668217474e+004 | 2.6235e-08 | 56227.9567 | 5.622795668217474e+004 | 1.0204e-07 |  | 5.622795668217474e+004 | 1.9897e-07 |  | 5.622795668217474e+004 | 1.7281e-07 |  | 56266.9444 | 4e-06 | 152.4687 | 4e-06
5.626694444238469e+004 | 2.6221e-08 | 56266.9444 | 5.626694444238469e+004 | 1.0191e-07 |  | 5.626694444238469e+004 | 1.9871e-07 |  | 5.626694444238469e+004 | 1.7259e-07 |  | 56305.9592 | 4e-06 | 152.5486 | 4e-06
5.630595923621876e+004 | 2.6207e-08 | 56305.9592 | 5.630595923621876e+004 | 1.0179e-07 |  | 5.630595923621876e+004 | 1.9845e-07 |  | 5.630595923621876e+004 | 1.7236e-07 |  | 56345.0011 | 4e-06 | 152.6286 | 4e-06
5.634500108242173e+004 | 2.6193e-08 | 56345.0011 | 5.634500108242173e+004 | 1.0166e-07 |  | 5.634500108242173e+004 | 1.9819e-07 |  | 5.634500108242173e+004 | 1.7214e-07 |  | 56384.07 | 4e-06 | 152.7085 | 4e-06
5.638406999975137e+004 | 2.618e-08 | 56384.07 | 5.638406999975137e+004 | 1.0153e-07 |  | 5.638406999975137e+004 | 1.9794e-07 |  | 5.638406999975137e+004 | 1.7192e-07 |  | 56423.166 | 4e-06 | 152.7885 | 4e-06
5.642316600697847e+004 | 2.6166e-08 | 56423.166 | 5.642316600697847e+004 | 1.014e-07 |  | 5.642316600697847e+004 | 1.9768e-07 |  | 5.642316600697847e+004 | 1.7169e-07 |  | 56462.2891 | 4e-06 | 152.8685 | 4e-06
5.646228912288682e+004 | 2.6152e-08 | 56462.2891 | 5.646228912288682e+004 | 1.0127e-07 |  | 5.646228912288682e+004 | 1.9742e-07 |  | 5.646228912288682e+004 | 1.7147e-07 |  | 56501.4394 | 4e-06 | 152.9485 | 4e-06
5.650143936627323e+004 | 2.6139e-08 | 56501.4394 | 5.650143936627323e+004 | 1.0114e-07 |  | 5.650143936627323e+004 | 1.9716e-07 |  | 5.650143936627323e+004 | 1.7125e-07 |  | 56540.6168 | 4e-06 | 153.0286 | 4e-06
5.654061675594757e+004 | 2.6125e-08 | 56540.6168 | 5.654061675594757e+004 | 1.0102e-07 |  | 5.654061675594757e+004 | 1.9691e-07 |  | 5.654061675594757e+004 | 1.7102e-07 |  | 56579.8213 | 4e-06 | 153.1086 | 4e-06
5.657982131073271e+004 | 2.6111e-08 | 56579.8213 | 5.657982131073271e+004 | 1.0089e-07 |  | 5.657982131073271e+004 | 1.9665e-07 |  | 5.657982131073271e+004 | 1.708e-07 |  | 56619.053 | 4e-06 | 153.1886 | 4e-06
5.661905304946463e+004 | 2.6098e-08 | 56619.053 | 5.661905304946463e+004 | 1.0076e-07 |  | 5.661905304946463e+004 | 1.9639e-07 |  | 5.661905304946463e+004 | 1.7058e-07 |  | 56658.312 | 4e-06 | 153.2688 | 4e-06
5.665831199099231e+004 | 2.6084e-08 | 56658.312 | 5.665831199099231e+004 | 1.0063e-07 |  | 5.665831199099231e+004 | 1.9614e-07 |  | 5.665831199099231e+004 | 1.7036e-07 |  | 56697.5982 | 4e-06 | 153.3489 | 4e-06
5.669759815417785e+004 | 2.607e-08 | 56697.5982 | 5.669759815417785e+004 | 1.0051e-07 |  | 5.669759815417785e+004 | 1.9588e-07 |  | 5.669759815417785e+004 | 1.7014e-07 |  | 56736.9116 | 4e-06 | 153.429 | 4e-06
5.673691155789639e+004 | 2.6057e-08 | 56736.9116 | 5.673691155789639e+004 | 1.0038e-07 |  | 5.673691155789639e+004 | 1.9562e-07 |  | 5.673691155789639e+004 | 1.6992e-07 |  | 56776.2522 | 4e-06 | 153.5092 | 4e-06
5.677625222103619e+004 | 2.6043e-08 | 56776.2522 | 5.677625222103619e+004 | 1.0025e-07 |  | 5.677625222103619e+004 | 1.9537e-07 |  | 5.677625222103619e+004 | 1.6969e-07 |  | 56815.6202 | 4e-06 | 153.5893 | 4e-06
5.681562016249857e+004 | 2.603e-08 | 56815.6202 | 5.681562016249857e+004 | 1.0012e-07 |  | 5.681562016249857e+004 | 1.9511e-07 |  | 5.681562016249857e+004 | 1.6947e-07 |  | 56855.0154 | 4e-06 | 153.6695 | 4e-06
5.685501540119798e+004 | 2.6016e-08 | 56855.0154 | 5.685501540119798e+004 | 9.9998e-08 |  | 5.685501540119798e+004 | 1.9486e-07 |  | 5.685501540119798e+004 | 1.6925e-07 |  | 56894.438 | 4e-06 | 153.7497 | 4e-06
5.689443795606201e+004 | 2.6003e-08 | 56894.438 | 5.689443795606201e+004 | 9.9871e-08 |  | 5.689443795606201e+004 | 1.9461e-07 |  | 5.689443795606201e+004 | 1.6903e-07 |  | 56933.8878 | 4e-06 | 153.8299 | 4e-06
5.693388784603131e+004 | 2.5989e-08 | 56933.8878 | 5.693388784603131e+004 | 9.9745e-08 |  | 5.693388784603131e+004 | 1.9435e-07 |  | 5.693388784603131e+004 | 1.6881e-07 |  | 56973.3651 | 4e-06 | 153.9102 | 4e-06
5.697336509005972e+004 | 2.5975e-08 | 56973.3651 | 5.697336509005972e+004 | 9.9619e-08 |  | 5.697336509005972e+004 | 1.941e-07 |  | 5.697336509005972e+004 | 1.6859e-07 |  | 57012.8697 | 4e-06 | 153.9905 | 4e-06
5.701286970711419e+004 | 2.5962e-08 | 57012.8697 | 5.701286970711419e+004 | 9.9493e-08 |  | 5.701286970711419e+004 | 1.9385e-07 |  | 5.701286970711419e+004 | 1.6838e-07 |  | 57052.4017 | 4e-06 | 154.0707 | 4e-06
5.705240171617486e+004 | 2.5948e-08 | 57052.4017 | 5.705240171617486e+004 | 9.9367e-08 |  | 5.705240171617486e+004 | 1.9359e-07 |  | 5.705240171617486e+004 | 1.6816e-07 |  | 57091.9611 | 4e-06 | 154.151 | 4e-06
5.709196113623496e+004 | 2.5935e-08 | 57091.9611 | 5.709196113623496e+004 | 9.9241e-08 |  | 5.709196113623496e+004 | 1.9334e-07 |  | 5.709196113623496e+004 | 1.6794e-07 |  | 57131.548 | 4e-06 | 154.2313 | 4e-06
5.713154798630097e+004 | 2.5921e-08 | 57131.548 | 5.713154798630097e+004 | 9.9116e-08 |  | 5.713154798630097e+004 | 1.9309e-07 |  | 5.713154798630097e+004 | 1.6772e-07 |  | 57171.1623 | 4e-06 | 154.3117 | 4e-06
5.717116228539249e+004 | 2.5908e-08 | 57171.1623 | 5.717116228539249e+004 | 9.8991e-08 |  | 5.717116228539249e+004 | 1.9284e-07 |  | 5.717116228539249e+004 | 1.675e-07 |  | 57210.8041 | 4e-06 | 154.3921 | 4e-06
5.721080405254235e+004 | 2.5894e-08 | 57210.8041 | 5.721080405254235e+004 | 9.8866e-08 |  | 5.721080405254235e+004 | 1.9258e-07 |  | 5.721080405254235e+004 | 1.6728e-07 |  | 57250.4733 | 4e-06 | 154.4724 | 4e-06
5.725047330679654e+004 | 2.5881e-08 | 57250.4733 | 5.725047330679654e+004 | 9.8741e-08 |  | 5.725047330679654e+004 | 1.9233e-07 |  | 5.725047330679654e+004 | 1.6707e-07 |  | 57290.1701 | 4e-06 | 154.5528 | 4e-06
5.729017006721428e+004 | 2.5867e-08 | 57290.1701 | 5.729017006721428e+004 | 9.8616e-08 |  | 5.729017006721428e+004 | 1.9208e-07 |  | 5.729017006721428e+004 | 1.6685e-07 |  | 57329.8944 | 4e-06 | 154.6332 | 4e-06
5.732989435286800e+004 | 2.5854e-08 | 57329.8944 | 5.732989435286800e+004 | 9.8491e-08 |  | 5.732989435286800e+004 | 1.9183e-07 |  | 5.732989435286800e+004 | 1.6663e-07 |  | 57369.6462 | 4e-06 | 154.7136 | 4e-06
5.736964618284335e+004 | 2.5841e-08 | 57369.6462 | 5.736964618284335e+004 | 9.8367e-08 |  | 5.736964618284335e+004 | 1.9158e-07 |  | 5.736964618284335e+004 | 1.6642e-07 |  | 57409.4256 | 4e-06 | 154.7941 | 4e-06
5.740942557623922e+004 | 2.5827e-08 | 57409.4256 | 5.740942557623922e+004 | 9.8242e-08 |  | 5.740942557623922e+004 | 1.9133e-07 |  | 5.740942557623922e+004 | 1.662e-07 |  | 57449.2326 | 4e-06 | 154.8746 | 4e-06
5.744923255216773e+004 | 2.5814e-08 | 57449.2326 | 5.744923255216773e+004 | 9.8118e-08 |  | 5.744923255216773e+004 | 1.9108e-07 |  | 5.744923255216773e+004 | 1.6598e-07 |  | 57489.0671 | 4e-06 | 154.955 | 4e-06
5.748906712975429e+004 | 2.58e-08 | 57489.0671 | 5.748906712975429e+004 | 9.7994e-08 |  | 5.748906712975429e+004 | 1.9083e-07 |  | 5.748906712975429e+004 | 1.6577e-07 |  | 57528.9293 | 4e-06 | 155.0355 | 4e-06
5.752892932813752e+004 | 2.5787e-08 | 57528.9293 | 5.752892932813752e+004 | 9.787e-08 |  | 5.752892932813752e+004 | 1.9058e-07 |  | 5.752892932813752e+004 | 1.6555e-07 |  | 57568.8192 | 4e-06 | 155.116 | 4e-06
5.756881916646934e+004 | 2.5774e-08 | 57568.8192 | 5.756881916646934e+004 | 9.7747e-08 |  | 5.756881916646934e+004 | 1.9034e-07 |  | 5.756881916646934e+004 | 1.6534e-07 |  | 57608.7367 | 4e-06 | 155.1965 | 4e-06
5.760873666391494e+004 | 2.576e-08 | 57608.7367 | 5.760873666391494e+004 | 9.7623e-08 |  | 5.760873666391494e+004 | 1.9009e-07 |  | 5.760873666391494e+004 | 1.6512e-07 |  | 57648.6818 | 4e-06 | 155.2772 | 4e-06
5.764868183965280e+004 | 2.5747e-08 | 57648.6818 | 5.764868183965280e+004 | 9.75e-08 |  | 5.764868183965280e+004 | 1.8984e-07 |  | 5.764868183965280e+004 | 1.6491e-07 |  | 57688.6547 | 4e-06 | 155.3577 | 4e-06
5.768865471287472e+004 | 2.5733e-08 | 57688.6547 | 5.768865471287472e+004 | 9.7377e-08 |  | 5.768865471287472e+004 | 1.8959e-07 |  | 5.768865471287472e+004 | 1.6469e-07 |  | 57728.6553 | 4e-06 | 155.4383 | 4e-06
5.772865530278577e+004 | 2.572e-08 | 57728.6553 | 5.772865530278577e+004 | 9.7254e-08 |  | 5.772865530278577e+004 | 1.8934e-07 |  | 5.772865530278577e+004 | 1.6448e-07 |  | 57768.6836 | 4e-06 | 155.5189 | 4e-06
5.776868362860436e+004 | 2.5707e-08 | 57768.6836 | 5.776868362860436e+004 | 9.7131e-08 |  | 5.776868362860436e+004 | 1.891e-07 |  | 5.776868362860436e+004 | 1.6427e-07 |  | 57808.7397 | 4e-06 | 155.5995 | 4e-06
5.780873970956222e+004 | 2.5693e-08 | 57808.7397 | 5.780873970956222e+004 | 9.7008e-08 |  | 5.780873970956222e+004 | 1.8885e-07 |  | 5.780873970956222e+004 | 1.6405e-07 |  | 57848.8236 | 4e-06 | 155.6802 | 4e-06
5.784882356490442e+004 | 2.568e-08 | 57848.8236 | 5.784882356490442e+004 | 9.6885e-08 |  | 5.784882356490442e+004 | 1.886e-07 |  | 5.784882356490442e+004 | 1.6384e-07 |  | 57888.9352 | 4e-06 | 155.7608 | 4e-06
5.788893521388937e+004 | 2.5667e-08 | 57888.9352 | 5.788893521388937e+004 | 9.6763e-08 |  | 5.788893521388937e+004 | 1.8836e-07 |  | 5.788893521388937e+004 | 1.6363e-07 |  | 57929.0747 | 4e-06 | 155.8415 | 4e-06
5.792907467578882e+004 | 2.5654e-08 | 57929.0747 | 5.792907467578882e+004 | 9.6641e-08 |  | 5.792907467578882e+004 | 1.8811e-07 |  | 5.792907467578882e+004 | 1.6341e-07 |  | 57969.242 | 4e-06 | 155.9222 | 4e-06
5.796924196988791e+004 | 2.564e-08 | 57969.242 | 5.796924196988791e+004 | 9.6519e-08 |  | 5.796924196988791e+004 | 1.8787e-07 |  | 5.796924196988791e+004 | 1.632e-07 |  | 58009.4371 | 4e-06 | 156.0029 | 4e-06
5.800943711548513e+004 | 2.5627e-08 | 58009.4371 | 5.800943711548513e+004 | 9.6397e-08 |  | 5.800943711548513e+004 | 1.8762e-07 |  | 5.800943711548513e+004 | 1.6299e-07 |  | 58049.6601 | 4e-06 | 156.0836 | 4e-06
5.804966013189236e+004 | 2.5614e-08 | 58049.6601 | 5.804966013189236e+004 | 9.6275e-08 |  | 5.804966013189236e+004 | 1.8738e-07 |  | 5.804966013189236e+004 | 1.6278e-07 |  | 58089.911 | 4e-06 | 156.1644 | 4e-06
5.808991103843489e+004 | 2.5601e-08 | 58089.911 | 5.808991103843489e+004 | 9.6154e-08 |  | 5.808991103843489e+004 | 1.8713e-07 |  | 5.808991103843489e+004 | 1.6257e-07 |  | 58130.1899 | 4e-06 | 156.2452 | 4e-06
5.813018985445136e+004 | 2.5587e-08 | 58130.1899 | 5.813018985445136e+004 | 9.6032e-08 |  | 5.813018985445136e+004 | 1.8689e-07 |  | 5.813018985445136e+004 | 1.6235e-07 |  | 58170.4966 | 4e-06 | 156.326 | 4e-06
5.817049659929387e+004 | 2.5574e-08 | 58170.4966 | 5.817049659929387e+004 | 9.5911e-08 |  | 5.817049659929387e+004 | 1.8664e-07 |  | 5.817049659929387e+004 | 1.6214e-07 |  | 58210.8313 | 4e-06 | 156.4068 | 4e-06
5.821083129232791e+004 | 2.5561e-08 | 58210.8313 | 5.821083129232791e+004 | 9.579e-08 |  | 5.821083129232791e+004 | 1.864e-07 |  | 5.821083129232791e+004 | 1.6193e-07 |  | 58251.194 | 4e-06 | 156.4876 | 4e-06
5.825119395293241e+004 | 2.5548e-08 | 58251.194 | 5.825119395293241e+004 | 9.5669e-08 |  | 5.825119395293241e+004 | 1.8616e-07 |  | 5.825119395293241e+004 | 1.6172e-07 |  | 58291.5846 | 4e-06 | 156.5684 | 4e-06
5.829158460049972e+004 | 2.5535e-08 | 58291.5846 | 5.829158460049972e+004 | 9.5548e-08 |  | 5.829158460049972e+004 | 1.8591e-07 |  | 5.829158460049972e+004 | 1.6151e-07 |  | 58332.0033 | 4e-06 | 156.6492 | 4e-06
5.833200325443567e+004 | 2.5521e-08 | 58332.0033 | 5.833200325443567e+004 | 9.5427e-08 |  | 5.833200325443567e+004 | 1.8567e-07 |  | 5.833200325443567e+004 | 1.613e-07 |  | 58372.4499 | 4e-06 | 156.7301 | 4e-06
5.837244993415951e+004 | 2.5508e-08 | 58372.4499 | 5.837244993415951e+004 | 9.5307e-08 |  | 5.837244993415951e+004 | 1.8543e-07 |  | 5.837244993415951e+004 | 1.6109e-07 |  | 58412.9247 | 4e-06 | 156.811 | 4e-06
5.841292465910397e+004 | 2.5495e-08 | 58412.9247 | 5.841292465910397e+004 | 9.5187e-08 |  | 5.841292465910397e+004 | 1.8519e-07 |  | 5.841292465910397e+004 | 1.6088e-07 |  | 58453.4274 | 4e-06 | 156.8919 | 4e-06
5.845342744871526e+004 | 2.5482e-08 | 58453.4274 | 5.845342744871526e+004 | 9.5067e-08 |  | 5.845342744871526e+004 | 1.8495e-07 |  | 5.845342744871526e+004 | 1.6067e-07 |  | 58493.9583 | 4e-06 | 156.9729 | 4e-06
5.849395832245307e+004 | 2.5469e-08 | 58493.9583 | 5.849395832245307e+004 | 9.4947e-08 |  | 5.849395832245307e+004 | 1.847e-07 |  | 5.849395832245307e+004 | 1.6046e-07 |  | 58534.5173 | 4e-06 | 157.0538 | 4e-06
5.853451729979057e+004 | 2.5456e-08 | 58534.5173 | 5.853451729979057e+004 | 9.4827e-08 |  | 5.853451729979057e+004 | 1.8446e-07 |  | 5.853451729979057e+004 | 1.6026e-07 |  | 58575.1044 | 4e-06 | 157.1347 | 4e-06
5.857510440021445e+004 | 2.5443e-08 | 58575.1044 | 5.857510440021445e+004 | 9.4707e-08 |  | 5.857510440021445e+004 | 1.8422e-07 |  | 5.857510440021445e+004 | 1.6005e-07 |  | 58615.7196 | 4e-06 | 157.2157 | 4e-06
5.861571964322491e+004 | 2.5429e-08 | 58615.7196 | 5.861571964322491e+004 | 9.4587e-08 |  | 5.861571964322491e+004 | 1.8398e-07 |  | 5.861571964322491e+004 | 1.5984e-07 |  | 58656.363 | 4e-06 | 157.2966 | 4e-06
5.865636304833566e+004 | 2.5416e-08 | 58656.363 | 5.865636304833566e+004 | 9.4468e-08 |  | 5.865636304833566e+004 | 1.8374e-07 |  | 5.865636304833566e+004 | 1.5963e-07 |  | 58697.0346 | 4e-06 | 157.3777 | 4e-06
5.869703463507396e+004 | 2.5403e-08 | 58697.0346 | 5.869703463507396e+004 | 9.4349e-08 |  | 5.869703463507396e+004 | 1.835e-07 |  | 5.869703463507396e+004 | 1.5942e-07 |  | 58737.7344 | 4e-06 | 157.4587 | 4e-06
5.873773442298058e+004 | 2.539e-08 | 58737.7344 | 5.873773442298058e+004 | 9.423e-08 |  | 5.873773442298058e+004 | 1.8326e-07 |  | 5.873773442298058e+004 | 1.5922e-07 |  | 58778.4624 | 4e-06 | 157.5397 | 4e-06
5.877846243160986e+004 | 2.5377e-08 | 58778.4624 | 5.877846243160986e+004 | 9.4111e-08 |  | 5.877846243160986e+004 | 1.8302e-07 |  | 5.877846243160986e+004 | 1.5901e-07 |  | 58819.2187 | 4e-06 | 157.6208 | 4e-06
5.881921868052971e+004 | 2.5364e-08 | 58819.2187 | 5.881921868052971e+004 | 9.3992e-08 |  | 5.881921868052971e+004 | 1.8279e-07 |  | 5.881921868052971e+004 | 1.588e-07 |  | 58860.0032 | 4e-06 | 157.7019 | 4e-06
5.886000318932158e+004 | 2.5351e-08 | 58860.0032 | 5.886000318932158e+004 | 9.3874e-08 |  | 5.886000318932158e+004 | 1.8255e-07 |  | 5.886000318932158e+004 | 1.586e-07 |  | 58900.816 | 4e-06 | 157.783 | 4e-06
5.890081597758051e+004 | 2.5338e-08 | 58900.816 | 5.890081597758051e+004 | 9.3755e-08 |  | 5.890081597758051e+004 | 1.8231e-07 |  | 5.890081597758051e+004 | 1.5839e-07 |  | 58941.6571 | 4e-06 | 157.8641 | 4e-06
5.894165706491513e+004 | 2.5325e-08 | 58941.6571 | 5.894165706491513e+004 | 9.3637e-08 |  | 5.894165706491513e+004 | 1.8207e-07 |  | 5.894165706491513e+004 | 1.5819e-07 |  | 58982.5265 | 4e-06 | 157.9452 | 4e-06
5.898252647094768e+004 | 2.5312e-08 | 58982.5265 | 5.898252647094768e+004 | 9.3519e-08 |  | 5.898252647094768e+004 | 1.8183e-07 |  | 5.898252647094768e+004 | 1.5798e-07 |  | 59023.4242 | 4e-06 | 158.0264 | 4e-06
5.902342421531396e+004 | 2.5299e-08 | 59023.4242 | 5.902342421531396e+004 | 9.3401e-08 |  | 5.902342421531396e+004 | 1.816e-07 |  | 5.902342421531396e+004 | 1.5777e-07 |  | 59064.3503 | 4e-06 | 158.1076 | 4e-06
5.906435031766343e+004 | 2.5286e-08 | 59064.3503 | 5.906435031766343e+004 | 9.3283e-08 |  | 5.906435031766343e+004 | 1.8136e-07 |  | 5.906435031766343e+004 | 1.5757e-07 |  | 59105.3048 | 4e-06 | 158.1887 | 4e-06
5.910530479765917e+004 | 2.5273e-08 | 59105.3048 | 5.910530479765917e+004 | 9.3165e-08 |  | 5.910530479765917e+004 | 1.8112e-07 |  | 5.910530479765917e+004 | 1.5736e-07 |  | 59146.2877 | 4e-06 | 158.2699 | 4e-06
5.914628767497787e+004 | 2.526e-08 | 59146.2877 | 5.914628767497787e+004 | 9.3048e-08 |  | 5.914628767497787e+004 | 1.8089e-07 |  | 5.914628767497787e+004 | 1.5716e-07 |  | 59187.299 | 4e-06 | 158.3511 | 4e-06
5.918729896930989e+004 | 2.5247e-08 | 59187.299 | 5.918729896930989e+004 | 9.2931e-08 |  | 5.918729896930989e+004 | 1.8065e-07 |  | 5.918729896930989e+004 | 1.5696e-07 |  | 59228.3387 | 4e-06 | 158.4324 | 4e-06
5.922833870035922e+004 | 2.5234e-08 | 59228.3387 | 5.922833870035922e+004 | 9.2813e-08 |  | 5.922833870035922e+004 | 1.8041e-07 |  | 5.922833870035922e+004 | 1.5675e-07 |  | 59269.4069 | 4e-06 | 158.5136 | 4e-06
5.926940688784354e+004 | 2.5221e-08 | 59269.4069 | 5.926940688784354e+004 | 9.2696e-08 |  | 5.926940688784354e+004 | 1.8018e-07 |  | 5.926940688784354e+004 | 1.5655e-07 |  | 59310.5036 | 4e-06 | 158.5949 | 4e-06
5.931050355149416e+004 | 2.5208e-08 | 59310.5036 | 5.931050355149416e+004 | 9.258e-08 |  | 5.931050355149416e+004 | 1.7994e-07 |  | 5.931050355149416e+004 | 1.5634e-07 |  | 59351.6287 | 4e-06 | 158.6761 | 4e-06
5.935162871105610e+004 | 2.5195e-08 | 59351.6287 | 5.935162871105610e+004 | 9.2463e-08 |  | 5.935162871105610e+004 | 1.7971e-07 |  | 5.935162871105610e+004 | 1.5614e-07 |  | 59392.7824 | 4e-06 | 158.7574 | 4e-06
5.939278238628809e+004 | 2.5183e-08 | 59392.7824 | 5.939278238628809e+004 | 9.2346e-08 |  | 5.939278238628809e+004 | 1.7947e-07 |  | 5.939278238628809e+004 | 1.5594e-07 |  | 59433.9646 | 4e-06 | 158.8387 | 4e-06
5.943396459696252e+004 | 2.517e-08 | 59433.9646 | 5.943396459696252e+004 | 9.223e-08 |  | 5.943396459696252e+004 | 1.7924e-07 |  | 5.943396459696252e+004 | 1.5574e-07 |  | 59475.1754 | 4e-06 | 158.92 | 4e-06
5.947517536286552e+004 | 2.5157e-08 | 59475.1754 | 5.947517536286552e+004 | 9.2114e-08 |  | 5.947517536286552e+004 | 1.7901e-07 |  | 5.947517536286552e+004 | 1.5553e-07 |  | 59516.4147 | 4e-06 | 159.0014 | 4e-06
5.951641470379692e+004 | 2.5144e-08 | 59516.4147 | 5.951641470379692e+004 | 9.1997e-08 |  | 5.951641470379692e+004 | 1.7877e-07 |  | 5.951641470379692e+004 | 1.5533e-07 |  | 59557.6826 | 4e-06 | 159.0828 | 4e-06
5.955768263957027e+004 | 2.5131e-08 | 59557.6826 | 5.955768263957027e+004 | 9.1882e-08 |  | 5.955768263957027e+004 | 1.7854e-07 |  | 5.955768263957027e+004 | 1.5513e-07 |  | 59598.9792 | 4e-06 | 159.1641 | 4e-06
5.959897919001291e+004 | 2.5118e-08 | 59598.9792 | 5.959897919001291e+004 | 9.1766e-08 |  | 5.959897919001291e+004 | 1.7831e-07 |  | 5.959897919001291e+004 | 1.5493e-07 |  | 59640.3044 | 4e-06 | 159.2455 | 4e-06
5.964030437496587e+004 | 2.5105e-08 | 59640.3044 | 5.964030437496587e+004 | 9.165e-08 |  | 5.964030437496587e+004 | 1.7807e-07 |  | 5.964030437496587e+004 | 1.5473e-07 |  | 59681.6582 | 4e-06 | 159.3269 | 4e-06
5.968165821428396e+004 | 2.5093e-08 | 59681.6582 | 5.968165821428396e+004 | 9.1535e-08 |  | 5.968165821428396e+004 | 1.7784e-07 |  | 5.968165821428396e+004 | 1.5453e-07 |  | 59723.0407 | 4e-06 | 159.4083 | 4e-06
5.972304072783577e+004 | 2.508e-08 | 59723.0407 | 5.972304072783577e+004 | 9.1419e-08 |  | 5.972304072783577e+004 | 1.7761e-07 |  | 5.972304072783577e+004 | 1.5432e-07 |  | 59764.4519 | 4e-06 | 159.4898 | 4e-06
5.976445193550365e+004 | 2.5067e-08 | 59764.4519 | 5.976445193550365e+004 | 9.1304e-08 |  | 5.976445193550365e+004 | 1.7738e-07 |  | 5.976445193550365e+004 | 1.5412e-07 |  | 59805.8919 | 4e-06 | 159.5712 | 4e-06
5.980589185718373e+004 | 2.5054e-08 | 59805.8919 | 5.980589185718373e+004 | 9.1189e-08 |  | 5.980589185718373e+004 | 1.7715e-07 |  | 5.980589185718373e+004 | 1.5392e-07 |  | 59847.3605 | 4e-06 | 159.6527 | 4e-06
5.984736051278595e+004 | 2.5041e-08 | 59847.3605 | 5.984736051278595e+004 | 9.1074e-08 |  | 5.984736051278595e+004 | 1.7692e-07 |  | 5.984736051278595e+004 | 1.5372e-07 |  | 59888.8579 | 4e-06 | 159.7342 | 4e-06
5.988885792223406e+004 | 2.5029e-08 | 59888.8579 | 5.988885792223406e+004 | 9.0959e-08 |  | 5.988885792223406e+004 | 1.7668e-07 |  | 5.988885792223406e+004 | 1.5352e-07 |  | 59930.3841 | 4e-06 | 159.8157 | 4e-06
5.993038410546561e+004 | 2.5016e-08 | 59930.3841 | 5.993038410546561e+004 | 9.0845e-08 |  | 5.993038410546561e+004 | 1.7645e-07 |  | 5.993038410546561e+004 | 1.5332e-07 |  | 59971.9391 | 4e-06 | 159.8971 | 4e-06
5.997193908243198e+004 | 2.5003e-08 | 59971.9391 | 5.997193908243198e+004 | 9.073e-08 |  | 5.997193908243198e+004 | 1.7622e-07 |  | 5.997193908243198e+004 | 1.5312e-07 |  | 60013.5229 | 4e-06 | 159.9787 | 4e-06
6.001352287309839e+004 | 2.499e-08 | 60013.5229 | 6.001352287309839e+004 | 9.0616e-08 |  | 6.001352287309839e+004 | 1.7599e-07 |  | 6.001352287309839e+004 | 1.5293e-07 |  | 60055.1355 | 4e-06 | 160.0602 | 4e-06
6.005513549744389e+004 | 2.4978e-08 | 60055.1355 | 6.005513549744389e+004 | 9.0502e-08 |  | 6.005513549744389e+004 | 1.7576e-07 |  | 6.005513549744389e+004 | 1.5273e-07 |  | 60096.777 | 4e-06 | 160.1418 | 4e-06
6.009677697546140e+004 | 2.4965e-08 | 60096.777 | 6.009677697546140e+004 | 9.0388e-08 |  | 6.009677697546140e+004 | 1.7553e-07 |  | 6.009677697546140e+004 | 1.5253e-07 |  | 60138.4473 | 4e-06 | 160.2234 | 4e-06
6.013844732715769e+004 | 2.4952e-08 | 60138.4473 | 6.013844732715769e+004 | 9.0274e-08 |  | 6.013844732715769e+004 | 1.7531e-07 |  | 6.013844732715769e+004 | 1.5233e-07 |  | 60180.1466 | 4e-06 | 160.305 | 4e-06
6.018014657255341e+004 | 2.4939e-08 | 60180.1466 | 6.018014657255341e+004 | 9.016e-08 |  | 6.018014657255341e+004 | 1.7508e-07 |  | 6.018014657255341e+004 | 1.5213e-07 |  | 60221.8747 | 4e-06 | 160.3866 | 4e-06
6.022187473168308e+004 | 2.4927e-08 | 60221.8747 | 6.022187473168308e+004 | 9.0047e-08 |  | 6.022187473168308e+004 | 1.7485e-07 |  | 6.022187473168308e+004 | 1.5193e-07 |  | 60263.6318 | 4e-06 | 160.4682 | 4e-06
6.026363182459513e+004 | 2.4914e-08 | 60263.6318 | 6.026363182459513e+004 | 8.9934e-08 |  | 6.026363182459513e+004 | 1.7462e-07 |  | 6.026363182459513e+004 | 1.5174e-07 |  | 60305.4179 | 4e-06 | 160.5499 | 4e-06
6.030541787135188e+004 | 2.4901e-08 | 60305.4179 | 6.030541787135188e+004 | 8.982e-08 |  | 6.030541787135188e+004 | 1.7439e-07 |  | 6.030541787135188e+004 | 1.5154e-07 |  | 60347.2329 | 4e-06 | 160.6315 | 4e-06
6.034723289202956e+004 | 2.4889e-08 | 60347.2329 | 6.034723289202956e+004 | 8.9707e-08 |  | 6.034723289202956e+004 | 1.7416e-07 |  | 6.034723289202956e+004 | 1.5134e-07 |  | 60389.0769 | 4e-06 | 160.7132 | 4e-06
6.038907690671833e+004 | 2.4876e-08 | 60389.0769 | 6.038907690671833e+004 | 8.9594e-08 |  | 6.038907690671833e+004 | 1.7394e-07 |  | 6.038907690671833e+004 | 1.5115e-07 |  | 60430.9499 | 4e-06 | 160.7949 | 4e-06
6.043094993552227e+004 | 2.4863e-08 | 60430.9499 | 6.043094993552227e+004 | 8.9482e-08 |  | 6.043094993552227e+004 | 1.7371e-07 |  | 6.043094993552227e+004 | 1.5095e-07 |  | 60472.852 | 4e-06 | 160.8766 | 4e-06
6.047285199855939e+004 | 2.4851e-08 | 60472.852 | 6.047285199855939e+004 | 8.9369e-08 |  | 6.047285199855939e+004 | 1.7348e-07 |  | 6.047285199855939e+004 | 1.5075e-07 |  | 60514.7831 | 4e-06 | 160.9583 | 4e-06
6.051478311596169e+004 | 2.4838e-08 | 60514.7831 | 6.051478311596169e+004 | 8.9256e-08 |  | 6.051478311596169e+004 | 1.7326e-07 |  | 6.051478311596169e+004 | 1.5056e-07 |  | 60556.7433 | 4e-06 | 161.04 | 4e-06
6.055674330787508e+004 | 2.4826e-08 | 60556.7433 | 6.055674330787508e+004 | 8.9144e-08 |  | 6.055674330787508e+004 | 1.7303e-07 |  | 6.055674330787508e+004 | 1.5036e-07 |  | 60598.7326 | 4e-06 | 161.1218 | 4e-06
6.059873259445948e+004 | 2.4813e-08 | 60598.7326 | 6.059873259445948e+004 | 8.9032e-08 |  | 6.059873259445948e+004 | 1.7281e-07 |  | 6.059873259445948e+004 | 1.5017e-07 |  | 60640.751 | 4e-06 | 161.2035 | 4e-06
6.064075099588875e+004 | 2.48e-08 | 60640.751 | 6.064075099588875e+004 | 8.892e-08 |  | 6.064075099588875e+004 | 1.7258e-07 |  | 6.064075099588875e+004 | 1.4997e-07 |  | 60682.7985 | 4e-06 | 161.2854 | 4e-06
6.068279853235078e+004 | 2.4788e-08 | 60682.7985 | 6.068279853235078e+004 | 8.8808e-08 |  | 6.068279853235078e+004 | 1.7236e-07 |  | 6.068279853235078e+004 | 1.4978e-07 |  | 60724.8752 | 4e-06 | 161.3671 | 4e-06
6.072487522404741e+004 | 2.4775e-08 | 60724.8752 | 6.072487522404741e+004 | 8.8696e-08 |  | 6.072487522404741e+004 | 1.7213e-07 |  | 6.072487522404741e+004 | 1.4958e-07 |  | 60766.9811 | 4e-06 | 161.4489 | 4e-06
6.076698109119454e+004 | 2.4763e-08 | 60766.9811 | 6.076698109119454e+004 | 8.8585e-08 |  | 6.076698109119454e+004 | 1.7191e-07 |  | 6.076698109119454e+004 | 1.4939e-07 |  | 60809.1162 | 4e-06 | 161.5307 | 4e-06
6.080911615402205e+004 | 2.475e-08 | 60809.1162 | 6.080911615402205e+004 | 8.8473e-08 |  | 6.080911615402205e+004 | 1.7168e-07 |  | 6.080911615402205e+004 | 1.4919e-07 |  | 60851.2804 | 4e-06 | 161.6126 | 4e-06
6.085128043277386e+004 | 2.4738e-08 | 60851.2804 | 6.085128043277386e+004 | 8.8362e-08 |  | 6.085128043277386e+004 | 1.7146e-07 |  | 6.085128043277386e+004 | 1.49e-07 |  | 60893.4739 | 4e-06 | 161.6944 | 4e-06
6.089347394770792e+004 | 2.4725e-08 | 60893.4739 | 6.089347394770792e+004 | 8.8251e-08 |  | 6.089347394770792e+004 | 1.7123e-07 |  | 6.089347394770792e+004 | 1.4881e-07 |  | 60935.6967 | 4e-06 | 161.7763 | 4e-06
6.093569671909624e+004 | 2.4713e-08 | 60935.6967 | 6.093569671909624e+004 | 8.814e-08 |  | 6.093569671909624e+004 | 1.7101e-07 |  | 6.093569671909624e+004 | 1.4861e-07 |  | 60977.9488 | 4e-06 | 161.8582 | 4e-06
6.097794876722488e+004 | 2.47e-08 | 60977.9488 | 6.097794876722488e+004 | 8.8029e-08 |  | 6.097794876722488e+004 | 1.7079e-07 |  | 6.097794876722488e+004 | 1.4842e-07 |  | 61020.2301 | 4e-06 | 161.9401 | 4e-06
6.102023011239395e+004 | 2.4688e-08 | 61020.2301 | 6.102023011239395e+004 | 8.7918e-08 |  | 6.102023011239395e+004 | 1.7056e-07 |  | 6.102023011239395e+004 | 1.4823e-07 |  | 61062.5408 | 4e-06 | 162.022 | 4e-06
6.106254077491767e+004 | 2.4675e-08 | 61062.5408 | 6.106254077491767e+004 | 8.7808e-08 |  | 6.106254077491767e+004 | 1.7034e-07 |  | 6.106254077491767e+004 | 1.4803e-07 |  | 61104.8808 | 3.9999e-06 | 162.1039 | 3.9999e-06
6.110488077512432e+004 | 2.4663e-08 | 61104.8808 | 6.110488077512432e+004 | 8.7697e-08 |  | 6.110488077512432e+004 | 1.7012e-07 |  | 6.110488077512432e+004 | 1.4784e-07 |  | 61147.2501 | 3.9999e-06 | 162.1858 | 3.9999e-06
6.114725013335628e+004 | 2.465e-08 | 61147.2501 | 6.114725013335628e+004 | 8.7587e-08 |  | 6.114725013335628e+004 | 1.699e-07 |  | 6.114725013335628e+004 | 1.4765e-07 |  | 61189.6489 | 3.9999e-06 | 162.2678 | 3.9999e-06
6.118964886997003e+004 | 2.4638e-08 | 61189.6489 | 6.118964886997003e+004 | 8.7477e-08 |  | 6.118964886997003e+004 | 1.6968e-07 |  | 6.118964886997003e+004 | 1.4746e-07 |  | 61232.077 | 3.9999e-06 | 162.3498 | 3.9999e-06
6.123207700533618e+004 | 2.4625e-08 | 61232.077 | 6.123207700533618e+004 | 8.7367e-08 |  | 6.123207700533618e+004 | 1.6945e-07 |  | 6.123207700533618e+004 | 1.4727e-07 |  | 61274.5346 | 3.9999e-06 | 162.4318 | 4e-06
6.127453455983945e+004 | 2.4613e-08 | 61274.5346 | 6.127453455983945e+004 | 8.7257e-08 |  | 6.127453455983945e+004 | 1.6923e-07 |  | 6.127453455983945e+004 | 1.4708e-07 |  | 61317.0216 | 3.9999e-06 | 162.5138 | 4e-06
6.131702155387870e+004 | 2.4601e-08 | 61317.0216 | 6.131702155387870e+004 | 8.7147e-08 |  | 6.131702155387870e+004 | 1.6901e-07 |  | 6.131702155387870e+004 | 1.4688e-07 |  | 61359.538 | 3.9999e-06 | 162.5958 | 4e-06
6.135953800786695e+004 | 2.4588e-08 | 61359.538 | 6.135953800786695e+004 | 8.7038e-08 |  | 6.135953800786695e+004 | 1.6879e-07 |  | 6.135953800786695e+004 | 1.4669e-07 |  | 61402.0839 | 3.9999e-06 | 162.6778 | 3.9999e-06
6.140208394223134e+004 | 2.4576e-08 | 61402.0839 | 6.140208394223134e+004 | 8.6928e-08 |  | 6.140208394223134e+004 | 1.6857e-07 |  | 6.140208394223134e+004 | 1.465e-07 |  | 61444.6594 | 3.9999e-06 | 162.7599 | 3.9999e-06
6.144465937741321e+004 | 2.4563e-08 | 61444.6594 | 6.144465937741321e+004 | 8.6819e-08 |  | 6.144465937741321e+004 | 1.6835e-07 |  | 6.144465937741321e+004 | 1.4631e-07 |  | 61487.2643 | 3.9999e-06 | 162.8419 | 3.9999e-06
6.148726433386805e+004 | 2.4551e-08 | 61487.2643 | 6.148726433386805e+004 | 8.671e-08 |  | 6.148726433386805e+004 | 1.6813e-07 |  | 6.148726433386805e+004 | 1.4612e-07 |  | 61529.8988 | 3.9999e-06 | 162.924 | 3.9999e-06
6.152989883206553e+004 | 2.4539e-08 | 61529.8988 | 6.152989883206553e+004 | 8.6601e-08 |  | 6.152989883206553e+004 | 1.6791e-07 |  | 6.152989883206553e+004 | 1.4593e-07 |  | 61572.5629 | 3.9999e-06 | 163.0061 | 3.9999e-06
6.157256289248954e+004 | 2.4526e-08 | 61572.5629 | 6.157256289248954e+004 | 8.6492e-08 |  | 6.157256289248954e+004 | 1.6769e-07 |  | 6.157256289248954e+004 | 1.4574e-07 |  | 61615.2565 | 3.9999e-06 | 163.0882 | 3.9999e-06
6.161525653563815e+004 | 2.4514e-08 | 61615.2565 | 6.161525653563815e+004 | 8.6384e-08 |  | 6.161525653563815e+004 | 1.6747e-07 |  | 6.161525653563815e+004 | 1.4555e-07 |  | 61657.9798 | 3.9999e-06 | 163.1703 | 3.9999e-06
6.165797978202366e+004 | 2.4502e-08 | 61657.9798 | 6.165797978202366e+004 | 8.6275e-08 |  | 6.165797978202366e+004 | 1.6726e-07 |  | 6.165797978202366e+004 | 1.4536e-07 |  | 61700.7327 | 3.9999e-06 | 163.2525 | 3.9999e-06
6.170073265217256e+004 | 2.4489e-08 | 61700.7327 | 6.170073265217256e+004 | 8.6167e-08 |  | 6.170073265217256e+004 | 1.6704e-07 |  | 6.170073265217256e+004 | 1.4518e-07 |  | 61743.5152 | 3.9999e-06 | 163.3346 | 3.9999e-06
6.174351516662561e+004 | 2.4477e-08 | 61743.5152 | 6.174351516662561e+004 | 8.6058e-08 |  | 6.174351516662561e+004 | 1.6682e-07 |  | 6.174351516662561e+004 | 1.4499e-07 |  | 61786.3273 | 3.9999e-06 | 163.4167 | 3.9999e-06
6.178632734593781e+004 | 2.4465e-08 | 61786.3273 | 6.178632734593781e+004 | 8.595e-08 |  | 6.178632734593781e+004 | 1.666e-07 |  | 6.178632734593781e+004 | 1.448e-07 |  | 61829.1692 | 3.9999e-06 | 163.4988 | 3.9999e-06
6.182916921067839e+004 | 2.4452e-08 | 61829.1692 | 6.182916921067839e+004 | 8.5842e-08 |  | 6.182916921067839e+004 | 1.6638e-07 |  | 6.182916921067839e+004 | 1.4461e-07 |  | 61872.0408 | 3.9999e-06 | 163.5811 | 3.9999e-06
6.187204078143085e+004 | 2.444e-08 | 61872.0408 | 6.187204078143085e+004 | 8.5734e-08 |  | 6.187204078143085e+004 | 1.6617e-07 |  | 6.187204078143085e+004 | 1.4442e-07 |  | 61914.9421 | 3.9999e-06 | 163.6633 | 3.9999e-06
6.191494207879297e+004 | 2.4428e-08 | 61914.9421 | 6.191494207879297e+004 | 8.5627e-08 |  | 6.191494207879297e+004 | 1.6595e-07 |  | 6.191494207879297e+004 | 1.4424e-07 |  | 61957.8731 | 3.9999e-06 | 163.7455 | 3.9999e-06
6.195787312337681e+004 | 2.4416e-08 | 61957.8731 | 6.195787312337681e+004 | 8.5519e-08 |  | 6.195787312337681e+004 | 1.6573e-07 |  | 6.195787312337681e+004 | 1.4405e-07 |  | 62000.8339 | 3.9999e-06 | 163.8277 | 3.9999e-06
6.200083393580872e+004 | 2.4403e-08 | 62000.8339 | 6.200083393580872e+004 | 8.5412e-08 |  | 6.200083393580872e+004 | 1.6552e-07 |  | 6.200083393580872e+004 | 1.4386e-07 |  | 62043.8245 | 3.9999e-06 | 163.9099 | 3.9999e-06
6.204382453672936e+004 | 2.4391e-08 | 62043.8245 | 6.204382453672936e+004 | 8.5305e-08 |  | 6.204382453672936e+004 | 1.653e-07 |  | 6.204382453672936e+004 | 1.4367e-07 |  | 62086.8449 | 3.9999e-06 | 163.9922 | 3.9999e-06
6.208684494679367e+004 | 2.4379e-08 | 62086.8449 | 6.208684494679367e+004 | 8.5198e-08 |  | 6.208684494679367e+004 | 1.6509e-07 |  | 6.208684494679367e+004 | 1.4349e-07 |  | 62129.8952 | 3.9999e-06 | 164.0745 | 3.9999e-06
6.212989518667097e+004 | 2.4367e-08 | 62129.8952 | 6.212989518667097e+004 | 8.5091e-08 |  | 6.212989518667097e+004 | 1.6487e-07 |  | 6.212989518667097e+004 | 1.433e-07 |  | 62172.9753 | 3.9999e-06 | 164.1568 | 3.9999e-06
6.217297527704485e+004 | 2.4354e-08 | 62172.9753 | 6.217297527704485e+004 | 8.4984e-08 |  | 6.217297527704485e+004 | 1.6466e-07 |  | 6.217297527704485e+004 | 1.4311e-07 |  | 62216.0852 | 3.9999e-06 | 164.239 | 3.9999e-06
6.221608523861330e+004 | 2.4342e-08 | 62216.0852 | 6.221608523861330e+004 | 8.4877e-08 |  | 6.221608523861330e+004 | 1.6444e-07 |  | 6.221608523861330e+004 | 1.4293e-07 |  | 62259.2251 | 3.9999e-06 | 164.3214 | 3.9999e-06
6.225922509208860e+004 | 2.433e-08 | 62259.2251 | 6.225922509208860e+004 | 8.4771e-08 |  | 6.225922509208860e+004 | 1.6423e-07 |  | 6.225922509208860e+004 | 1.4274e-07 |  | 62302.3949 | 3.9999e-06 | 164.4037 | 3.9999e-06
6.230239485819744e+004 | 2.4318e-08 | 62302.3949 | 6.230239485819744e+004 | 8.4664e-08 |  | 6.230239485819744e+004 | 1.6401e-07 |  | 6.230239485819744e+004 | 1.4256e-07 |  | 62345.5946 | 3.9999e-06 | 164.486 | 3.9999e-06
6.234559455768086e+004 | 2.4306e-08 | 62345.5946 | 6.234559455768086e+004 | 8.4558e-08 |  | 6.234559455768086e+004 | 1.638e-07 |  | 6.234559455768086e+004 | 1.4237e-07 |  | 62388.8242 | 3.9999e-06 | 164.5684 | 3.9999e-06
6.238882421129429e+004 | 2.4294e-08 | 62388.8242 | 6.238882421129429e+004 | 8.4452e-08 |  | 6.238882421129429e+004 | 1.6358e-07 |  | 6.238882421129429e+004 | 1.4219e-07 |  | 62432.0838 | 3.9999e-06 | 164.6508 | 3.9999e-06
6.243208383980755e+004 | 2.4281e-08 | 62432.0838 | 6.243208383980755e+004 | 8.4346e-08 |  | 6.243208383980755e+004 | 1.6337e-07 |  | 6.243208383980755e+004 | 1.42e-07 |  | 62475.3735 | 3.9999e-06 | 164.7332 | 3.9999e-06
6.247537346400486e+004 | 2.4269e-08 | 62475.3735 | 6.247537346400486e+004 | 8.424e-08 |  | 6.247537346400486e+004 | 1.6316e-07 |  | 6.247537346400486e+004 | 1.4182e-07 |  | 62518.6931 | 3.9999e-06 | 164.8155 | 3.9999e-06
6.251869310468484e+004 | 2.4257e-08 | 62518.6931 | 6.251869310468484e+004 | 8.4134e-08 |  | 6.251869310468484e+004 | 1.6295e-07 |  | 6.251869310468484e+004 | 1.4163e-07 |  | 62562.0428 | 3.9999e-06 | 164.8979 | 3.9999e-06
6.256204278266055e+004 | 2.4245e-08 | 62562.0428 | 6.256204278266055e+004 | 8.4029e-08 |  | 6.256204278266055e+004 | 1.6273e-07 |  | 6.256204278266055e+004 | 1.4145e-07 |  | 62605.4225 | 3.9999e-06 | 164.9803 | 3.9999e-06
6.260542251875949e+004 | 2.4233e-08 | 62605.4225 | 6.260542251875949e+004 | 8.3923e-08 |  | 6.260542251875949e+004 | 1.6252e-07 |  | 6.260542251875949e+004 | 1.4127e-07 |  | 62648.8323 | 3.9999e-06 | 165.0627 | 3.9999e-06
6.264883233382356e+004 | 2.4221e-08 | 62648.8323 | 6.264883233382356e+004 | 8.3818e-08 |  | 6.264883233382356e+004 | 1.6231e-07 |  | 6.264883233382356e+004 | 1.4108e-07 |  | 62692.2722 | 3.9999e-06 | 165.1452 | 3.9999e-06
6.269227224870915e+004 | 2.4209e-08 | 62692.2722 | 6.269227224870915e+004 | 8.3713e-08 |  | 6.269227224870915e+004 | 1.621e-07 |  | 6.269227224870915e+004 | 1.409e-07 |  | 62735.7423 | 3.9999e-06 | 165.2276 | 3.9999e-06
6.273574228428709e+004 | 2.4197e-08 | 62735.7423 | 6.273574228428709e+004 | 8.3608e-08 |  | 6.273574228428709e+004 | 1.6188e-07 |  | 6.273574228428709e+004 | 1.4072e-07 |  | 62779.2425 | 3.9999e-06 | 165.3101 | 3.9999e-06
6.277924246144271e+004 | 2.4185e-08 | 62779.2425 | 6.277924246144271e+004 | 8.3503e-08 |  | 6.277924246144271e+004 | 1.6167e-07 |  | 6.277924246144271e+004 | 1.4053e-07 |  | 62822.7728 | 3.9999e-06 | 165.3926 | 3.9999e-06
6.282277280107578e+004 | 2.4172e-08 | 62822.7728 | 6.282277280107578e+004 | 8.3399e-08 |  | 6.282277280107578e+004 | 1.6146e-07 |  | 6.282277280107578e+004 | 1.4035e-07 |  | 62866.3333 | 3.9999e-06 | 165.4751 | 3.9999e-06
6.286633332410060e+004 | 2.416e-08 | 62866.3333 | 6.286633332410060e+004 | 8.3294e-08 |  | 6.286633332410060e+004 | 1.6125e-07 |  | 6.286633332410060e+004 | 1.4017e-07 |  | 62909.9241 | 3.9999e-06 | 165.5576 | 3.9999e-06
6.290992405144595e+004 | 2.4148e-08 | 62909.9241 | 6.290992405144595e+004 | 8.319e-08 |  | 6.290992405144595e+004 | 1.6104e-07 |  | 6.290992405144595e+004 | 1.3999e-07 |  | 62953.545 | 3.9999e-06 | 165.6401 | 3.9999e-06
6.295354500405512e+004 | 2.4136e-08 | 62953.545 | 6.295354500405512e+004 | 8.3085e-08 |  | 6.295354500405512e+004 | 1.6083e-07 |  | 6.295354500405512e+004 | 1.3981e-07 |  | 62997.1962 | 3.9999e-06 | 165.7226 | 3.9999e-06
6.299719620288593e+004 | 2.4124e-08 | 62997.1962 | 6.299719620288593e+004 | 8.2981e-08 |  | 6.299719620288593e+004 | 1.6062e-07 |  | 6.299719620288593e+004 | 1.3962e-07 |  | 63040.8777 | 3.9999e-06 | 165.8052 | 3.9999e-06
6.304087766891075e+004 | 2.4112e-08 | 63040.8777 | 6.304087766891075e+004 | 8.2877e-08 |  | 6.304087766891075e+004 | 1.6041e-07 |  | 6.304087766891075e+004 | 1.3944e-07 |  | 63084.5894 | 3.9999e-06 | 165.8878 | 3.9999e-06
6.308458942311645e+004 | 2.41e-08 | 63084.5894 | 6.308458942311645e+004 | 8.2773e-08 |  | 6.308458942311645e+004 | 1.602e-07 |  | 6.308458942311645e+004 | 1.3926e-07 |  | 63128.3315 | 3.9999e-06 | 165.9703 | 3.9999e-06
6.312833148650448e+004 | 2.4088e-08 | 63128.3315 | 6.312833148650448e+004 | 8.2669e-08 |  | 6.312833148650448e+004 | 1.5999e-07 |  | 6.312833148650448e+004 | 1.3908e-07 |  | 63172.1039 | 3.9999e-06 | 166.0529 | 3.9999e-06
6.317210388009086e+004 | 2.4076e-08 | 63172.1039 | 6.317210388009086e+004 | 8.2566e-08 |  | 6.317210388009086e+004 | 1.5979e-07 |  | 6.317210388009086e+004 | 1.389e-07 |  | 63215.9066 | 3.9999e-06 | 166.1355 | 3.9999e-06
6.321590662490616e+004 | 2.4064e-08 | 63215.9066 | 6.321590662490616e+004 | 8.2462e-08 |  | 6.321590662490616e+004 | 1.5958e-07 |  | 6.321590662490616e+004 | 1.3872e-07 |  | 63259.7397 | 3.9999e-06 | 166.2181 | 3.9999e-06
6.325973974199553e+004 | 2.4052e-08 | 63259.7397 | 6.325973974199553e+004 | 8.2359e-08 |  | 6.325973974199553e+004 | 1.5937e-07 |  | 6.325973974199553e+004 | 1.3854e-07 |  | 63303.6033 | 3.9999e-06 | 166.3007 | 3.9999e-06
6.330360325241875e+004 | 2.4041e-08 | 63303.6033 | 6.330360325241875e+004 | 8.2256e-08 |  | 6.330360325241875e+004 | 1.5916e-07 |  | 6.330360325241875e+004 | 1.3836e-07 |  | 63347.4972 | 3.9999e-06 | 166.3833 | 3.9999e-06
6.334749717725015e+004 | 2.4029e-08 | 63347.4972 | 6.334749717725015e+004 | 8.2153e-08 |  | 6.334749717725015e+004 | 1.5895e-07 |  | 6.334749717725015e+004 | 1.3818e-07 |  | 63391.4215 | 3.9999e-06 | 166.466 | 3.9999e-06
6.339142153757872e+004 | 2.4017e-08 | 63391.4215 | 6.339142153757872e+004 | 8.205e-08 |  | 6.339142153757872e+004 | 1.5875e-07 |  | 6.339142153757872e+004 | 1.38e-07 |  | 63435.3764 | 3.9999e-06 | 166.5486 | 3.9999e-06
6.343537635450804e+004 | 2.4005e-08 | 63435.3764 | 6.343537635450804e+004 | 8.1947e-08 |  | 6.343537635450804e+004 | 1.5854e-07 |  | 6.343537635450804e+004 | 1.3782e-07 |  | 63479.3616 | 3.9999e-06 | 166.6313 | 3.9999e-06
6.347936164915634e+004 | 2.3993e-08 | 63479.3616 | 6.347936164915634e+004 | 8.1845e-08 |  | 6.347936164915634e+004 | 1.5833e-07 |  | 6.347936164915634e+004 | 1.3764e-07 |  | 63523.3774 | 3.9999e-06 | 166.714 | 3.9999e-06
6.352337744265649e+004 | 2.3981e-08 | 63523.3774 | 6.352337744265649e+004 | 8.1742e-08 |  | 6.352337744265649e+004 | 1.5813e-07 |  | 6.352337744265649e+004 | 1.3746e-07 |  | 63567.4238 | 3.9999e-06 | 166.7967 | 3.9999e-06
6.356742375615600e+004 | 2.3969e-08 | 63567.4238 | 6.356742375615600e+004 | 8.164e-08 |  | 6.356742375615600e+004 | 1.5792e-07 |  | 6.356742375615600e+004 | 1.3729e-07 |  | 63611.5006 | 3.9999e-06 | 166.8794 | 3.9999e-06
6.361150061081707e+004 | 2.3957e-08 | 63611.5006 | 6.361150061081707e+004 | 8.1538e-08 |  | 6.361150061081707e+004 | 1.5771e-07 |  | 6.361150061081707e+004 | 1.3711e-07 |  | 63655.608 | 3.9999e-06 | 166.9622 | 3.9999e-06
6.365560802781655e+004 | 2.3945e-08 | 63655.608 | 6.365560802781655e+004 | 8.1435e-08 |  | 6.365560802781655e+004 | 1.5751e-07 |  | 6.365560802781655e+004 | 1.3693e-07 |  | 63699.746 | 3.9999e-06 | 167.0448 | 3.9999e-06
6.369974602834599e+004 | 2.3933e-08 | 63699.746 | 6.369974602834599e+004 | 8.1334e-08 |  | 6.369974602834599e+004 | 1.573e-07 |  | 6.369974602834599e+004 | 1.3675e-07 |  | 63743.9146 | 3.9999e-06 | 167.1276 | 3.9999e-06
6.374391463361161e+004 | 2.3922e-08 | 63743.9146 | 6.374391463361161e+004 | 8.1232e-08 |  | 6.374391463361161e+004 | 1.571e-07 |  | 6.374391463361161e+004 | 1.3657e-07 |  | 63788.1139 | 3.9999e-06 | 167.2104 | 3.9999e-06
6.378811386483437e+004 | 2.391e-08 | 63788.1139 | 6.378811386483437e+004 | 8.113e-08 |  | 6.378811386483437e+004 | 1.5689e-07 |  | 6.378811386483437e+004 | 1.364e-07 |  | 63832.3437 | 3.9999e-06 | 167.2931 | 3.9999e-06
6.383234374324991e+004 | 2.3898e-08 | 63832.3437 | 6.383234374324991e+004 | 8.1028e-08 |  | 6.383234374324991e+004 | 1.5669e-07 |  | 6.383234374324991e+004 | 1.3622e-07 |  | 63876.6043 | 3.9999e-06 | 167.3759 | 3.9999e-06
6.387660429010862e+004 | 2.3886e-08 | 63876.6043 | 6.387660429010862e+004 | 8.0927e-08 |  | 6.387660429010862e+004 | 1.5648e-07 |  | 6.387660429010862e+004 | 1.3604e-07 |  | 63920.8955 | 3.9999e-06 | 167.4587 | 3.9999e-06
6.392089552667560e+004 | 2.3874e-08 | 63920.8955 | 6.392089552667560e+004 | 8.0826e-08 |  | 6.392089552667560e+004 | 1.5628e-07 |  | 6.392089552667560e+004 | 1.3587e-07 |  | 63965.2175 | 3.9999e-06 | 167.5415 | 3.9999e-06
6.396521747423073e+004 | 2.3863e-08 | 63965.2175 | 6.396521747423073e+004 | 8.0725e-08 |  | 6.396521747423073e+004 | 1.5607e-07 |  | 6.396521747423073e+004 | 1.3569e-07 |  | 64009.5702 | 3.9999e-06 | 167.6243 | 3.9999e-06
6.400957015406861e+004 | 2.3851e-08 | 64009.5702 | 6.400957015406861e+004 | 8.0624e-08 |  | 6.400957015406861e+004 | 1.5587e-07 |  | 6.400957015406861e+004 | 1.3551e-07 |  | 64053.9536 | 3.9999e-06 | 167.7072 | 3.9999e-06
6.405395358749861e+004 | 2.3839e-08 | 64053.9536 | 6.405395358749861e+004 | 8.0523e-08 |  | 6.405395358749861e+004 | 1.5567e-07 |  | 6.405395358749861e+004 | 1.3534e-07 |  | 64098.3678 | 3.9999e-06 | 167.79 | 3.9999e-06
6.409836779584490e+004 | 2.3827e-08 | 64098.3678 | 6.409836779584490e+004 | 8.0422e-08 |  | 6.409836779584490e+004 | 1.5547e-07 |  | 6.409836779584490e+004 | 1.3516e-07 |  | 64142.8128 | 3.9999e-06 | 167.8729 | 3.9999e-06
6.414281280044642e+004 | 2.3815e-08 | 64142.8128 | 6.414281280044642e+004 | 8.0321e-08 |  | 6.414281280044642e+004 | 1.5526e-07 |  | 6.414281280044642e+004 | 1.3499e-07 |  | 64187.2886 | 3.9999e-06 | 167.9558 | 3.9999e-06
6.418728862265691e+004 | 2.3804e-08 | 64187.2886 | 6.418728862265691e+004 | 8.0221e-08 |  | 6.418728862265691e+004 | 1.5506e-07 |  | 6.418728862265691e+004 | 1.3481e-07 |  | 64231.7953 | 3.9999e-06 | 168.0386 | 3.9999e-06
6.423179528384491e+004 | 2.3792e-08 | 64231.7953 | 6.423179528384491e+004 | 8.0121e-08 |  | 6.423179528384491e+004 | 1.5486e-07 |  | 6.423179528384491e+004 | 1.3464e-07 |  | 64276.3328 | 3.9999e-06 | 168.1215 | 3.9999e-06
6.427633280539377e+004 | 2.378e-08 | 64276.3328 | 6.427633280539377e+004 | 8.002e-08 |  | 6.427633280539377e+004 | 1.5466e-07 |  | 6.427633280539377e+004 | 1.3446e-07 |  | 64320.9012 | 3.9999e-06 | 168.2044 | 3.9999e-06
6.432090120870169e+004 | 2.3768e-08 | 64320.9012 | 6.432090120870169e+004 | 7.992e-08 |  | 6.432090120870169e+004 | 1.5445e-07 |  | 6.432090120870169e+004 | 1.3429e-07 |  | 64365.5005 | 3.9999e-06 | 168.2873 | 3.9999e-06
6.436550051518169e+004 | 2.3757e-08 | 64365.5005 | 6.436550051518169e+004 | 7.982e-08 |  | 6.436550051518169e+004 | 1.5425e-07 |  | 6.436550051518169e+004 | 1.3411e-07 |  | 64410.1307 | 3.9999e-06 | 168.3702 | 3.9999e-06
6.441013074626165e+004 | 2.3745e-08 | 64410.1307 | 6.441013074626165e+004 | 7.9721e-08 |  | 6.441013074626165e+004 | 1.5405e-07 |  | 6.441013074626165e+004 | 1.3394e-07 |  | 64454.7919 | 3.9999e-06 | 168.4531 | 3.9999e-06
6.445479192338428e+004 | 2.3733e-08 | 64454.7919 | 6.445479192338428e+004 | 7.9621e-08 |  | 6.445479192338428e+004 | 1.5385e-07 |  | 6.445479192338428e+004 | 1.3377e-07 |  | 64499.4841 | 3.9999e-06 | 168.536 | 3.9999e-06
6.449948406800720e+004 | 2.3722e-08 | 64499.4841 | 6.449948406800720e+004 | 7.9522e-08 |  | 6.449948406800720e+004 | 1.5365e-07 |  | 6.449948406800720e+004 | 1.3359e-07 |  | 64544.2072 | 3.9999e-06 | 168.619 | 3.9999e-06
6.454420720160288e+004 | 2.371e-08 | 64544.2072 | 6.454420720160288e+004 | 7.9422e-08 |  | 6.454420720160288e+004 | 1.5345e-07 |  | 6.454420720160288e+004 | 1.3342e-07 |  | 64588.9613 | 3.9999e-06 | 168.702 | 3.9999e-06
6.458896134565867e+004 | 2.3698e-08 | 64588.9613 | 6.458896134565867e+004 | 7.9323e-08 |  | 6.458896134565867e+004 | 1.5325e-07 |  | 6.458896134565867e+004 | 1.3325e-07 |  | 64633.7465 | 3.9999e-06 | 168.785 | 3.9999e-06
6.463374652167685e+004 | 2.3687e-08 | 64633.7465 | 6.463374652167685e+004 | 7.9224e-08 |  | 6.463374652167685e+004 | 1.5305e-07 |  | 6.463374652167685e+004 | 1.3307e-07 |  | 64678.5628 | 3.9999e-06 | 168.868 | 3.9999e-06
6.467856275117461e+004 | 2.3675e-08 | 64678.5628 | 6.467856275117461e+004 | 7.9125e-08 |  | 6.467856275117461e+004 | 1.5285e-07 |  | 6.467856275117461e+004 | 1.329e-07 |  | 64723.4101 | 3.9999e-06 | 168.9509 | 3.9999e-06
6.472341005568400e+004 | 2.3663e-08 | 64723.4101 | 6.472341005568400e+004 | 7.9026e-08 |  | 6.472341005568400e+004 | 1.5265e-07 |  | 6.472341005568400e+004 | 1.3273e-07 |  | 64768.2885 | 3.9999e-06 | 169.034 | 3.9999e-06
6.476828845675208e+004 | 2.3652e-08 | 64768.2885 | 6.476828845675208e+004 | 7.8927e-08 |  | 6.476828845675208e+004 | 1.5245e-07 |  | 6.476828845675208e+004 | 1.3255e-07 |  | 64813.198 | 3.9999e-06 | 169.117 | 3.9999e-06
6.481319797594080e+004 | 2.364e-08 | 64813.198 | 6.481319797594080e+004 | 7.8829e-08 |  | 6.481319797594080e+004 | 1.5225e-07 |  | 6.481319797594080e+004 | 1.3238e-07 |  | 64858.1386 | 3.9999e-06 | 169.2001 | 3.9999e-06
6.485813863482707e+004 | 2.3629e-08 | 64858.1386 | 6.485813863482707e+004 | 7.873e-08 |  | 6.485813863482707e+004 | 1.5205e-07 |  | 6.485813863482707e+004 | 1.3221e-07 |  | 64903.1105 | 3.9999e-06 | 169.283 | 3.9999e-06
6.490311045500277e+004 | 2.3617e-08 | 64903.1105 | 6.490311045500277e+004 | 7.8632e-08 |  | 6.490311045500277e+004 | 1.5186e-07 |  | 6.490311045500277e+004 | 1.3204e-07 |  | 64948.1135 | 3.9999e-06 | 169.3661 | 3.9999e-06
6.494811345807476e+004 | 2.3605e-08 | 64948.1135 | 6.494811345807476e+004 | 7.8534e-08 |  | 6.494811345807476e+004 | 1.5166e-07 |  | 6.494811345807476e+004 | 1.3187e-07 |  | 64993.1477 | 3.9999e-06 | 169.4492 | 3.9999e-06
6.499314766566485e+004 | 2.3594e-08 | 64993.1477 | 6.499314766566485e+004 | 7.8435e-08 |  | 6.499314766566485e+004 | 1.5146e-07 |  | 6.499314766566485e+004 | 1.317e-07 |  | 65038.2131 | 3.9999e-06 | 169.5323 | 3.9999e-06
6.503821309940988e+004 | 2.3582e-08 | 65038.2131 | 6.503821309940988e+004 | 7.8338e-08 |  | 6.503821309940988e+004 | 1.5126e-07 |  | 6.503821309940988e+004 | 1.3153e-07 |  | 65083.3098 | 3.9999e-06 | 169.6154 | 3.9999e-06
6.508330978096166e+004 | 2.3571e-08 | 65083.3098 | 6.508330978096166e+004 | 7.824e-08 |  | 6.508330978096166e+004 | 1.5107e-07 |  | 6.508330978096166e+004 | 1.3136e-07 |  | 65128.4377 | 3.9999e-06 | 169.6985 | 3.9999e-06
6.512843773198703e+004 | 2.3559e-08 | 65128.4377 | 6.512843773198703e+004 | 7.8142e-08 |  | 6.512843773198703e+004 | 1.5087e-07 |  | 6.512843773198703e+004 | 1.3119e-07 |  | 65173.597 | 3.9999e-06 | 169.7816 | 3.9999e-06
6.517359697416785e+004 | 2.3548e-08 | 65173.597 | 6.517359697416785e+004 | 7.8044e-08 |  | 6.517359697416785e+004 | 1.5067e-07 |  | 6.517359697416785e+004 | 1.3102e-07 |  | 65218.7875 | 3.9999e-06 | 169.8647 | 3.9999e-06
6.521878752920102e+004 | 2.3536e-08 | 65218.7875 | 6.521878752920102e+004 | 7.7947e-08 |  | 6.521878752920102e+004 | 1.5048e-07 |  | 6.521878752920102e+004 | 1.3085e-07 |  | 65264.0094 | 3.9999e-06 | 169.9479 | 3.9999e-06
6.526400941879848e+004 | 2.3525e-08 | 65264.0094 | 6.526400941879848e+004 | 7.785e-08 |  | 6.526400941879848e+004 | 1.5028e-07 |  | 6.526400941879848e+004 | 1.3068e-07 |  | 65309.2627 | 3.9999e-06 | 170.031 | 3.9999e-06
6.530926266468722e+004 | 2.3513e-08 | 65309.2627 | 6.530926266468722e+004 | 7.7753e-08 |  | 6.530926266468722e+004 | 1.5008e-07 |  | 6.530926266468722e+004 | 1.3051e-07 |  | 65354.5473 | 3.9999e-06 | 170.1141 | 3.9999e-06
6.535454728860930e+004 | 2.3502e-08 | 65354.5473 | 6.535454728860930e+004 | 7.7656e-08 |  | 6.535454728860930e+004 | 1.4989e-07 |  | 6.535454728860930e+004 | 1.3034e-07 |  | 65399.8633 | 3.9999e-06 | 170.1973 | 3.9999e-06
6.539986331232185e+004 | 2.349e-08 | 65399.8633 | 6.539986331232185e+004 | 7.7559e-08 |  | 6.539986331232185e+004 | 1.4969e-07 |  | 6.539986331232185e+004 | 1.3017e-07 |  | 65445.2108 | 3.9999e-06 | 170.2805 | 3.9999e-06
6.544521075759710e+004 | 2.3479e-08 | 65445.2108 | 6.544521075759710e+004 | 7.7462e-08 |  | 6.544521075759710e+004 | 1.495e-07 |  | 6.544521075759710e+004 | 1.3e-07 |  | 65490.5896 | 3.9999e-06 | 170.3637 | 3.9999e-06
6.549058964622237e+004 | 2.3467e-08 | 65490.5896 | 6.549058964622237e+004 | 7.7365e-08 |  | 6.549058964622237e+004 | 1.493e-07 |  | 6.549058964622237e+004 | 1.2983e-07 |  | 65536 | 3.9999e-06 | 170.4468 | 3.9999e-06
6.553600000000007e+004 | 2.3456e-08 | 65536 | 6.553600000000007e+004 | 7.7269e-08 |  | 6.553600000000007e+004 | 1.4911e-07 |  | 6.553600000000007e+004 | 1.2966e-07 |  | 65581.4418 | 3.9999e-06 | 170.53 | 3.9999e-06
6.558144184074775e+004 | 2.3444e-08 | 65581.4418 | 6.558144184074775e+004 | 7.7172e-08 |  | 6.558144184074775e+004 | 1.4891e-07 |  | 6.558144184074775e+004 | 1.2949e-07 |  | 65626.9152 | 3.9999e-06 | 170.6132 | 3.9999e-06
6.562691519029810e+004 | 2.3433e-08 | 65626.9152 | 6.562691519029810e+004 | 7.7076e-08 |  | 6.562691519029810e+004 | 1.4872e-07 |  | 6.562691519029810e+004 | 1.2933e-07 |  | 65672.4201 | 3.9999e-06 | 170.6965 | 3.9999e-06
6.567242007049889e+004 | 2.3422e-08 | 65672.4201 | 6.567242007049889e+004 | 7.698e-08 |  | 6.567242007049889e+004 | 1.4852e-07 |  | 6.567242007049889e+004 | 1.2916e-07 |  | 65717.9565 | 3.9999e-06 | 170.7798 | 3.9999e-06
6.571795650321309e+004 | 2.341e-08 | 65717.9565 | 6.571795650321309e+004 | 7.6884e-08 |  | 6.571795650321309e+004 | 1.4833e-07 |  | 6.571795650321309e+004 | 1.2899e-07 |  | 65763.5245 | 3.9999e-06 | 170.863 | 3.9999e-06
6.576352451031885e+004 | 2.3399e-08 | 65763.5245 | 6.576352451031885e+004 | 7.6788e-08 |  | 6.576352451031885e+004 | 1.4814e-07 |  | 6.576352451031885e+004 | 1.2882e-07 |  | 65809.1241 | 3.9999e-06 | 170.9462 | 3.9999e-06
6.580912411370942e+004 | 2.3387e-08 | 65809.1241 | 6.580912411370942e+004 | 7.6692e-08 |  | 6.580912411370942e+004 | 1.4794e-07 |  | 6.580912411370942e+004 | 1.2866e-07 |  | 65854.7553 | 3.9999e-06 | 171.0294 | 3.9999e-06
6.585475533529327e+004 | 2.3376e-08 | 65854.7553 | 6.585475533529327e+004 | 7.6597e-08 |  | 6.585475533529327e+004 | 1.4775e-07 |  | 6.585475533529327e+004 | 1.2849e-07 |  | 65900.4182 | 3.9999e-06 | 171.1128 | 3.9999e-06
6.590041819699408e+004 | 2.3365e-08 | 65900.4182 | 6.590041819699408e+004 | 7.6501e-08 |  | 6.590041819699408e+004 | 1.4756e-07 |  | 6.590041819699408e+004 | 1.2832e-07 |  | 65946.1127 | 3.9999e-06 | 171.1961 | 3.9999e-06
6.594611272075069e+004 | 2.3353e-08 | 65946.1127 | 6.594611272075069e+004 | 7.6406e-08 |  | 6.594611272075069e+004 | 1.4737e-07 |  | 6.594611272075069e+004 | 1.2816e-07 |  | 65991.8389 | 3.9999e-06 | 171.2793 | 3.9999e-06
6.599183892851720e+004 | 2.3342e-08 | 65991.8389 | 6.599183892851720e+004 | 7.6311e-08 |  | 6.599183892851720e+004 | 1.4717e-07 |  | 6.599183892851720e+004 | 1.2799e-07 |  | 66037.5968 | 3.9999e-06 | 171.3626 | 3.9999e-06
6.603759684226287e+004 | 2.3331e-08 | 66037.5968 | 6.603759684226287e+004 | 7.6216e-08 |  | 6.603759684226287e+004 | 1.4698e-07 |  | 6.603759684226287e+004 | 1.2782e-07 |  | 66083.3865 | 3.9999e-06 | 171.4459 | 3.9999e-06
6.608338648397225e+004 | 2.3319e-08 | 66083.3865 | 6.608338648397225e+004 | 7.6121e-08 |  | 6.608338648397225e+004 | 1.4679e-07 |  | 6.608338648397225e+004 | 1.2766e-07 |  | 66129.2079 | 3.9999e-06 | 171.5292 | 3.9999e-06
6.612920787564511e+004 | 2.3308e-08 | 66129.2079 | 6.612920787564511e+004 | 7.6026e-08 |  | 6.612920787564511e+004 | 1.466e-07 |  | 6.612920787564511e+004 | 1.2749e-07 |  | 66175.061 | 3.9999e-06 | 171.6126 | 3.9999e-06
6.617506103929647e+004 | 2.3297e-08 | 66175.061 | 6.617506103929647e+004 | 7.5931e-08 |  | 6.617506103929647e+004 | 1.4641e-07 |  | 6.617506103929647e+004 | 1.2733e-07 |  | 66220.946 | 3.9999e-06 | 171.6959 | 3.9999e-06
6.622094599695662e+004 | 2.3285e-08 | 66220.946 | 6.622094599695662e+004 | 7.5837e-08 |  | 6.622094599695662e+004 | 1.4622e-07 |  | 6.622094599695662e+004 | 1.2716e-07 |  | 66266.8628 | 3.9999e-06 | 171.7793 | 3.9999e-06
6.626686277067114e+004 | 2.3274e-08 | 66266.8628 | 6.626686277067114e+004 | 7.5742e-08 |  | 6.626686277067114e+004 | 1.4603e-07 |  | 6.626686277067114e+004 | 1.27e-07 |  | 66312.8114 | 3.9999e-06 | 171.8627 | 3.9999e-06
6.631281138250088e+004 | 2.3263e-08 | 66312.8114 | 6.631281138250088e+004 | 7.5648e-08 |  | 6.631281138250088e+004 | 1.4584e-07 |  | 6.631281138250088e+004 | 1.2683e-07 |  | 66358.7919 | 3.9999e-06 | 171.946 | 3.9999e-06
6.635879185452197e+004 | 2.3251e-08 | 66358.7919 | 6.635879185452197e+004 | 7.5554e-08 |  | 6.635879185452197e+004 | 1.4565e-07 |  | 6.635879185452197e+004 | 1.2667e-07 |  | 66404.8042 | 3.9999e-06 | 172.0294 | 3.9999e-06
6.640480420882590e+004 | 2.324e-08 | 66404.8042 | 6.640480420882590e+004 | 7.546e-08 |  | 6.640480420882590e+004 | 1.4546e-07 |  | 6.640480420882590e+004 | 1.265e-07 |  | 66450.8485 | 3.9999e-06 | 172.1128 | 3.9999e-06
6.645084846751942e+004 | 2.3229e-08 | 66450.8485 | 6.645084846751942e+004 | 7.5366e-08 |  | 6.645084846751942e+004 | 1.4527e-07 |  | 6.645084846751942e+004 | 1.2634e-07 |  | 66496.9247 | 3.9999e-06 | 172.1962 | 3.9999e-06
6.649692465272464e+004 | 2.3218e-08 | 66496.9247 | 6.649692465272464e+004 | 7.5272e-08 |  | 6.649692465272464e+004 | 1.4508e-07 |  | 6.649692465272464e+004 | 1.2618e-07 |  | 66543.0328 | 3.9999e-06 | 172.2796 | 3.9999e-06
6.654303278657902e+004 | 2.3206e-08 | 66543.0328 | 6.654303278657902e+004 | 7.5178e-08 |  | 6.654303278657902e+004 | 1.4489e-07 |  | 6.654303278657902e+004 | 1.2601e-07 |  | 66589.1729 | 3.9999e-06 | 172.363 | 3.9999e-06
6.658917289123531e+004 | 2.3195e-08 | 66589.1729 | 6.658917289123531e+004 | 7.5085e-08 |  | 6.658917289123531e+004 | 1.447e-07 |  | 6.658917289123531e+004 | 1.2585e-07 |  | 66635.345 | 3.9999e-06 | 172.4465 | 3.9999e-06
6.663534498886172e+004 | 2.3184e-08 | 66635.345 | 6.663534498886172e+004 | 7.4991e-08 |  | 6.663534498886172e+004 | 1.4451e-07 |  | 6.663534498886172e+004 | 1.2569e-07 |  | 66681.5491 | 3.9999e-06 | 172.5299 | 3.9999e-06
6.668154910164172e+004 | 2.3173e-08 | 66681.5491 | 6.668154910164172e+004 | 7.4898e-08 |  | 6.668154910164172e+004 | 1.4432e-07 |  | 6.668154910164172e+004 | 1.2552e-07 |  | 66727.7853 | 3.9999e-06 | 172.6133 | 3.9999e-06
6.672778525177426e+004 | 2.3162e-08 | 66727.7853 | 6.672778525177426e+004 | 7.4805e-08 |  | 6.672778525177426e+004 | 1.4414e-07 |  | 6.672778525177426e+004 | 1.2536e-07 |  | 66774.0535 | 3.9999e-06 | 172.6968 | 3.9999e-06
6.677405346147361e+004 | 2.315e-08 | 66774.0535 | 6.677405346147361e+004 | 7.4711e-08 |  | 6.677405346147361e+004 | 1.4395e-07 |  | 6.677405346147361e+004 | 1.252e-07 |  | 66820.3538 | 3.9999e-06 | 172.7803 | 3.9999e-06
6.682035375296949e+004 | 2.3139e-08 | 66820.3538 | 6.682035375296949e+004 | 7.4619e-08 |  | 6.682035375296949e+004 | 1.4376e-07 |  | 6.682035375296949e+004 | 1.2504e-07 |  | 66866.6861 | 3.9999e-06 | 172.8637 | 3.9999e-06
6.686668614850700e+004 | 2.3128e-08 | 66866.6861 | 6.686668614850700e+004 | 7.4526e-08 |  | 6.686668614850700e+004 | 1.4357e-07 |  | 6.686668614850700e+004 | 1.2487e-07 |  | 66913.0507 | 3.9999e-06 | 172.9473 | 3.9999e-06
6.691305067034670e+004 | 2.3117e-08 | 66913.0507 | 6.691305067034670e+004 | 7.4433e-08 |  | 6.691305067034670e+004 | 1.4339e-07 |  | 6.691305067034670e+004 | 1.2471e-07 |  | 66959.4473 | 3.9999e-06 | 173.0307 | 3.9999e-06
6.695944734076453e+004 | 2.3106e-08 | 66959.4473 | 6.695944734076453e+004 | 7.434e-08 |  | 6.695944734076453e+004 | 1.432e-07 |  | 6.695944734076453e+004 | 1.2455e-07 |  | 67005.8762 | 3.9999e-06 | 173.1142 | 3.9999e-06
6.700587618205194e+004 | 2.3095e-08 | 67005.8762 | 6.700587618205194e+004 | 7.4248e-08 |  | 6.700587618205194e+004 | 1.4301e-07 |  | 6.700587618205194e+004 | 1.2439e-07 |  | 67052.3372 | 3.9999e-06 | 173.1977 | 3.9999e-06
6.705233721651581e+004 | 2.3083e-08 | 67052.3372 | 6.705233721651581e+004 | 7.4156e-08 |  | 6.705233721651581e+004 | 1.4283e-07 |  | 6.705233721651581e+004 | 1.2423e-07 |  | 67098.8305 | 3.9999e-06 | 173.2812 | 3.9999e-06
6.709883046647847e+004 | 2.3072e-08 | 67098.8305 | 6.709883046647847e+004 | 7.4063e-08 |  | 6.709883046647847e+004 | 1.4264e-07 |  | 6.709883046647847e+004 | 1.2407e-07 |  | 67145.356 | 3.9999e-06 | 173.3647 | 3.9999e-06
6.714535595427775e+004 | 2.3061e-08 | 67145.356 | 6.714535595427775e+004 | 7.3971e-08 |  | 6.714535595427775e+004 | 1.4245e-07 |  | 6.714535595427775e+004 | 1.2391e-07 |  | 67191.9137 | 3.9999e-06 | 173.4483 | 3.9999e-06
6.719191370226696e+004 | 2.305e-08 | 67191.9137 | 6.719191370226696e+004 | 7.3879e-08 |  | 6.719191370226696e+004 | 1.4227e-07 |  | 6.719191370226696e+004 | 1.2375e-07 |  | 67238.5037 | 3.9999e-06 | 173.5318 | 3.9999e-06
6.723850373281492e+004 | 2.3039e-08 | 67238.5037 | 6.723850373281492e+004 | 7.3788e-08 |  | 6.723850373281492e+004 | 1.4208e-07 |  | 6.723850373281492e+004 | 1.2358e-07 |  | 67285.1261 | 3.9999e-06 | 173.6154 | 3.9999e-06
6.728512606830592e+004 | 2.3028e-08 | 67285.1261 | 6.728512606830592e+004 | 7.3696e-08 |  | 6.728512606830592e+004 | 1.419e-07 |  | 6.728512606830592e+004 | 1.2342e-07 |  | 67331.7807 | 3.9999e-06 | 173.6989 | 3.9999e-06
6.733178073113985e+004 | 2.3017e-08 | 67331.7807 | 6.733178073113985e+004 | 7.3604e-08 |  | 6.733178073113985e+004 | 1.4171e-07 |  | 6.733178073113985e+004 | 1.2326e-07 |  | 67378.4677 | 3.9999e-06 | 173.7826 | 3.9999e-06
6.737846774373205e+004 | 2.3006e-08 | 67378.4677 | 6.737846774373205e+004 | 7.3513e-08 |  | 6.737846774373205e+004 | 1.4153e-07 |  | 6.737846774373205e+004 | 1.2311e-07 |  | 67425.1871 | 3.9999e-06 | 173.8661 | 3.9999e-06
6.742518712851344e+004 | 2.2995e-08 | 67425.1871 | 6.742518712851344e+004 | 7.3422e-08 |  | 6.742518712851344e+004 | 1.4134e-07 |  | 6.742518712851344e+004 | 1.2295e-07 |  | 67471.9389 | 3.9999e-06 | 173.9497 | 3.9999e-06
6.747193890793051e+004 | 2.2984e-08 | 67471.9389 | 6.747193890793051e+004 | 7.333e-08 |  | 6.747193890793051e+004 | 1.4116e-07 |  | 6.747193890793051e+004 | 1.2279e-07 |  | 67518.7231 | 3.9999e-06 | 174.0332 | 3.9999e-06
6.751872310444528e+004 | 2.2973e-08 | 67518.7231 | 6.751872310444528e+004 | 7.3239e-08 |  | 6.751872310444528e+004 | 1.4098e-07 |  | 6.751872310444528e+004 | 1.2263e-07 |  | 67565.5397 | 3.9999e-06 | 174.1169 | 3.9999e-06
6.756553974053536e+004 | 2.2962e-08 | 67565.5397 | 6.756553974053536e+004 | 7.3148e-08 |  | 6.756553974053536e+004 | 1.4079e-07 |  | 6.756553974053536e+004 | 1.2247e-07 |  | 67612.3888 | 3.9999e-06 | 174.2005 | 3.9999e-06
6.761238883869394e+004 | 2.2951e-08 | 67612.3888 | 6.761238883869394e+004 | 7.3057e-08 |  | 6.761238883869394e+004 | 1.4061e-07 |  | 6.761238883869394e+004 | 1.2231e-07 |  | 67659.2704 | 3.9999e-06 | 174.2841 | 3.9999e-06
6.765927042142981e+004 | 2.294e-08 | 67659.2704 | 6.765927042142981e+004 | 7.2967e-08 |  | 6.765927042142981e+004 | 1.4043e-07 |  | 6.765927042142981e+004 | 1.2215e-07 |  | 67706.1845 | 3.9999e-06 | 174.3678 | 3.9999e-06
6.770618451126738e+004 | 2.2929e-08 | 67706.1845 | 6.770618451126738e+004 | 7.2876e-08 |  | 6.770618451126738e+004 | 1.4024e-07 |  | 6.770618451126738e+004 | 1.2199e-07 |  | 67753.1311 | 3.9999e-06 | 174.4514 | 3.9999e-06
6.775313113074667e+004 | 2.2918e-08 | 67753.1311 | 6.775313113074667e+004 | 7.2786e-08 |  | 6.775313113074667e+004 | 1.4006e-07 |  | 6.775313113074667e+004 | 1.2184e-07 |  | 67800.1103 | 3.9999e-06 | 174.535 | 3.9999e-06
6.780011030242330e+004 | 2.2907e-08 | 67800.1103 | 6.780011030242330e+004 | 7.2695e-08 |  | 6.780011030242330e+004 | 1.3988e-07 |  | 6.780011030242330e+004 | 1.2168e-07 |  | 67847.122 | 3.9999e-06 | 174.6186 | 3.9999e-06
6.784712204886859e+004 | 2.2896e-08 | 67847.122 | 6.784712204886859e+004 | 7.2605e-08 |  | 6.784712204886859e+004 | 1.397e-07 |  | 6.784712204886859e+004 | 1.2152e-07 |  | 67894.1664 | 3.9999e-06 | 174.7024 | 3.9999e-06
6.789416639266946e+004 | 2.2885e-08 | 67894.1664 | 6.789416639266946e+004 | 7.2515e-08 |  | 6.789416639266946e+004 | 1.3951e-07 |  | 6.789416639266946e+004 | 1.2136e-07 |  | 67941.2434 | 3.9999e-06 | 174.786 | 3.9999e-06
6.794124335642849e+004 | 2.2874e-08 | 67941.2434 | 6.794124335642849e+004 | 7.2425e-08 |  | 6.794124335642849e+004 | 1.3933e-07 |  | 6.794124335642849e+004 | 1.2121e-07 |  | 67988.353 | 3.9999e-06 | 174.8697 | 3.9999e-06
6.798835296276398e+004 | 2.2863e-08 | 67988.353 | 6.798835296276398e+004 | 7.2335e-08 |  | 6.798835296276398e+004 | 1.3915e-07 |  | 6.798835296276398e+004 | 1.2105e-07 |  | 68035.4952 | 3.9999e-06 | 174.9534 | 3.9999e-06
6.803549523430987e+004 | 2.2852e-08 | 68035.4952 | 6.803549523430987e+004 | 7.2245e-08 |  | 6.803549523430987e+004 | 1.3897e-07 |  | 6.803549523430987e+004 | 1.2089e-07 |  | 68082.6702 | 3.9999e-06 | 175.0371 | 3.9999e-06
6.808267019371581e+004 | 2.2841e-08 | 68082.6702 | 6.808267019371581e+004 | 7.2156e-08 |  | 6.808267019371581e+004 | 1.3879e-07 |  | 6.808267019371581e+004 | 1.2073e-07 |  | 68129.8779 | 3.9999e-06 | 175.1208 | 3.9999e-06
6.812987786364714e+004 | 2.283e-08 | 68129.8779 | 6.812987786364714e+004 | 7.2066e-08 |  | 6.812987786364714e+004 | 1.3861e-07 |  | 6.812987786364714e+004 | 1.2058e-07 |  | 68177.1183 | 3.9999e-06 | 175.2045 | 3.9999e-06
6.817711826678494e+004 | 2.2819e-08 | 68177.1183 | 6.817711826678494e+004 | 7.1977e-08 |  | 6.817711826678494e+004 | 1.3843e-07 |  | 6.817711826678494e+004 | 1.2042e-07 |  | 68224.3914 | 3.9999e-06 | 175.2882 | 3.9999e-06
6.822439142582601e+004 | 2.2808e-08 | 68224.3914 | 6.822439142582601e+004 | 7.1888e-08 |  | 6.822439142582601e+004 | 1.3825e-07 |  | 6.822439142582601e+004 | 1.2027e-07 |  | 68271.6974 | 3.9999e-06 | 175.3719 | 3.9999e-06
6.827169736348286e+004 | 2.2797e-08 | 68271.6974 | 6.827169736348286e+004 | 7.1798e-08 |  | 6.827169736348286e+004 | 1.3807e-07 |  | 6.827169736348286e+004 | 1.2011e-07 |  | 68319.0361 | 3.9999e-06 | 175.4557 | 3.9999e-06
6.831903610248381e+004 | 2.2786e-08 | 68319.0361 | 6.831903610248381e+004 | 7.1709e-08 |  | 6.831903610248381e+004 | 1.3789e-07 |  | 6.831903610248381e+004 | 1.1995e-07 |  | 68366.4077 | 3.9999e-06 | 175.5394 | 3.9999e-06
6.836640766557286e+004 | 2.2776e-08 | 68366.4077 | 6.836640766557286e+004 | 7.1621e-08 |  | 6.836640766557286e+004 | 1.3771e-07 |  | 6.836640766557286e+004 | 1.198e-07 |  | 68413.8121 | 3.9999e-06 | 175.6231 | 3.9999e-06
6.841381207550985e+004 | 2.2765e-08 | 68413.8121 | 6.841381207550985e+004 | 7.1532e-08 |  | 6.841381207550985e+004 | 1.3753e-07 |  | 6.841381207550985e+004 | 1.1964e-07 |  | 68461.2494 | 3.9999e-06 | 175.7069 | 3.9999e-06
6.846124935507035e+004 | 2.2754e-08 | 68461.2494 | 6.846124935507035e+004 | 7.1443e-08 |  | 6.846124935507035e+004 | 1.3735e-07 |  | 6.846124935507035e+004 | 1.1949e-07 |  | 68508.7195 | 3.9999e-06 | 175.7907 | 3.9999e-06
6.850871952704576e+004 | 2.2743e-08 | 68508.7195 | 6.850871952704576e+004 | 7.1355e-08 |  | 6.850871952704576e+004 | 1.3717e-07 |  | 6.850871952704576e+004 | 1.1934e-07 |  | 68556.2226 | 3.9999e-06 | 175.8744 | 3.9999e-06
6.855622261424328e+004 | 2.2732e-08 | 68556.2226 | 6.855622261424328e+004 | 7.1266e-08 |  | 6.855622261424328e+004 | 1.3699e-07 |  | 6.855622261424328e+004 | 1.1918e-07 |  | 68603.7586 | 3.9999e-06 | 175.9582 | 3.9999e-06
6.860375863948588e+004 | 2.2721e-08 | 68603.7586 | 6.860375863948588e+004 | 7.1178e-08 |  | 6.860375863948588e+004 | 1.3681e-07 |  | 6.860375863948588e+004 | 1.1903e-07 |  | 68651.3276 | 3.9999e-06 | 176.0419 | 3.9999e-06
6.865132762561241e+004 | 2.2711e-08 | 68651.3276 | 6.865132762561241e+004 | 7.109e-08 |  | 6.865132762561241e+004 | 1.3663e-07 |  | 6.865132762561241e+004 | 1.1887e-07 |  | 68698.9296 | 3.9999e-06 | 176.1257 | 3.9999e-06
6.869892959547752e+004 | 2.27e-08 | 68698.9296 | 6.869892959547752e+004 | 7.1002e-08 |  | 6.869892959547752e+004 | 1.3646e-07 |  | 6.869892959547752e+004 | 1.1872e-07 |  | 68746.5646 | 3.9999e-06 | 176.2095 | 3.9999e-06
6.874656457195173e+004 | 2.2689e-08 | 68746.5646 | 6.874656457195173e+004 | 7.0914e-08 |  | 6.874656457195173e+004 | 1.3628e-07 |  | 6.874656457195173e+004 | 1.1856e-07 |  | 68794.2326 | 3.9999e-06 | 176.2934 | 3.9999e-06
6.879423257792142e+004 | 2.2678e-08 | 68794.2326 | 6.879423257792142e+004 | 7.0826e-08 |  | 6.879423257792142e+004 | 1.361e-07 |  | 6.879423257792142e+004 | 1.1841e-07 |  | 68841.9336 | 3.9999e-06 | 176.3772 | 3.9999e-06
6.884193363628880e+004 | 2.2667e-08 | 68841.9336 | 6.884193363628880e+004 | 7.0738e-08 |  | 6.884193363628880e+004 | 1.3592e-07 |  | 6.884193363628880e+004 | 1.1826e-07 |  | 68889.6678 | 3.9999e-06 | 176.461 | 3.9999e-06
6.888966776997202e+004 | 2.2657e-08 | 68889.6678 | 6.888966776997202e+004 | 7.065e-08 |  | 6.888966776997202e+004 | 1.3575e-07 |  | 6.888966776997202e+004 | 1.181e-07 |  | 68937.435 | 3.9999e-06 | 176.5448 | 3.9999e-06
6.893743500190505e+004 | 2.2646e-08 | 68937.435 | 6.893743500190505e+004 | 7.0563e-08 |  | 6.893743500190505e+004 | 1.3557e-07 |  | 6.893743500190505e+004 | 1.1795e-07 |  | 68985.2354 | 3.9999e-06 | 176.6286 | 3.9999e-06
6.898523535503785e+004 | 2.2635e-08 | 68985.2354 | 6.898523535503785e+004 | 7.0476e-08 |  | 6.898523535503785e+004 | 1.3539e-07 |  | 6.898523535503785e+004 | 1.178e-07 |  | 69033.0689 | 3.9999e-06 | 176.7125 | 3.9999e-06
6.903306885233620e+004 | 2.2624e-08 | 69033.0689 | 6.903306885233620e+004 | 7.0388e-08 |  | 6.903306885233620e+004 | 1.3522e-07 |  | 6.903306885233620e+004 | 1.1765e-07 |  | 69080.9355 | 3.9999e-06 | 176.7963 | 3.9999e-06
6.908093551678187e+004 | 2.2614e-08 | 69080.9355 | 6.908093551678187e+004 | 7.0301e-08 |  | 6.908093551678187e+004 | 1.3504e-07 |  | 6.908093551678187e+004 | 1.1749e-07 |  | 69128.8354 | 3.9999e-06 | 176.8802 | 3.9999e-06
6.912883537137255e+004 | 2.2603e-08 | 69128.8354 | 6.912883537137255e+004 | 7.0214e-08 |  | 6.912883537137255e+004 | 1.3487e-07 |  | 6.912883537137255e+004 | 1.1734e-07 |  | 69176.7684 | 3.9999e-06 | 176.9641 | 3.9999e-06
6.917676843912187e+004 | 2.2592e-08 | 69176.7684 | 6.917676843912187e+004 | 7.0127e-08 |  | 6.917676843912187e+004 | 1.3469e-07 |  | 6.917676843912187e+004 | 1.1719e-07 |  | 69224.7347 | 3.9999e-06 | 177.0479 | 3.9999e-06
6.922473474305940e+004 | 2.2582e-08 | 69224.7347 | 6.922473474305940e+004 | 7.0041e-08 |  | 6.922473474305940e+004 | 1.3452e-07 |  | 6.922473474305940e+004 | 1.1704e-07 |  | 69272.7343 | 3.9999e-06 | 177.1317 | 3.9999e-06
6.927273430623071e+004 | 2.2571e-08 | 69272.7343 | 6.927273430623071e+004 | 6.9954e-08 |  | 6.927273430623071e+004 | 1.3434e-07 |  | 6.927273430623071e+004 | 1.1689e-07 |  | 69320.7672 | 3.9999e-06 | 177.2156 | 3.9999e-06
6.932076715169732e+004 | 2.256e-08 | 69320.7672 | 6.932076715169732e+004 | 6.9867e-08 |  | 6.932076715169732e+004 | 1.3417e-07 |  | 6.932076715169732e+004 | 1.1674e-07 |  | 69368.8333 | 3.9999e-06 | 177.2995 | 3.9999e-06
6.936883330253678e+004 | 2.255e-08 | 69368.8333 | 6.936883330253678e+004 | 6.9781e-08 |  | 6.936883330253678e+004 | 1.3399e-07 |  | 6.936883330253678e+004 | 1.1659e-07 |  | 69416.9328 | 3.9999e-06 | 177.3835 | 3.9999e-06
6.941693278184261e+004 | 2.2539e-08 | 69416.9328 | 6.941693278184261e+004 | 6.9695e-08 |  | 6.941693278184261e+004 | 1.3382e-07 |  | 6.941693278184261e+004 | 1.1643e-07 |  | 69465.0656 | 3.9999e-06 | 177.4674 | 3.9999e-06
6.946506561272434e+004 | 2.2528e-08 | 69465.0656 | 6.946506561272434e+004 | 6.9609e-08 |  | 6.946506561272434e+004 | 1.3364e-07 |  | 6.946506561272434e+004 | 1.1628e-07 |  | 69513.2318 | 3.9999e-06 | 177.5513 | 3.9999e-06
6.951323181830754e+004 | 2.2518e-08 | 69513.2318 | 6.951323181830754e+004 | 6.9523e-08 |  | 6.951323181830754e+004 | 1.3347e-07 |  | 6.951323181830754e+004 | 1.1613e-07 |  | 69561.4314 | 3.9999e-06 | 177.6352 | 3.9999e-06
6.956143142173381e+004 | 2.2507e-08 | 69561.4314 | 6.956143142173381e+004 | 6.9437e-08 |  | 6.956143142173381e+004 | 1.3329e-07 |  | 6.956143142173381e+004 | 1.1598e-07 |  | 69609.6644 | 3.9999e-06 | 177.7191 | 3.9999e-06
6.960966444616081e+004 | 2.2496e-08 | 69609.6644 | 6.960966444616081e+004 | 6.9351e-08 |  | 6.960966444616081e+004 | 1.3312e-07 |  | 6.960966444616081e+004 | 1.1583e-07 |  | 69657.9309 | 3.9999e-06 | 177.803 | 3.9999e-06
6.965793091476223e+004 | 2.2486e-08 | 69657.9309 | 6.965793091476223e+004 | 6.9265e-08 |  | 6.965793091476223e+004 | 1.3295e-07 |  | 6.965793091476223e+004 | 1.1568e-07 |  | 69706.2309 | 3.9999e-06 | 177.887 | 3.9999e-06
6.970623085072782e+004 | 2.2475e-08 | 69706.2309 | 6.970623085072782e+004 | 6.9179e-08 |  | 6.970623085072782e+004 | 1.3277e-07 |  | 6.970623085072782e+004 | 1.1553e-07 |  | 69754.5643 | 3.9999e-06 | 177.9709 | 3.9999e-06
6.975456427726348e+004 | 2.2464e-08 | 69754.5643 | 6.975456427726348e+004 | 6.9094e-08 |  | 6.975456427726348e+004 | 1.326e-07 |  | 6.975456427726348e+004 | 1.1538e-07 |  | 69802.9312 | 3.9999e-06 | 178.0548 | 3.9999e-06
6.980293121759110e+004 | 2.2454e-08 | 69802.9312 | 6.980293121759110e+004 | 6.9009e-08 |  | 6.980293121759110e+004 | 1.3243e-07 |  | 6.980293121759110e+004 | 1.1523e-07 |  | 69851.3317 | 3.9999e-06 | 178.1388 | 3.9999e-06
6.985133169494875e+004 | 2.2443e-08 | 69851.3317 | 6.985133169494875e+004 | 6.8923e-08 |  | 6.985133169494875e+004 | 1.3226e-07 |  | 6.985133169494875e+004 | 1.1509e-07 |  | 69899.7657 | 3.9999e-06 | 178.2227 | 3.9999e-06
6.989976573259059e+004 | 2.2433e-08 | 69899.7657 | 6.989976573259059e+004 | 6.8838e-08 |  | 6.989976573259059e+004 | 1.3208e-07 |  | 6.989976573259059e+004 | 1.1494e-07 |  | 69948.2334 | 3.9999e-06 | 178.3067 | 3.9999e-06
6.994823335378690e+004 | 2.2422e-08 | 69948.2334 | 6.994823335378690e+004 | 6.8753e-08 |  | 6.994823335378690e+004 | 1.3191e-07 |  | 6.994823335378690e+004 | 1.1479e-07 |  | 69996.7346 | 3.9999e-06 | 178.3906 | 3.9999e-06
6.999673458182407e+004 | 2.2412e-08 | 69996.7346 | 6.999673458182407e+004 | 6.8668e-08 |  | 6.999673458182407e+004 | 1.3174e-07 |  | 6.999673458182407e+004 | 1.1464e-07 |  | 70045.2694 | 3.9999e-06 | 178.4746 | 3.9999e-06
7.004526944000470e+004 | 2.2401e-08 | 70045.2694 | 7.004526944000470e+004 | 6.8584e-08 |  | 7.004526944000470e+004 | 1.3157e-07 |  | 7.004526944000470e+004 | 1.1449e-07 |  | 70093.838 | 3.9999e-06 | 178.5586 | 3.9999e-06
7.009383795164748e+004 | 2.2391e-08 | 70093.838 | 7.009383795164748e+004 | 6.8499e-08 |  | 7.009383795164748e+004 | 1.314e-07 |  | 7.009383795164748e+004 | 1.1434e-07 |  | 70142.4401 | 3.9999e-06 | 178.6426 | 3.9999e-06
7.014244014008730e+004 | 2.238e-08 | 70142.4401 | 7.014244014008730e+004 | 6.8414e-08 |  | 7.014244014008730e+004 | 1.3123e-07 |  | 7.014244014008730e+004 | 1.142e-07 |  | 70191.076 | 3.9999e-06 | 178.7265 | 3.9999e-06
7.019107602867526e+004 | 2.237e-08 | 70191.076 | 7.019107602867526e+004 | 6.833e-08 |  | 7.019107602867526e+004 | 1.3106e-07 |  | 7.019107602867526e+004 | 1.1405e-07 |  | 70239.7456 | 3.9999e-06 | 178.8106 | 3.9999e-06
7.023974564077858e+004 | 2.2359e-08 | 70239.7456 | 7.023974564077858e+004 | 6.8246e-08 |  | 7.023974564077858e+004 | 1.3089e-07 |  | 7.023974564077858e+004 | 1.139e-07 |  | 70288.449 | 3.9999e-06 | 178.8945 | 3.9999e-06
7.028844899978075e+004 | 2.2349e-08 | 70288.449 | 7.028844899978075e+004 | 6.8161e-08 |  | 7.028844899978075e+004 | 1.3072e-07 |  | 7.028844899978075e+004 | 1.1375e-07 |  | 70337.1861 | 3.9999e-06 | 178.9786 | 3.9999e-06
7.033718612908144e+004 | 2.2338e-08 | 70337.1861 | 7.033718612908144e+004 | 6.8077e-08 |  | 7.033718612908144e+004 | 1.3055e-07 |  | 7.033718612908144e+004 | 1.1361e-07 |  | 70385.9571 | 3.9999e-06 | 179.0626 | 3.9999e-06
7.038595705209655e+004 | 2.2328e-08 | 70385.9571 | 7.038595705209655e+004 | 6.7993e-08 |  | 7.038595705209655e+004 | 1.3038e-07 |  | 7.038595705209655e+004 | 1.1346e-07 |  | 70434.7618 | 3.9999e-06 | 179.1465 | 3.9999e-06
7.043476179225821e+004 | 2.2317e-08 | 70434.7618 | 7.043476179225821e+004 | 6.7909e-08 |  | 7.043476179225821e+004 | 1.3021e-07 |  | 7.043476179225821e+004 | 1.1331e-07 |  | 70483.6004 | 3.9999e-06 | 179.2306 | 3.9999e-06
7.048360037301481e+004 | 2.2307e-08 | 70483.6004 | 7.048360037301481e+004 | 6.7826e-08 |  | 7.048360037301481e+004 | 1.3004e-07 |  | 7.048360037301481e+004 | 1.1317e-07 |  | 70532.4728 | 3.9999e-06 | 179.3146 | 3.9999e-06
7.053247281783100e+004 | 2.2296e-08 | 70532.4728 | 7.053247281783100e+004 | 6.7742e-08 |  | 7.053247281783100e+004 | 1.2987e-07 |  | 7.053247281783100e+004 | 1.1302e-07 |  | 70581.3792 | 3.9999e-06 | 179.3987 | 3.9999e-06
7.058137915018770e+004 | 2.2286e-08 | 70581.3792 | 7.058137915018770e+004 | 6.7658e-08 |  | 7.058137915018770e+004 | 1.297e-07 |  | 7.058137915018770e+004 | 1.1287e-07 |  | 70630.3194 | 3.9999e-06 | 179.4827 | 3.9999e-06
7.063031939358209e+004 | 2.2275e-08 | 70630.3194 | 7.063031939358209e+004 | 6.7575e-08 |  | 7.063031939358209e+004 | 1.2953e-07 |  | 7.063031939358209e+004 | 1.1273e-07 |  | 70679.2936 | 3.9999e-06 | 179.5668 | 3.9999e-06
7.067929357152767e+004 | 2.2265e-08 | 70679.2936 | 7.067929357152767e+004 | 6.7492e-08 |  | 7.067929357152767e+004 | 1.2936e-07 |  | 7.067929357152767e+004 | 1.1258e-07 |  | 70728.3017 | 3.9999e-06 | 179.6508 | 3.9999e-06
7.072830170755422e+004 | 2.2254e-08 | 70728.3017 | 7.072830170755422e+004 | 6.7408e-08 |  | 7.072830170755422e+004 | 1.2919e-07 |  | 7.072830170755422e+004 | 1.1244e-07 |  | 70777.3438 | 3.9999e-06 | 179.7349 | 3.9999e-06
7.077734382520786e+004 | 2.2244e-08 | 70777.3438 | 7.077734382520786e+004 | 6.7325e-08 |  | 7.077734382520786e+004 | 1.2903e-07 |  | 7.077734382520786e+004 | 1.1229e-07 |  | 70826.4199 | 3.9999e-06 | 179.8189 | 3.9999e-06
7.082641994805101e+004 | 2.2234e-08 | 70826.4199 | 7.082641994805101e+004 | 6.7242e-08 |  | 7.082641994805101e+004 | 1.2886e-07 |  | 7.082641994805101e+004 | 1.1215e-07 |  | 70875.5301 | 3.9999e-06 | 179.903 | 3.9999e-06
7.087553009966246e+004 | 2.2223e-08 | 70875.5301 | 7.087553009966246e+004 | 6.716e-08 |  | 7.087553009966246e+004 | 1.2869e-07 |  | 7.087553009966246e+004 | 1.12e-07 |  | 70924.6743 | 3.9999e-06 | 179.9871 | 3.9999e-06
7.092467430363732e+004 | 2.2213e-08 | 70924.6743 | 7.092467430363732e+004 | 6.7077e-08 |  | 7.092467430363732e+004 | 1.2852e-07 |  | 7.092467430363732e+004 | 1.1186e-07 |  | 70973.8526 | 3.9999e-06 | 180.0712 | 3.9999e-06
7.097385258358708e+004 | 2.2203e-08 | 70973.8526 | 7.097385258358708e+004 | 6.6994e-08 |  | 7.097385258358708e+004 | 1.2836e-07 |  | 7.097385258358708e+004 | 1.1171e-07 |  | 71023.065 | 3.9999e-06 | 180.1552 | 3.9999e-06
7.102306496313959e+004 | 2.2192e-08 | 71023.065 | 7.102306496313959e+004 | 6.6912e-08 |  | 7.102306496313959e+004 | 1.2819e-07 |  | 7.102306496313959e+004 | 1.1157e-07 |  | 71072.3115 | 3.9999e-06 | 180.2393 | 3.9999e-06
7.107231146593909e+004 | 2.2182e-08 | 71072.3115 | 7.107231146593909e+004 | 6.6829e-08 |  | 7.107231146593909e+004 | 1.2802e-07 |  | 7.107231146593909e+004 | 1.1142e-07 |  | 71121.5921 | 3.9999e-06 | 180.3234 | 3.9999e-06
7.112159211564619e+004 | 2.2171e-08 | 71121.5921 | 7.112159211564619e+004 | 6.6747e-08 |  | 7.112159211564619e+004 | 1.2786e-07 |  | 7.112159211564619e+004 | 1.1128e-07 |  | 71170.9069 | 3.9999e-06 | 180.4075 | 3.9999e-06
7.117090693593795e+004 | 2.2161e-08 | 71170.9069 | 7.117090693593795e+004 | 6.6665e-08 |  | 7.117090693593795e+004 | 1.2769e-07 |  | 7.117090693593795e+004 | 1.1114e-07 |  | 71220.256 | 3.9999e-06 | 180.4916 | 3.9999e-06
7.122025595050782e+004 | 2.2151e-08 | 71220.256 | 7.122025595050782e+004 | 6.6583e-08 |  | 7.122025595050782e+004 | 1.2752e-07 |  | 7.122025595050782e+004 | 1.1099e-07 |  | 71269.6392 | 3.9999e-06 | 180.5757 | 3.9999e-06
7.126963918306569e+004 | 2.2141e-08 | 71269.6392 | 7.126963918306569e+004 | 6.6501e-08 |  | 7.126963918306569e+004 | 1.2736e-07 |  | 7.126963918306569e+004 | 1.1085e-07 |  | 71319.0567 | 3.9999e-06 | 180.6598 | 3.9999e-06
7.131905665733788e+004 | 2.213e-08 | 71319.0567 | 7.131905665733788e+004 | 6.6419e-08 |  | 7.131905665733788e+004 | 1.2719e-07 |  | 7.131905665733788e+004 | 1.1071e-07 |  | 71368.5084 | 3.9999e-06 | 180.7439 | 3.9999e-06
7.136850839706714e+004 | 2.212e-08 | 71368.5084 | 7.136850839706714e+004 | 6.6337e-08 |  | 7.136850839706714e+004 | 1.2703e-07 |  | 7.136850839706714e+004 | 1.1056e-07 |  | 71417.9944 | 3.9999e-06 | 180.828 | 3.9999e-06
7.141799442601275e+004 | 2.211e-08 | 71417.9944 | 7.141799442601275e+004 | 6.6256e-08 |  | 7.141799442601275e+004 | 1.2686e-07 |  | 7.141799442601275e+004 | 1.1042e-07 |  | 71467.5148 | 3.9999e-06 | 180.9122 | 3.9999e-06
7.146751476795040e+004 | 2.2099e-08 | 71467.5148 | 7.146751476795040e+004 | 6.6174e-08 |  | 7.146751476795040e+004 | 1.267e-07 |  | 7.146751476795040e+004 | 1.1028e-07 |  | 71517.0694 | 3.9999e-06 | 180.9963 | 3.9999e-06
7.151706944667229e+004 | 2.2089e-08 | 71517.0694 | 7.151706944667229e+004 | 6.6093e-08 |  | 7.151706944667229e+004 | 1.2653e-07 |  | 7.151706944667229e+004 | 1.1013e-07 |  | 71566.6585 | 3.9999e-06 | 181.0804 | 3.9999e-06
7.156665848598712e+004 | 2.2079e-08 | 71566.6585 | 7.156665848598712e+004 | 6.6011e-08 |  | 7.156665848598712e+004 | 1.2637e-07 |  | 7.156665848598712e+004 | 1.0999e-07 |  | 71616.2819 | 3.9999e-06 | 181.1646 | 3.9999e-06
7.161628190972010e+004 | 2.2069e-08 | 71616.2819 | 7.161628190972010e+004 | 6.593e-08 |  | 7.161628190972010e+004 | 1.262e-07 |  | 7.161628190972010e+004 | 1.0985e-07 |  | 71665.9397 | 3.9999e-06 | 181.2487 | 3.9999e-06
7.166593974171294e+004 | 2.2058e-08 | 71665.9397 | 7.166593974171294e+004 | 6.5849e-08 |  | 7.166593974171294e+004 | 1.2604e-07 |  | 7.166593974171294e+004 | 1.0971e-07 |  | 71715.632 | 3.9999e-06 | 181.3328 | 3.9999e-06
7.171563200582391e+004 | 2.2048e-08 | 71715.632 | 7.171563200582391e+004 | 6.5768e-08 |  | 7.171563200582391e+004 | 1.2588e-07 |  | 7.171563200582391e+004 | 1.0957e-07 |  | 71765.3587 | 3.9999e-06 | 181.417 | 3.9999e-06
7.176535872592779e+004 | 2.2038e-08 | 71765.3587 | 7.176535872592779e+004 | 6.5687e-08 |  | 7.176535872592779e+004 | 1.2571e-07 |  | 7.176535872592779e+004 | 1.0943e-07 |  | 71815.1199 | 3.9999e-06 | 181.5012 | 3.9999e-06
7.181511992591595e+004 | 2.2028e-08 | 71815.1199 | 7.181511992591595e+004 | 6.5607e-08 |  | 7.181511992591595e+004 | 1.2555e-07 |  | 7.181511992591595e+004 | 1.0928e-07 |  | 71864.9156 | 3.9999e-06 | 181.5853 | 3.9999e-06
7.186491562969631e+004 | 2.2017e-08 | 71864.9156 | 7.186491562969631e+004 | 6.5526e-08 |  | 7.186491562969631e+004 | 1.2539e-07 |  | 7.186491562969631e+004 | 1.0914e-07 |  | 71914.7459 | 3.9999e-06 | 181.6695 | 3.9999e-06
7.191474586119335e+004 | 2.2007e-08 | 71914.7459 | 7.191474586119335e+004 | 6.5445e-08 |  | 7.191474586119335e+004 | 1.2522e-07 |  | 7.191474586119335e+004 | 1.09e-07 |  | 71964.6106 | 3.9999e-06 | 181.7537 | 3.9999e-06
7.196461064434817e+004 | 2.1997e-08 | 71964.6106 | 7.196461064434817e+004 | 6.5365e-08 |  | 7.196461064434817e+004 | 1.2506e-07 |  | 7.196461064434817e+004 | 1.0886e-07 |  | 72014.51 | 3.9999e-06 | 181.8378 | 3.9999e-06
7.201451000311846e+004 | 2.1987e-08 | 72014.51 | 7.201451000311846e+004 | 6.5285e-08 |  | 7.201451000311846e+004 | 1.249e-07 |  | 7.201451000311846e+004 | 1.0872e-07 |  | 72064.444 | 3.9999e-06 | 181.9219 | 3.9999e-06
7.206444396147851e+004 | 2.1977e-08 | 72064.444 | 7.206444396147851e+004 | 6.5204e-08 |  | 7.206444396147851e+004 | 1.2473e-07 |  | 7.206444396147851e+004 | 1.0858e-07 |  | 72114.4125 | 3.9999e-06 | 182.0061 | 3.9999e-06
7.211441254341924e+004 | 2.1967e-08 | 72114.4125 | 7.211441254341924e+004 | 6.5124e-08 |  | 7.211441254341924e+004 | 1.2457e-07 |  | 7.211441254341924e+004 | 1.0844e-07 |  | 72164.4158 | 3.9999e-06 | 182.0903 | 3.9999e-06
7.216441577294823e+004 | 2.1956e-08 | 72164.4158 | 7.216441577294823e+004 | 6.5044e-08 |  | 7.216441577294823e+004 | 1.2441e-07 |  | 7.216441577294823e+004 | 1.083e-07 |  | 72214.4537 | 3.9999e-06 | 182.1745 | 3.9999e-06
7.221445367408964e+004 | 2.1946e-08 | 72214.4537 | 7.221445367408964e+004 | 6.4965e-08 |  | 7.221445367408964e+004 | 1.2425e-07 |  | 7.221445367408964e+004 | 1.0816e-07 |  | 72264.5263 | 3.9999e-06 | 182.2587 | 3.9999e-06
7.226452627088437e+004 | 2.1936e-08 | 72264.5263 | 7.226452627088437e+004 | 6.4885e-08 |  | 7.226452627088437e+004 | 1.2409e-07 |  | 7.226452627088437e+004 | 1.0802e-07 |  | 72314.6336 | 3.9999e-06 | 182.3429 | 3.9999e-06
7.231463358738992e+004 | 2.1926e-08 | 72314.6336 | 7.231463358738992e+004 | 6.4805e-08 |  | 7.231463358738992e+004 | 1.2393e-07 |  | 7.231463358738992e+004 | 1.0788e-07 |  | 72364.7756 | 3.9999e-06 | 182.4271 | 3.9999e-06
7.236477564768054e+004 | 2.1916e-08 | 72364.7756 | 7.236477564768054e+004 | 6.4726e-08 |  | 7.236477564768054e+004 | 1.2377e-07 |  | 7.236477564768054e+004 | 1.0774e-07 |  | 72414.9525 | 3.9999e-06 | 182.5113 | 3.9999e-06
7.241495247584709e+004 | 2.1906e-08 | 72414.9525 | 7.241495247584709e+004 | 6.4646e-08 |  | 7.241495247584709e+004 | 1.236e-07 |  | 7.241495247584709e+004 | 1.076e-07 |  | 72465.1641 | 3.9999e-06 | 182.5955 | 3.9999e-06
7.246516409599721e+004 | 2.1896e-08 | 72465.1641 | 7.246516409599721e+004 | 6.4567e-08 |  | 7.246516409599721e+004 | 1.2344e-07 |  | 7.246516409599721e+004 | 1.0746e-07 |  | 72515.4105 | 3.9999e-06 | 182.6797 | 3.9999e-06
7.251541053225524e+004 | 2.1886e-08 | 72515.4105 | 7.251541053225524e+004 | 6.4488e-08 |  | 7.251541053225524e+004 | 1.2328e-07 |  | 7.251541053225524e+004 | 1.0733e-07 |  | 72565.6918 | 3.9999e-06 | 182.7639 | 3.9999e-06
7.256569180876219e+004 | 2.1876e-08 | 72565.6918 | 7.256569180876219e+004 | 6.4409e-08 |  | 7.256569180876219e+004 | 1.2312e-07 |  | 7.256569180876219e+004 | 1.0719e-07 |  | 72616.0079 | 3.9999e-06 | 182.8481 | 3.9999e-06
7.261600794967587e+004 | 2.1865e-08 | 72616.0079 | 7.261600794967587e+004 | 6.433e-08 |  | 7.261600794967587e+004 | 1.2296e-07 |  | 7.261600794967587e+004 | 1.0705e-07 |  | 72666.359 | 3.9999e-06 | 182.9324 | 3.9999e-06
7.266635897917084e+004 | 2.1855e-08 | 72666.359 | 7.266635897917084e+004 | 6.4251e-08 |  | 7.266635897917084e+004 | 1.228e-07 |  | 7.266635897917084e+004 | 1.0691e-07 |  | 72716.7449 | 3.9999e-06 | 183.0165 | 3.9999e-06
7.271674492143837e+004 | 2.1845e-08 | 72716.7449 | 7.271674492143837e+004 | 6.4172e-08 |  | 7.271674492143837e+004 | 1.2264e-07 |  | 7.271674492143837e+004 | 1.0677e-07 |  | 72767.1658 | 3.9999e-06 | 183.1007 | 3.9999e-06
7.276716580068658e+004 | 2.1835e-08 | 72767.1658 | 7.276716580068658e+004 | 6.4093e-08 |  | 7.276716580068658e+004 | 1.2248e-07 |  | 7.276716580068658e+004 | 1.0663e-07 |  | 72817.6216 | 3.9999e-06 | 183.185 | 3.9999e-06
7.281762164114029e+004 | 2.1825e-08 | 72817.6216 | 7.281762164114029e+004 | 6.4015e-08 |  | 7.281762164114029e+004 | 1.2233e-07 |  | 7.281762164114029e+004 | 1.065e-07 |  | 72868.1125 | 3.9999e-06 | 183.2693 | 3.9999e-06
7.286811246704120e+004 | 2.1815e-08 | 72868.1125 | 7.286811246704120e+004 | 6.3936e-08 |  | 7.286811246704120e+004 | 1.2217e-07 |  | 7.286811246704120e+004 | 1.0636e-07 |  | 72918.6383 | 3.9999e-06 | 183.3534 | 3.9999e-06
7.291863830264776e+004 | 2.1805e-08 | 72918.6383 | 7.291863830264776e+004 | 6.3858e-08 |  | 7.291863830264776e+004 | 1.2201e-07 |  | 7.291863830264776e+004 | 1.0622e-07 |  | 72969.1992 | 3.9999e-06 | 183.4377 | 3.9999e-06
7.296919917223527e+004 | 2.1795e-08 | 72969.1992 | 7.296919917223527e+004 | 6.378e-08 |  | 7.296919917223527e+004 | 1.2185e-07 |  | 7.296919917223527e+004 | 1.0609e-07 |  | 73019.7951 | 3.9999e-06 | 183.5219 | 3.9999e-06
7.301979510009584e+004 | 2.1785e-08 | 73019.7951 | 7.301979510009584e+004 | 6.3701e-08 |  | 7.301979510009584e+004 | 1.2169e-07 |  | 7.301979510009584e+004 | 1.0595e-07 |  | 73070.4261 | 3.9999e-06 | 183.6061 | 3.9999e-06
7.307042611053847e+004 | 2.1775e-08 | 73070.4261 | 7.307042611053847e+004 | 6.3623e-08 |  | 7.307042611053847e+004 | 1.2153e-07 |  | 7.307042611053847e+004 | 1.0581e-07 |  | 73121.0922 | 3.9999e-06 | 183.6904 | 3.9999e-06
7.312109222788893e+004 | 2.1765e-08 | 73121.0922 | 7.312109222788893e+004 | 6.3545e-08 |  | 7.312109222788893e+004 | 1.2138e-07 |  | 7.312109222788893e+004 | 1.0568e-07 |  | 73171.7935 | 3.9999e-06 | 183.7747 | 3.9999e-06
7.317179347648996e+004 | 2.1755e-08 | 73171.7935 | 7.317179347648996e+004 | 6.3468e-08 |  | 7.317179347648996e+004 | 1.2122e-07 |  | 7.317179347648996e+004 | 1.0554e-07 |  | 73222.5299 | 3.9999e-06 | 183.8589 | 3.9999e-06
7.322252988070108e+004 | 2.1745e-08 | 73222.5299 | 7.322252988070108e+004 | 6.339e-08 |  | 7.322252988070108e+004 | 1.2106e-07 |  | 7.322252988070108e+004 | 1.054e-07 |  | 73273.3015 | 3.9999e-06 | 183.9432 | 3.9999e-06
7.327330146489880e+004 | 2.1735e-08 | 73273.3015 | 7.327330146489880e+004 | 6.3312e-08 |  | 7.327330146489880e+004 | 1.209e-07 |  | 7.327330146489880e+004 | 1.0527e-07 |  | 73324.1083 | 3.9999e-06 | 184.0275 | 3.9999e-06
7.332410825347646e+004 | 2.1725e-08 | 73324.1083 | 7.332410825347646e+004 | 6.3235e-08 |  | 7.332410825347646e+004 | 1.2075e-07 |  | 7.332410825347646e+004 | 1.0513e-07 |  | 73374.9503 | 3.9999e-06 | 184.1117 | 3.9999e-06
7.337495027084432e+004 | 2.1715e-08 | 73374.9503 | 7.337495027084432e+004 | 6.3157e-08 |  | 7.337495027084432e+004 | 1.2059e-07 |  | 7.337495027084432e+004 | 1.05e-07 |  | 73425.8275 | 3.9999e-06 | 184.196 | 3.9999e-06
7.342582754142961e+004 | 2.1705e-08 | 73425.8275 | 7.342582754142961e+004 | 6.308e-08 |  | 7.342582754142961e+004 | 1.2043e-07 |  | 7.342582754142961e+004 | 1.0486e-07 |  | 73476.7401 | 3.9999e-06 | 184.2802 | 3.9999e-06
7.347674008967643e+004 | 2.1696e-08 | 73476.7401 | 7.347674008967643e+004 | 6.3003e-08 |  | 7.347674008967643e+004 | 1.2028e-07 |  | 7.347674008967643e+004 | 1.0473e-07 |  | 73527.6879 | 3.9999e-06 | 184.3645 | 3.9999e-06
7.352768794004592e+004 | 2.1686e-08 | 73527.6879 | 7.352768794004592e+004 | 6.2926e-08 |  | 7.352768794004592e+004 | 1.2012e-07 |  | 7.352768794004592e+004 | 1.0459e-07 |  | 73578.6711 | 3.9999e-06 | 184.4487 | 3.9999e-06
7.357867111701609e+004 | 2.1676e-08 | 73578.6711 | 7.357867111701609e+004 | 6.2849e-08 |  | 7.357867111701609e+004 | 1.1996e-07 |  | 7.357867111701609e+004 | 1.0446e-07 |  | 73629.6896 | 3.9999e-06 | 184.533 | 3.9999e-06
7.362968964508196e+004 | 2.1666e-08 | 73629.6896 | 7.362968964508196e+004 | 6.2772e-08 |  | 7.362968964508196e+004 | 1.1981e-07 |  | 7.362968964508196e+004 | 1.0432e-07 |  | 73680.7435 | 3.9999e-06 | 184.6173 | 3.9999e-06
7.368074354875556e+004 | 2.1656e-08 | 73680.7435 | 7.368074354875556e+004 | 6.2695e-08 |  | 7.368074354875556e+004 | 1.1965e-07 |  | 7.368074354875556e+004 | 1.0419e-07 |  | 73731.8329 | 3.9999e-06 | 184.7015 | 3.9999e-06
7.373183285256589e+004 | 2.1646e-08 | 73731.8329 | 7.373183285256589e+004 | 6.2619e-08 |  | 7.373183285256589e+004 | 1.195e-07 |  | 7.373183285256589e+004 | 1.0405e-07 |  | 73782.9576 | 3.9999e-06 | 184.7858 | 3.9999e-06
7.378295758105896e+004 | 2.1636e-08 | 73782.9576 | 7.378295758105896e+004 | 6.2542e-08 |  | 7.378295758105896e+004 | 1.1934e-07 |  | 7.378295758105896e+004 | 1.0392e-07 |  | 73834.1178 | 3.9999e-06 | 184.8701 | 3.9999e-06
7.383411775879777e+004 | 2.1626e-08 | 73834.1178 | 7.383411775879777e+004 | 6.2466e-08 |  | 7.383411775879777e+004 | 1.1919e-07 |  | 7.383411775879777e+004 | 1.0378e-07 |  | 73885.3134 | 3.9999e-06 | 184.9544 | 3.9999e-06
7.388531341036243e+004 | 2.1617e-08 | 73885.3134 | 7.388531341036243e+004 | 6.2389e-08 |  | 7.388531341036243e+004 | 1.1903e-07 |  | 7.388531341036243e+004 | 1.0365e-07 |  | 73936.5446 | 3.9999e-06 | 185.0387 | 3.9999e-06
7.393654456035001e+004 | 2.1607e-08 | 73936.5446 | 7.393654456035001e+004 | 6.2313e-08 |  | 7.393654456035001e+004 | 1.1888e-07 |  | 7.393654456035001e+004 | 1.0352e-07 |  | 73987.8112 | 3.9999e-06 | 185.1229 | 3.9999e-06
7.398781123337470e+004 | 2.1597e-08 | 73987.8112 | 7.398781123337470e+004 | 6.2237e-08 |  | 7.398781123337470e+004 | 1.1872e-07 |  | 7.398781123337470e+004 | 1.0338e-07 |  | 74039.1135 | 3.9999e-06 | 185.2073 | 3.9999e-06
7.403911345406770e+004 | 2.1587e-08 | 74039.1135 | 7.403911345406770e+004 | 6.2161e-08 |  | 7.403911345406770e+004 | 1.1857e-07 |  | 7.403911345406770e+004 | 1.0325e-07 |  | 74090.4512 | 3.9999e-06 | 185.2915 | 3.9999e-06
7.409045124707733e+004 | 2.1577e-08 | 74090.4512 | 7.409045124707733e+004 | 6.2085e-08 |  | 7.409045124707733e+004 | 1.1842e-07 |  | 7.409045124707733e+004 | 1.0312e-07 |  | 74141.8246 | 3.9999e-06 | 185.3758 | 3.9999e-06
7.414182463706900e+004 | 2.1567e-08 | 74141.8246 | 7.414182463706900e+004 | 6.2009e-08 |  | 7.414182463706900e+004 | 1.1826e-07 |  | 7.414182463706900e+004 | 1.0298e-07 |  | 74193.2336 | 3.9999e-06 | 185.4601 | 3.9999e-06
7.419323364872520e+004 | 2.1558e-08 | 74193.2336 | 7.419323364872520e+004 | 6.1933e-08 |  | 7.419323364872520e+004 | 1.1811e-07 |  | 7.419323364872520e+004 | 1.0285e-07 |  | 74244.6783 | 3.9999e-06 | 185.5444 | 3.9999e-06
7.424467830674554e+004 | 2.1548e-08 | 74244.6783 | 7.424467830674554e+004 | 6.1858e-08 |  | 7.424467830674554e+004 | 1.1796e-07 |  | 7.424467830674554e+004 | 1.0272e-07 |  | 74296.1586 | 3.9999e-06 | 185.6287 | 3.9999e-06
7.429615863584678e+004 | 2.1538e-08 | 74296.1586 | 7.429615863584678e+004 | 6.1782e-08 |  | 7.429615863584678e+004 | 1.178e-07 |  | 7.429615863584678e+004 | 1.0259e-07 |  | 74347.6747 | 3.9999e-06 | 185.713 | 3.9999e-06
7.434767466076277e+004 | 2.1528e-08 | 74347.6747 | 7.434767466076277e+004 | 6.1707e-08 |  | 7.434767466076277e+004 | 1.1765e-07 |  | 7.434767466076277e+004 | 1.0245e-07 |  | 74399.2264 | 3.9999e-06 | 185.7973 | 3.9999e-06
7.439922640624456e+004 | 2.1518e-08 | 74399.2264 | 7.439922640624456e+004 | 6.1631e-08 |  | 7.439922640624456e+004 | 1.175e-07 |  | 7.439922640624456e+004 | 1.0232e-07 |  | 74450.8139 | 3.9999e-06 | 185.8816 | 3.9999e-06
7.445081389706035e+004 | 2.1509e-08 | 74450.8139 | 7.445081389706035e+004 | 6.1556e-08 |  | 7.445081389706035e+004 | 1.1734e-07 |  | 7.445081389706035e+004 | 1.0219e-07 |  | 74502.4372 | 3.9999e-06 | 185.966 | 3.9999e-06
7.450243715799550e+004 | 2.1499e-08 | 74502.4372 | 7.450243715799550e+004 | 6.1481e-08 |  | 7.450243715799550e+004 | 1.1719e-07 |  | 7.450243715799550e+004 | 1.0206e-07 |  | 74554.0962 | 3.9999e-06 | 186.0502 | 3.9999e-06
7.455409621385255e+004 | 2.1489e-08 | 74554.0962 | 7.455409621385255e+004 | 6.1406e-08 |  | 7.455409621385255e+004 | 1.1704e-07 |  | 7.455409621385255e+004 | 1.0193e-07 |  | 74605.7911 | 3.9999e-06 | 186.1345 | 3.9999e-06
7.460579108945128e+004 | 2.148e-08 | 74605.7911 | 7.460579108945128e+004 | 6.1331e-08 |  | 7.460579108945128e+004 | 1.1689e-07 |  | 7.460579108945128e+004 | 1.018e-07 |  | 74657.5218 | 3.9999e-06 | 186.2188 | 3.9999e-06
7.465752180962861e+004 | 2.147e-08 | 74657.5218 | 7.465752180962861e+004 | 6.1256e-08 |  | 7.465752180962861e+004 | 1.1674e-07 |  | 7.465752180962861e+004 | 1.0167e-07 |  | 74709.2884 | 3.9999e-06 | 186.3031 | 3.9999e-06
7.470928839923874e+004 | 2.146e-08 | 74709.2884 | 7.470928839923874e+004 | 6.1182e-08 |  | 7.470928839923874e+004 | 1.1659e-07 |  | 7.470928839923874e+004 | 1.0153e-07 |  | 74761.0909 | 3.9999e-06 | 186.3875 | 3.9999e-06
7.476109088315310e+004 | 2.145e-08 | 74761.0909 | 7.476109088315310e+004 | 6.1107e-08 |  | 7.476109088315310e+004 | 1.1643e-07 |  | 7.476109088315310e+004 | 1.014e-07 |  | 74812.9293 | 3.9999e-06 | 186.4717 | 3.9999e-06
7.481292928626032e+004 | 2.1441e-08 | 74812.9293 | 7.481292928626032e+004 | 6.1033e-08 |  | 7.481292928626032e+004 | 1.1628e-07 |  | 7.481292928626032e+004 | 1.0127e-07 |  | 74864.8036 | 3.9999e-06 | 186.5561 | 3.9999e-06
7.486480363346635e+004 | 2.1431e-08 | 74864.8036 | 7.486480363346635e+004 | 6.0958e-08 |  | 7.486480363346635e+004 | 1.1613e-07 |  | 7.486480363346635e+004 | 1.0114e-07 |  | 74916.7139 | 3.9999e-06 | 186.6403 | 3.9999e-06
7.491671394969436e+004 | 2.1421e-08 | 74916.7139 | 7.491671394969436e+004 | 6.0884e-08 |  | 7.491671394969436e+004 | 1.1598e-07 |  | 7.491671394969436e+004 | 1.0101e-07 |  | 74968.6603 | 3.9999e-06 | 186.7247 | 3.9999e-06
7.496866025988481e+004 | 2.1412e-08 | 74968.6603 | 7.496866025988481e+004 | 6.081e-08 |  | 7.496866025988481e+004 | 1.1583e-07 |  | 7.496866025988481e+004 | 1.0088e-07 |  | 75020.6426 | 3.9999e-06 | 186.809 | 3.9999e-06
7.502064258899548e+004 | 2.1402e-08 | 75020.6426 | 7.502064258899548e+004 | 6.0736e-08 |  | 7.502064258899548e+004 | 1.1568e-07 |  | 7.502064258899548e+004 | 1.0075e-07 |  | 75072.661 | 3.9999e-06 | 186.8933 | 3.9999e-06
7.507266096200144e+004 | 2.1392e-08 | 75072.661 | 7.507266096200144e+004 | 6.0662e-08 |  | 7.507266096200144e+004 | 1.1553e-07 |  | 7.507266096200144e+004 | 1.0062e-07 |  | 75124.7154 | 3.9999e-06 | 186.9777 | 3.9999e-06
7.512471540389505e+004 | 2.1383e-08 | 75124.7154 | 7.512471540389505e+004 | 6.0588e-08 |  | 7.512471540389505e+004 | 1.1538e-07 |  | 7.512471540389505e+004 | 1.0049e-07 |  | 75176.8059 | 3.9999e-06 | 187.062 | 3.9999e-06
7.517680593968605e+004 | 2.1373e-08 | 75176.8059 | 7.517680593968605e+004 | 6.0514e-08 |  | 7.517680593968605e+004 | 1.1523e-07 |  | 7.517680593968605e+004 | 1.0036e-07 |  | 75228.9326 | 3.9999e-06 | 187.1463 | 3.9999e-06
7.522893259440149e+004 | 2.1363e-08 | 75228.9326 | 7.522893259440149e+004 | 6.044e-08 |  | 7.522893259440149e+004 | 1.1508e-07 |  | 7.522893259440149e+004 | 1.0023e-07 |  | 75281.0954 | 3.9999e-06 | 187.2306 | 3.9999e-06
7.528109539308577e+004 | 2.1354e-08 | 75281.0954 | 7.528109539308577e+004 | 6.0367e-08 |  | 7.528109539308577e+004 | 1.1493e-07 |  | 7.528109539308577e+004 | 1.0011e-07 |  | 75333.2944 | 3.9999e-06 | 187.3149 | 3.9999e-06
7.533329436080068e+004 | 2.1344e-08 | 75333.2944 | 7.533329436080068e+004 | 6.0293e-08 |  | 7.533329436080068e+004 | 1.1478e-07 |  | 7.533329436080068e+004 | 9.9977e-08 |  | 75385.5295 | 3.9999e-06 | 187.3992 | 3.9999e-06
7.538552952262535e+004 | 2.1335e-08 | 75385.5295 | 7.538552952262535e+004 | 6.022e-08 |  | 7.538552952262535e+004 | 1.1464e-07 |  | 7.538552952262535e+004 | 9.9848e-08 |  | 75437.8009 | 3.9999e-06 | 187.4836 | 3.9999e-06
7.543780090365633e+004 | 2.1325e-08 | 75437.8009 | 7.543780090365633e+004 | 6.0147e-08 |  | 7.543780090365633e+004 | 1.1449e-07 |  | 7.543780090365633e+004 | 9.972e-08 |  | 75490.1085 | 3.9999e-06 | 187.568 | 3.9999e-06
7.549010852900759e+004 | 2.1315e-08 | 75490.1085 | 7.549010852900759e+004 | 6.0074e-08 |  | 7.549010852900759e+004 | 1.1434e-07 |  | 7.549010852900759e+004 | 9.9591e-08 |  | 75542.4524 | 3.9999e-06 | 187.6523 | 3.9999e-06
7.554245242381045e+004 | 2.1306e-08 | 75542.4524 | 7.554245242381045e+004 | 6e-08 |  | 7.554245242381045e+004 | 1.1419e-07 |  | 7.554245242381045e+004 | 9.9463e-08 |  | 75594.8326 | 3.9999e-06 | 187.7366 | 3.9999e-06
7.559483261321372e+004 | 2.1296e-08 | 75594.8326 | 7.559483261321372e+004 | 5.9928e-08 |  | 7.559483261321372e+004 | 1.1404e-07 |  | 7.559483261321372e+004 | 9.9335e-08 |  | 75647.2491 | 3.9999e-06 | 187.8209 | 3.9999e-06
7.564724912238360e+004 | 2.1287e-08 | 75647.2491 | 7.564724912238360e+004 | 5.9855e-08 |  | 7.564724912238360e+004 | 1.1389e-07 |  | 7.564724912238360e+004 | 9.9207e-08 |  | 75699.702 | 3.9999e-06 | 187.9052 | 3.9999e-06
7.569970197650377e+004 | 2.1277e-08 | 75699.702 | 7.569970197650377e+004 | 5.9782e-08 |  | 7.569970197650377e+004 | 1.1375e-07 |  | 7.569970197650377e+004 | 9.908e-08 |  | 75752.1912 | 3.9999e-06 | 187.9895 | 3.9999e-06
7.575219120077537e+004 | 2.1268e-08 | 75752.1912 | 7.575219120077537e+004 | 5.9709e-08 |  | 7.575219120077537e+004 | 1.136e-07 |  | 7.575219120077537e+004 | 9.8952e-08 |  | 75804.7168 | 3.9999e-06 | 188.0738 | 3.9999e-06
7.580471682041700e+004 | 2.1258e-08 | 75804.7168 | 7.580471682041700e+004 | 5.9637e-08 |  | 7.580471682041700e+004 | 1.1345e-07 |  | 7.580471682041700e+004 | 9.8825e-08 |  | 75857.2789 | 3.9999e-06 | 188.1582 | 3.9999e-06
7.585727886066475e+004 | 2.1249e-08 | 75857.2789 | 7.585727886066475e+004 | 5.9564e-08 |  | 7.585727886066475e+004 | 1.133e-07 |  | 7.585727886066475e+004 | 9.8698e-08 |  | 75909.8773 | 3.9999e-06 | 188.2425 | 3.9999e-06
7.590987734677222e+004 | 2.1239e-08 | 75909.8773 | 7.590987734677222e+004 | 5.9492e-08 |  | 7.590987734677222e+004 | 1.1316e-07 |  | 7.590987734677222e+004 | 9.8571e-08 |  | 75962.5123 | 3.9999e-06 | 188.3268 | 3.9999e-06
7.596251230401051e+004 | 2.123e-08 | 75962.5123 | 7.596251230401051e+004 | 5.942e-08 |  | 7.596251230401051e+004 | 1.1301e-07 |  | 7.596251230401051e+004 | 9.8444e-08 |  | 76015.1838 | 3.9999e-06 | 188.4111 | 3.9999e-06
7.601518375766823e+004 | 2.122e-08 | 76015.1838 | 7.601518375766823e+004 | 5.9347e-08 |  | 7.601518375766823e+004 | 1.1286e-07 |  | 7.601518375766823e+004 | 9.8318e-08 |  | 76067.8917 | 3.9999e-06 | 188.4955 | 3.9999e-06
7.606789173305157e+004 | 2.1211e-08 | 76067.8917 | 7.606789173305157e+004 | 5.9275e-08 |  | 7.606789173305157e+004 | 1.1272e-07 |  | 7.606789173305157e+004 | 9.8191e-08 |  | 76120.6363 | 3.9999e-06 | 188.5798 | 3.9999e-06
7.612063625548421e+004 | 2.1201e-08 | 76120.6363 | 7.612063625548421e+004 | 5.9203e-08 |  | 7.612063625548421e+004 | 1.1257e-07 |  | 7.612063625548421e+004 | 9.8065e-08 |  | 76173.4174 | 3.9999e-06 | 188.6641 | 3.9999e-06
7.617341735030741e+004 | 2.1192e-08 | 76173.4174 | 7.617341735030741e+004 | 5.9131e-08 |  | 7.617341735030741e+004 | 1.1243e-07 |  | 7.617341735030741e+004 | 9.7939e-08 |  | 76226.235 | 3.9999e-06 | 188.7485 | 3.9999e-06
7.622623504288004e+004 | 2.1182e-08 | 76226.235 | 7.622623504288004e+004 | 5.906e-08 |  | 7.622623504288004e+004 | 1.1228e-07 |  | 7.622623504288004e+004 | 9.7813e-08 |  | 76279.0894 | 3.9999e-06 | 188.8328 | 3.9999e-06
7.627908935857849e+004 | 2.1173e-08 | 76279.0894 | 7.627908935857849e+004 | 5.8988e-08 |  | 7.627908935857849e+004 | 1.1214e-07 |  | 7.627908935857849e+004 | 9.7687e-08 |  | 76331.9803 | 3.9999e-06 | 188.9172 | 3.9999e-06
7.633198032279681e+004 | 2.1163e-08 | 76331.9803 | 7.633198032279681e+004 | 5.8916e-08 |  | 7.633198032279681e+004 | 1.1199e-07 |  | 7.633198032279681e+004 | 9.7562e-08 |  | 76384.908 | 3.9999e-06 | 189.0015 | 3.9999e-06
7.638490796094658e+004 | 2.1154e-08 | 76384.908 | 7.638490796094658e+004 | 5.8845e-08 |  | 7.638490796094658e+004 | 1.1185e-07 |  | 7.638490796094658e+004 | 9.7436e-08 |  | 76437.8723 | 3.9999e-06 | 189.0858 | 3.9999e-06
7.643787229845708e+004 | 2.1144e-08 | 76437.8723 | 7.643787229845708e+004 | 5.8774e-08 |  | 7.643787229845708e+004 | 1.117e-07 |  | 7.643787229845708e+004 | 9.7311e-08 |  | 76490.8734 | 3.9999e-06 | 189.1702 | 3.9999e-06
7.649087336077516e+004 | 2.1135e-08 | 76490.8734 | 7.649087336077516e+004 | 5.8702e-08 |  | 7.649087336077516e+004 | 1.1156e-07 |  | 7.649087336077516e+004 | 9.7186e-08 |  | 76543.9112 | 3.9999e-06 | 189.2545 | 3.9999e-06
7.654391117336537e+004 | 2.1125e-08 | 76543.9112 | 7.654391117336537e+004 | 5.8631e-08 |  | 7.654391117336537e+004 | 1.1141e-07 |  | 7.654391117336537e+004 | 9.7061e-08 |  | 76596.9858 | 3.9999e-06 | 189.3388 | 3.9999e-06
7.659698576170988e+004 | 2.1116e-08 | 76596.9858 | 7.659698576170988e+004 | 5.856e-08 |  | 7.659698576170988e+004 | 1.1127e-07 |  | 7.659698576170988e+004 | 9.6936e-08 |  | 76650.0972 | 3.9999e-06 | 189.4231 | 3.9999e-06
7.665009715130851e+004 | 2.1107e-08 | 76650.0972 | 7.665009715130851e+004 | 5.8489e-08 |  | 7.665009715130851e+004 | 1.1112e-07 |  | 7.665009715130851e+004 | 9.6812e-08 |  | 76703.2454 | 3.9999e-06 | 189.5075 | 3.9999e-06
7.670324536767881e+004 | 2.1097e-08 | 76703.2454 | 7.670324536767881e+004 | 5.8418e-08 |  | 7.670324536767881e+004 | 1.1098e-07 |  | 7.670324536767881e+004 | 9.6687e-08 |  | 76756.4304 | 3.9999e-06 | 189.5918 | 3.9999e-06
7.675643043635601e+004 | 2.1088e-08 | 76756.4304 | 7.675643043635601e+004 | 5.8347e-08 |  | 7.675643043635601e+004 | 1.1084e-07 |  | 7.675643043635601e+004 | 9.6563e-08 |  | 76809.6524 | 3.9999e-06 | 189.6761 | 3.9999e-06
7.680965238289302e+004 | 2.1079e-08 | 76809.6524 | 7.680965238289302e+004 | 5.8277e-08 |  | 7.680965238289302e+004 | 1.1069e-07 |  | 7.680965238289302e+004 | 9.6439e-08 |  | 76862.9112 | 3.9999e-06 | 189.7604 | 3.9999e-06
7.686291123286050e+004 | 2.1069e-08 | 76862.9112 | 7.686291123286050e+004 | 5.8206e-08 |  | 7.686291123286050e+004 | 1.1055e-07 |  | 7.686291123286050e+004 | 9.6315e-08 |  | 76916.207 | 3.9999e-06 | 189.8447 | 3.9999e-06
7.691620701184681e+004 | 2.106e-08 | 76916.207 | 7.691620701184681e+004 | 5.8135e-08 |  | 7.691620701184681e+004 | 1.1041e-07 |  | 7.691620701184681e+004 | 9.6191e-08 |  | 76969.5397 | 3.9999e-06 | 189.929 | 3.9999e-06
7.696953974545808e+004 | 2.105e-08 | 76969.5397 | 7.696953974545808e+004 | 5.8065e-08 |  | 7.696953974545808e+004 | 1.1026e-07 |  | 7.696953974545808e+004 | 9.6068e-08 |  | 77022.9095 | 3.9999e-06 | 190.0134 | 3.9999e-06
7.702290945931818e+004 | 2.1041e-08 | 77022.9095 | 7.702290945931818e+004 | 5.7995e-08 |  | 7.702290945931818e+004 | 1.1012e-07 |  | 7.702290945931818e+004 | 9.5944e-08 |  | 77076.3162 | 3.9999e-06 | 190.0977 | 3.9999e-06
7.707631617906876e+004 | 2.1032e-08 | 77076.3162 | 7.707631617906876e+004 | 5.7925e-08 |  | 7.707631617906876e+004 | 1.0998e-07 |  | 7.707631617906876e+004 | 9.5821e-08 |  | 77129.7599 | 3.9999e-06 | 190.1819 | 3.9999e-06
7.712975993036923e+004 | 2.1022e-08 | 77129.7599 | 7.712975993036923e+004 | 5.7854e-08 |  | 7.712975993036923e+004 | 1.0983e-07 |  | 7.712975993036923e+004 | 9.5698e-08 |  | 77183.2407 | 3.9999e-06 | 190.2663 | 3.9999e-06
7.718324073889680e+004 | 2.1013e-08 | 77183.2407 | 7.718324073889680e+004 | 5.7784e-08 |  | 7.718324073889680e+004 | 1.0969e-07 |  | 7.718324073889680e+004 | 9.5575e-08 |  | 77236.7586 | 3.9999e-06 | 190.3506 | 3.9999e-06
7.723675863034649e+004 | 2.1004e-08 | 77236.7586 | 7.723675863034649e+004 | 5.7714e-08 |  | 7.723675863034649e+004 | 1.0955e-07 |  | 7.723675863034649e+004 | 9.5452e-08 |  | 77290.3136 | 3.9999e-06 | 190.435 | 3.9999e-06
7.729031363043113e+004 | 2.0995e-08 | 77290.3136 | 7.729031363043113e+004 | 5.7645e-08 |  | 7.729031363043113e+004 | 1.0941e-07 |  | 7.729031363043113e+004 | 9.533e-08 |  | 77343.9058 | 3.9999e-06 | 190.5193 | 3.9999e-06
7.734390576488141e+004 | 2.0985e-08 | 77343.9058 | 7.734390576488141e+004 | 5.7575e-08 |  | 7.734390576488141e+004 | 1.0927e-07 |  | 7.734390576488141e+004 | 9.5207e-08 |  | 77397.5351 | 3.9999e-06 | 190.6036 | 3.9999e-06
7.739753505944579e+004 | 2.0976e-08 | 77397.5351 | 7.739753505944579e+004 | 5.7505e-08 |  | 7.739753505944579e+004 | 1.0913e-07 |  | 7.739753505944579e+004 | 9.5085e-08 |  | 77451.2015 | 3.9999e-06 | 190.6879 | 3.9999e-06
7.745120153989065e+004 | 2.0967e-08 | 77451.2015 | 7.745120153989065e+004 | 5.7436e-08 |  | 7.745120153989065e+004 | 1.0898e-07 |  | 7.745120153989065e+004 | 9.4963e-08 |  | 77504.9052 | 3.9999e-06 | 190.7722 | 3.9999e-06
7.750490523200022e+004 | 2.0957e-08 | 77504.9052 | 7.750490523200022e+004 | 5.7366e-08 |  | 7.750490523200022e+004 | 1.0884e-07 |  | 7.750490523200022e+004 | 9.4841e-08 |  | 77558.6462 | 3.9999e-06 | 190.8565 | 3.9999e-06
7.755864616157659e+004 | 2.0948e-08 | 77558.6462 | 7.755864616157659e+004 | 5.7297e-08 |  | 7.755864616157659e+004 | 1.087e-07 |  | 7.755864616157659e+004 | 9.4719e-08 |  | 77612.4244 | 3.9999e-06 | 190.9408 | 3.9999e-06
7.761242435443976e+004 | 2.0939e-08 | 77612.4244 | 7.761242435443976e+004 | 5.7228e-08 |  | 7.761242435443976e+004 | 1.0856e-07 |  | 7.761242435443976e+004 | 9.4598e-08 |  | 77666.2398 | 3.9999e-06 | 191.0252 | 3.9999e-06
7.766623983642762e+004 | 2.093e-08 | 77666.2398 | 7.766623983642762e+004 | 5.7159e-08 |  | 7.766623983642762e+004 | 1.0842e-07 |  | 7.766623983642762e+004 | 9.4476e-08 |  | 77720.0926 | 3.9999e-06 | 191.1095 | 3.9999e-06
7.772009263339597e+004 | 2.0921e-08 | 77720.0926 | 7.772009263339597e+004 | 5.709e-08 |  | 7.772009263339597e+004 | 1.0828e-07 |  | 7.772009263339597e+004 | 9.4355e-08 |  | 77773.9828 | 3.9999e-06 | 191.1938 | 3.9999e-06
7.777398277121857e+004 | 2.0911e-08 | 77773.9828 | 7.777398277121857e+004 | 5.7021e-08 |  | 7.777398277121857e+004 | 1.0814e-07 |  | 7.777398277121857e+004 | 9.4234e-08 |  | 77827.9103 | 3.9999e-06 | 191.2781 | 3.9999e-06
7.782791027578710e+004 | 2.0902e-08 | 77827.9103 | 7.782791027578710e+004 | 5.6952e-08 |  | 7.782791027578710e+004 | 1.08e-07 |  | 7.782791027578710e+004 | 9.4113e-08 |  | 77881.8752 | 3.9999e-06 | 191.3623 | 3.9999e-06
7.788187517301118e+004 | 2.0893e-08 | 77881.8752 | 7.788187517301118e+004 | 5.6883e-08 |  | 7.788187517301118e+004 | 1.0786e-07 |  | 7.788187517301118e+004 | 9.3992e-08 |  | 77935.8775 | 3.9999e-06 | 191.4467 | 3.9999e-06
7.793587748881841e+004 | 2.0884e-08 | 77935.8775 | 7.793587748881841e+004 | 5.6814e-08 |  | 7.793587748881841e+004 | 1.0772e-07 |  | 7.793587748881841e+004 | 9.3872e-08 |  | 77989.9172 | 3.9999e-06 | 191.5309 | 3.9999e-06
7.798991724915439e+004 | 2.0874e-08 | 77989.9172 | 7.798991724915439e+004 | 5.6746e-08 |  | 7.798991724915439e+004 | 1.0758e-07 |  | 7.798991724915439e+004 | 9.3751e-08 |  | 78043.9945 | 3.9999e-06 | 191.6152 | 3.9999e-06
7.804399447998265e+004 | 2.0865e-08 | 78043.9945 | 7.804399447998265e+004 | 5.6677e-08 |  | 7.804399447998265e+004 | 1.0744e-07 |  | 7.804399447998265e+004 | 9.3631e-08 |  | 78098.1092 | 3.9999e-06 | 191.6995 | 3.9999e-06
7.809810920728478e+004 | 2.0856e-08 | 78098.1092 | 7.809810920728478e+004 | 5.6609e-08 |  | 7.809810920728478e+004 | 1.073e-07 |  | 7.809810920728478e+004 | 9.3511e-08 |  | 78152.2615 | 3.9999e-06 | 191.7839 | 3.9999e-06
7.815226145706036e+004 | 2.0847e-08 | 78152.2615 | 7.815226145706036e+004 | 5.654e-08 |  | 7.815226145706036e+004 | 1.0716e-07 |  | 7.815226145706036e+004 | 9.3391e-08 |  | 78206.4513 | 3.9999e-06 | 191.8681 | 3.9999e-06
7.820645125532702e+004 | 2.0838e-08 | 78206.4513 | 7.820645125532702e+004 | 5.6472e-08 |  | 7.820645125532702e+004 | 1.0703e-07 |  | 7.820645125532702e+004 | 9.3271e-08 |  | 78260.6786 | 3.9999e-06 | 191.9524 | 3.9999e-06
7.826067862812038e+004 | 2.0829e-08 | 78260.6786 | 7.826067862812038e+004 | 5.6404e-08 |  | 7.826067862812038e+004 | 1.0689e-07 |  | 7.826067862812038e+004 | 9.3151e-08 |  | 78314.9436 | 3.9999e-06 | 192.0367 | 3.9999e-06
7.831494360149418e+004 | 2.082e-08 | 78314.9436 | 7.831494360149418e+004 | 5.6336e-08 |  | 7.831494360149418e+004 | 1.0675e-07 |  | 7.831494360149418e+004 | 9.3032e-08 |  | 78369.2462 | 3.9999e-06 | 192.121 | 3.9999e-06
7.836924620152016e+004 | 2.081e-08 | 78369.2462 | 7.836924620152016e+004 | 5.6268e-08 |  | 7.836924620152016e+004 | 1.0661e-07 |  | 7.836924620152016e+004 | 9.2912e-08 |  | 78423.5865 | 3.9999e-06 | 192.2052 | 3.9999e-06
7.842358645428819e+004 | 2.0801e-08 | 78423.5865 | 7.842358645428819e+004 | 5.62e-08 |  | 7.842358645428819e+004 | 1.0647e-07 |  | 7.842358645428819e+004 | 9.2793e-08 |  | 78477.9644 | 3.9999e-06 | 192.2895 | 3.9999e-06
7.847796438590619e+004 | 2.0792e-08 | 78477.9644 | 7.847796438590619e+004 | 5.6133e-08 |  | 7.847796438590619e+004 | 1.0634e-07 |  | 7.847796438590619e+004 | 9.2674e-08 |  | 78532.38 | 3.9999e-06 | 192.3738 | 3.9999e-06
7.853238002250023e+004 | 2.0783e-08 | 78532.38 | 7.853238002250023e+004 | 5.6065e-08 |  | 7.853238002250023e+004 | 1.062e-07 |  | 7.853238002250023e+004 | 9.2555e-08 |  | 78586.8334 | 3.9999e-06 | 192.458 | 3.9999e-06
7.858683339021445e+004 | 2.0774e-08 | 78586.8334 | 7.858683339021445e+004 | 5.5997e-08 |  | 7.858683339021445e+004 | 1.0606e-07 |  | 7.858683339021445e+004 | 9.2437e-08 |  | 78641.3245 | 3.9999e-06 | 192.5423 | 3.9999e-06
7.864132451521113e+004 | 2.0765e-08 | 78641.3245 | 7.864132451521113e+004 | 5.593e-08 |  | 7.864132451521113e+004 | 1.0592e-07 |  | 7.864132451521113e+004 | 9.2318e-08 |  | 78695.8534 | 3.9999e-06 | 192.6266 | 3.9999e-06
7.869585342367072e+004 | 2.0756e-08 | 78695.8534 | 7.869585342367072e+004 | 5.5863e-08 |  | 7.869585342367072e+004 | 1.0579e-07 |  | 7.869585342367072e+004 | 9.22e-08 |  | 78750.4201 | 3.9999e-06 | 192.7109 | 3.9999e-06
7.875042014179178e+004 | 2.0747e-08 | 78750.4201 | 7.875042014179178e+004 | 5.5795e-08 |  | 7.875042014179178e+004 | 1.0565e-07 |  | 7.875042014179178e+004 | 9.2082e-08 |  | 78805.0247 | 3.9999e-06 | 192.7952 | 3.9999e-06
7.880502469579106e+004 | 2.0738e-08 | 78805.0247 | 7.880502469579106e+004 | 5.5728e-08 |  | 7.880502469579106e+004 | 1.0551e-07 |  | 7.880502469579106e+004 | 9.1964e-08 |  | 78859.6671 | 3.9999e-06 | 192.8794 | 3.9999e-06
7.885966711190347e+004 | 2.0729e-08 | 78859.6671 | 7.885966711190347e+004 | 5.5661e-08 |  | 7.885966711190347e+004 | 1.0538e-07 |  | 7.885966711190347e+004 | 9.1846e-08 |  | 78914.3474 | 3.9999e-06 | 192.9637 | 3.9999e-06
7.891434741638215e+004 | 2.072e-08 | 78914.3474 | 7.891434741638215e+004 | 5.5594e-08 |  | 7.891434741638215e+004 | 1.0524e-07 |  | 7.891434741638215e+004 | 9.1728e-08 |  | 78969.0656 | 3.9999e-06 | 193.048 | 3.9999e-06
7.896906563549840e+004 | 2.071e-08 | 78969.0656 | 7.896906563549840e+004 | 5.5527e-08 |  | 7.896906563549840e+004 | 1.0511e-07 |  | 7.896906563549840e+004 | 9.161e-08 |  | 79023.8218 | 3.9999e-06 | 193.1322 | 3.9999e-06
7.902382179554176e+004 | 2.0701e-08 | 79023.8218 | 7.902382179554176e+004 | 5.546e-08 |  | 7.902382179554176e+004 | 1.0497e-07 |  | 7.902382179554176e+004 | 9.1493e-08 |  | 79078.6159 | 3.9999e-06 | 193.2164 | 3.9999e-06
7.907861592282000e+004 | 2.0692e-08 | 79078.6159 | 7.907861592282000e+004 | 5.5394e-08 |  | 7.907861592282000e+004 | 1.0483e-07 |  | 7.907861592282000e+004 | 9.1376e-08 |  | 79133.448 | 3.9999e-06 | 193.3007 | 3.9999e-06
7.913344804365911e+004 | 2.0683e-08 | 79133.448 | 7.913344804365911e+004 | 5.5327e-08 |  | 7.913344804365911e+004 | 1.047e-07 |  | 7.913344804365911e+004 | 9.1259e-08 |  | 79188.3182 | 3.9999e-06 | 193.3849 | 3.9999e-06
7.918831818440335e+004 | 2.0674e-08 | 79188.3182 | 7.918831818440335e+004 | 5.5261e-08 |  | 7.918831818440335e+004 | 1.0456e-07 |  | 7.918831818440335e+004 | 9.1142e-08 |  | 79243.2264 | 3.9999e-06 | 193.4692 | 3.9999e-06
7.924322637141527e+004 | 2.0665e-08 | 79243.2264 | 7.924322637141527e+004 | 5.5194e-08 |  | 7.924322637141527e+004 | 1.0443e-07 |  | 7.924322637141527e+004 | 9.1025e-08 |  | 79298.1726 | 3.9999e-06 | 193.5535 | 3.9999e-06
7.929817263107565e+004 | 2.0656e-08 | 79298.1726 | 7.929817263107565e+004 | 5.5128e-08 |  | 7.929817263107565e+004 | 1.0429e-07 |  | 7.929817263107565e+004 | 9.0908e-08 |  | 79353.157 | 3.9999e-06 | 193.6377 | 3.9999e-06
7.935315698978359e+004 | 2.0647e-08 | 79353.157 | 7.935315698978359e+004 | 5.5061e-08 |  | 7.935315698978359e+004 | 1.0416e-07 |  | 7.935315698978359e+004 | 9.0792e-08 |  | 79408.1795 | 3.9999e-06 | 193.722 | 3.9999e-06
7.940817947395649e+004 | 2.0638e-08 | 79408.1795 | 7.940817947395649e+004 | 5.4995e-08 |  | 7.940817947395649e+004 | 1.0402e-07 |  | 7.940817947395649e+004 | 9.0676e-08 |  | 79463.2401 | 3.9999e-06 | 193.8062 | 3.9999e-06
7.946324011003009e+004 | 2.0629e-08 | 79463.2401 | 7.946324011003009e+004 | 5.4929e-08 |  | 7.946324011003009e+004 | 1.0389e-07 |  | 7.946324011003009e+004 | 9.056e-08 |  | 79518.3389 | 3.9999e-06 | 193.8904 | 3.9999e-06
7.951833892445843e+004 | 2.0621e-08 | 79518.3389 | 7.951833892445843e+004 | 5.4863e-08 |  | 7.951833892445843e+004 | 1.0375e-07 |  | 7.951833892445843e+004 | 9.0444e-08 |  | 79573.4759 | 3.9999e-06 | 193.9746 | 3.9999e-06
7.957347594371389e+004 | 2.0612e-08 | 79573.4759 | 7.957347594371389e+004 | 5.4797e-08 |  | 7.957347594371389e+004 | 1.0362e-07 |  | 7.957347594371389e+004 | 9.0328e-08 |  | 79628.6512 | 3.9999e-06 | 194.0589 | 3.9999e-06
7.962865119428722e+004 | 2.0603e-08 | 79628.6512 | 7.962865119428722e+004 | 5.4732e-08 |  | 7.962865119428722e+004 | 1.0349e-07 |  | 7.962865119428722e+004 | 9.0212e-08 |  | 79683.8647 | 3.9999e-06 | 194.1431 | 3.9999e-06
7.968386470268754e+004 | 2.0594e-08 | 79683.8647 | 7.968386470268754e+004 | 5.4666e-08 |  | 7.968386470268754e+004 | 1.0335e-07 |  | 7.968386470268754e+004 | 9.0096e-08 |  | 79739.1165 | 3.9999e-06 | 194.2273 | 3.9999e-06
7.973911649544236e+004 | 2.0585e-08 | 79739.1165 | 7.973911649544236e+004 | 5.46e-08 |  | 7.973911649544236e+004 | 1.0322e-07 |  | 7.973911649544236e+004 | 8.9981e-08 |  | 79794.4066 | 3.9999e-06 | 194.3115 | 3.9999e-06
7.979440659909755e+004 | 2.0576e-08 | 79794.4066 | 7.979440659909755e+004 | 5.4535e-08 |  | 7.979440659909755e+004 | 1.0309e-07 |  | 7.979440659909755e+004 | 8.9866e-08 |  | 79849.735 | 3.9999e-06 | 194.3957 | 3.9999e-06
7.984973504021742e+004 | 2.0567e-08 | 79849.735 | 7.984973504021742e+004 | 5.4469e-08 |  | 7.984973504021742e+004 | 1.0295e-07 |  | 7.984973504021742e+004 | 8.9751e-08 |  | 79905.1018 | 3.9999e-06 | 194.4799 | 3.9999e-06
7.990510184538469e+004 | 2.0558e-08 | 79905.1018 | 7.990510184538469e+004 | 5.4404e-08 |  | 7.990510184538469e+004 | 1.0282e-07 |  | 7.990510184538469e+004 | 8.9636e-08 |  | 79960.507 | 3.9999e-06 | 194.5642 | 3.9999e-06
7.996050704120052e+004 | 2.0549e-08 | 79960.507 | 7.996050704120052e+004 | 5.4339e-08 |  | 7.996050704120052e+004 | 1.0269e-07 |  | 7.996050704120052e+004 | 8.9521e-08 |  | 80015.9507 | 3.9999e-06 | 194.6483 | 3.9999e-06
8.001595065428448e+004 | 2.054e-08 | 80015.9507 | 8.001595065428448e+004 | 5.4274e-08 |  | 8.001595065428448e+004 | 1.0255e-07 |  | 8.001595065428448e+004 | 8.9407e-08 |  | 80071.4327 | 3.9999e-06 | 194.7325 | 3.9999e-06
8.007143271127463e+004 | 2.0531e-08 | 80071.4327 | 8.007143271127463e+004 | 5.4208e-08 |  | 8.007143271127463e+004 | 1.0242e-07 |  | 8.007143271127463e+004 | 8.9292e-08 |  | 80126.9532 | 3.9999e-06 | 194.8167 | 3.9999e-06
8.012695323882750e+004 | 2.0523e-08 | 80126.9532 | 8.012695323882750e+004 | 5.4143e-08 |  | 8.012695323882750e+004 | 1.0229e-07 |  | 8.012695323882750e+004 | 8.9178e-08 |  | 80182.5123 | 3.9999e-06 | 194.901 | 3.9999e-06
8.018251226361808e+004 | 2.0514e-08 | 80182.5123 | 8.018251226361808e+004 | 5.4079e-08 |  | 8.018251226361808e+004 | 1.0216e-07 |  | 8.018251226361808e+004 | 8.9064e-08 |  | 80238.1098 | 3.9999e-06 | 194.9851 | 3.9999e-06
8.023810981233988e+004 | 2.0505e-08 | 80238.1098 | 8.023810981233988e+004 | 5.4014e-08 |  | 8.023810981233988e+004 | 1.0203e-07 |  | 8.023810981233988e+004 | 8.895e-08 |  | 80293.7459 | 3.9999e-06 | 195.0693 | 3.9999e-06
8.029374591170493e+004 | 2.0496e-08 | 80293.7459 | 8.029374591170493e+004 | 5.3949e-08 |  | 8.029374591170493e+004 | 1.0189e-07 |  | 8.029374591170493e+004 | 8.8836e-08 |  | 80349.4206 | 3.9999e-06 | 195.1535 | 3.9999e-06
8.034942058844374e+004 | 2.0487e-08 | 80349.4206 | 8.034942058844374e+004 | 5.3884e-08 |  | 8.034942058844374e+004 | 1.0176e-07 |  | 8.034942058844374e+004 | 8.8722e-08 |  | 80405.1339 | 3.9999e-06 | 195.2377 | 3.9999e-06
8.040513386930538e+004 | 2.0478e-08 | 80405.1339 | 8.040513386930538e+004 | 5.382e-08 |  | 8.040513386930538e+004 | 1.0163e-07 |  | 8.040513386930538e+004 | 8.8609e-08 |  | 80460.8858 | 3.9999e-06 | 195.3219 | 3.9999e-06
8.046088578105749e+004 | 2.0469e-08 | 80460.8858 | 8.046088578105749e+004 | 5.3755e-08 |  | 8.046088578105749e+004 | 1.015e-07 |  | 8.046088578105749e+004 | 8.8495e-08 |  | 80516.6764 | 3.9999e-06 | 195.406 | 3.9999e-06
8.051667635048620e+004 | 2.0461e-08 | 80516.6764 | 8.051667635048620e+004 | 5.3691e-08 |  | 8.051667635048620e+004 | 1.0137e-07 |  | 8.051667635048620e+004 | 8.8382e-08 |  | 80572.5056 | 3.9999e-06 | 195.4901 | 3.9999e-06
8.057250560439630e+004 | 2.0452e-08 | 80572.5056 | 8.057250560439630e+004 | 5.3627e-08 |  | 8.057250560439630e+004 | 1.0124e-07 |  | 8.057250560439630e+004 | 8.8269e-08 |  | 80628.3736 | 3.9999e-06 | 195.5743 | 3.9999e-06
8.062837356961108e+004 | 2.0443e-08 | 80628.3736 | 8.062837356961108e+004 | 5.3563e-08 |  | 8.062837356961108e+004 | 1.0111e-07 |  | 8.062837356961108e+004 | 8.8156e-08 |  | 80684.2803 | 3.9999e-06 | 195.6585 | 3.9999e-06
8.068428027297252e+004 | 2.0434e-08 | 80684.2803 | 8.068428027297252e+004 | 5.3499e-08 |  | 8.068428027297252e+004 | 1.0098e-07 |  | 8.068428027297252e+004 | 8.8044e-08 |  | 80740.2257 | 3.9999e-06 | 195.7426 | 3.9999e-06
8.074022574134114e+004 | 2.0425e-08 | 80740.2257 | 8.074022574134114e+004 | 5.3435e-08 |  | 8.074022574134114e+004 | 1.0085e-07 |  | 8.074022574134114e+004 | 8.7931e-08 |  | 80796.21 | 3.9999e-06 | 195.8268 | 3.9999e-06
8.079621000159612e+004 | 2.0417e-08 | 80796.21 | 8.079621000159612e+004 | 5.3371e-08 |  | 8.079621000159612e+004 | 1.0072e-07 |  | 8.079621000159612e+004 | 8.7819e-08 |  | 80852.2331 | 3.9999e-06 | 195.9108 | 3.9999e-06
8.085223308063526e+004 | 2.0408e-08 | 80852.2331 | 8.085223308063526e+004 | 5.3307e-08 |  | 8.085223308063526e+004 | 1.0059e-07 |  | 8.085223308063526e+004 | 8.7706e-08 |  | 80908.295 | 3.9999e-06 | 195.995 | 3.9999e-06
8.090829500537503e+004 | 2.0399e-08 | 80908.295 | 8.090829500537503e+004 | 5.3243e-08 |  | 8.090829500537503e+004 | 1.0046e-07 |  | 8.090829500537503e+004 | 8.7594e-08 |  | 80964.3958 | 3.9999e-06 | 196.0792 | 3.9999e-06
8.096439580275051e+004 | 2.039e-08 | 80964.3958 | 8.096439580275051e+004 | 5.318e-08 |  | 8.096439580275051e+004 | 1.0033e-07 |  | 8.096439580275051e+004 | 8.7482e-08 |  | 81020.5355 | 3.9999e-06 | 196.1633 | 3.9999e-06
8.102053549971557e+004 | 2.0382e-08 | 81020.5355 | 8.102053549971557e+004 | 5.3116e-08 |  | 8.102053549971557e+004 | 1.002e-07 |  | 8.102053549971557e+004 | 8.737e-08 |  | 81076.7141 | 3.9999e-06 | 196.2474 | 3.9999e-06
8.107671412324264e+004 | 2.0373e-08 | 81076.7141 | 8.107671412324264e+004 | 5.3052e-08 |  | 8.107671412324264e+004 | 1.0007e-07 |  | 8.107671412324264e+004 | 8.7259e-08 |  | 81132.9317 | 3.9999e-06 | 196.3315 | 3.9999e-06
8.113293170032292e+004 | 2.0364e-08 | 81132.9317 | 8.113293170032292e+004 | 5.2989e-08 |  | 8.113293170032292e+004 | 9.994e-08 |  | 8.113293170032292e+004 | 8.7147e-08 |  | 81189.1883 | 3.9999e-06 | 196.4157 | 3.9999e-06
8.118918825796634e+004 | 2.0356e-08 | 81189.1883 | 8.118918825796634e+004 | 5.2926e-08 |  | 8.118918825796634e+004 | 9.9811e-08 |  | 8.118918825796634e+004 | 8.7036e-08 |  | 81245.4838 | 3.9999e-06 | 196.4998 | 3.9999e-06
8.124548382320152e+004 | 2.0347e-08 | 81245.4838 | 8.124548382320152e+004 | 5.2863e-08 |  | 8.124548382320152e+004 | 9.9682e-08 |  | 8.124548382320152e+004 | 8.6924e-08 |  | 81301.8184 | 3.9999e-06 | 196.5839 | 3.9999e-06
8.130181842307582e+004 | 2.0338e-08 | 81301.8184 | 8.130181842307582e+004 | 5.28e-08 |  | 8.130181842307582e+004 | 9.9554e-08 |  | 8.130181842307582e+004 | 8.6813e-08 |  | 81358.1921 | 3.9999e-06 | 196.668 | 3.9999e-06
8.135819208465538e+004 | 2.0329e-08 | 81358.1921 | 8.135819208465538e+004 | 5.2736e-08 |  | 8.135819208465538e+004 | 9.9425e-08 |  | 8.135819208465538e+004 | 8.6702e-08 |  | 81414.6048 | 3.9999e-06 | 196.7521 | 3.9999e-06
8.141460483502511e+004 | 2.0321e-08 | 81414.6048 | 8.141460483502511e+004 | 5.2674e-08 |  | 8.141460483502511e+004 | 9.9297e-08 |  | 8.141460483502511e+004 | 8.6592e-08 |  | 81471.0567 | 3.9999e-06 | 196.8361 | 3.9999e-06
8.147105670128868e+004 | 2.0312e-08 | 81471.0567 | 8.147105670128868e+004 | 5.2611e-08 |  | 8.147105670128868e+004 | 9.9169e-08 |  | 8.147105670128868e+004 | 8.6481e-08 |  | 81527.5477 | 3.9999e-06 | 196.9203 | 3.9999e-06
8.152754771056854e+004 | 2.0303e-08 | 81527.5477 | 8.152754771056854e+004 | 5.2548e-08 |  | 8.152754771056854e+004 | 9.9041e-08 |  | 8.152754771056854e+004 | 8.6371e-08 |  | 81584.0779 | 3.9999e-06 | 197.0043 | 3.9999e-06
8.158407789000600e+004 | 2.0295e-08 | 81584.0779 | 8.158407789000600e+004 | 5.2485e-08 |  | 8.158407789000600e+004 | 9.8914e-08 |  | 8.158407789000600e+004 | 8.626e-08 |  | 81640.6473 | 3.9999e-06 | 197.0885 | 3.9999e-06
8.164064726676114e+004 | 2.0286e-08 | 81640.6473 | 8.164064726676114e+004 | 5.2423e-08 |  | 8.164064726676114e+004 | 9.8786e-08 |  | 8.164064726676114e+004 | 8.615e-08 |  | 81697.2559 | 3.9999e-06 | 197.1725 | 3.9999e-06
8.169725586801287e+004 | 2.0277e-08 | 81697.2559 | 8.169725586801287e+004 | 5.236e-08 |  | 8.169725586801287e+004 | 9.8659e-08 |  | 8.169725586801287e+004 | 8.604e-08 |  | 81753.9037 | 3.9999e-06 | 197.2566 | 3.9999e-06
8.175390372095899e+004 | 2.0269e-08 | 81753.9037 | 8.175390372095899e+004 | 5.2298e-08 |  | 8.175390372095899e+004 | 9.8531e-08 |  | 8.175390372095899e+004 | 8.593e-08 |  | 81810.5909 | 3.9999e-06 | 197.3406 | 3.9999e-06
8.181059085281612e+004 | 2.026e-08 | 81810.5909 | 8.181059085281612e+004 | 5.2235e-08 |  | 8.181059085281612e+004 | 9.8404e-08 |  | 8.181059085281612e+004 | 8.582e-08 |  | 81867.3173 | 3.9999e-06 | 197.4247 | 3.9999e-06
8.186731729081979e+004 | 2.0252e-08 | 81867.3173 | 8.186731729081979e+004 | 5.2173e-08 |  | 8.186731729081979e+004 | 9.8278e-08 |  | 8.186731729081979e+004 | 8.5711e-08 |  | 81924.0831 | 3.9999e-06 | 197.5087 | 3.9999e-06
8.192408306222435e+004 | 2.0243e-08 | 81924.0831 | 8.192408306222435e+004 | 5.2111e-08 |  | 8.192408306222435e+004 | 9.8151e-08 |  | 8.192408306222435e+004 | 8.5601e-08 |  | 81980.8882 | 3.9998e-06 | 197.5928 | 3.9998e-06
8.198088819430312e+004 | 2.0234e-08 | 81980.8882 | 8.198088819430312e+004 | 5.2049e-08 |  | 8.198088819430312e+004 | 9.8024e-08 |  | 8.198088819430312e+004 | 8.5492e-08 |  | 82037.7327 | 3.9998e-06 | 197.6768 | 3.9998e-06
8.203773271434827e+004 | 2.0226e-08 | 82037.7327 | 8.203773271434827e+004 | 5.1987e-08 |  | 8.203773271434827e+004 | 9.7898e-08 |  | 8.203773271434827e+004 | 8.5383e-08 |  | 82094.6166 | 3.9998e-06 | 197.7609 | 3.9998e-06
8.209461664967093e+004 | 2.0217e-08 | 82094.6166 | 8.209461664967093e+004 | 5.1925e-08 |  | 8.209461664967093e+004 | 9.7772e-08 |  | 8.209461664967093e+004 | 8.5274e-08 |  | 82151.54 | 3.9998e-06 | 197.8449 | 3.9998e-06
8.215154002760118e+004 | 2.0209e-08 | 82151.54 | 8.215154002760118e+004 | 5.1863e-08 |  | 8.215154002760118e+004 | 9.7646e-08 |  | 8.215154002760118e+004 | 8.5165e-08 |  | 82208.5029 | 3.9998e-06 | 197.9289 | 3.9998e-06
8.220850287548802e+004 | 2.02e-08 | 82208.5029 | 8.220850287548802e+004 | 5.1802e-08 |  | 8.220850287548802e+004 | 9.752e-08 |  | 8.220850287548802e+004 | 8.5056e-08 |  | 82265.5052 | 3.9998e-06 | 198.013 | 3.9998e-06
8.226550522069940e+004 | 2.0191e-08 | 82265.5052 | 8.226550522069940e+004 | 5.174e-08 |  | 8.226550522069940e+004 | 9.7394e-08 |  | 8.226550522069940e+004 | 8.4948e-08 |  | 82322.5471 | 3.9998e-06 | 198.097 | 3.9998e-06
8.232254709062229e+004 | 2.0183e-08 | 82322.5471 | 8.232254709062229e+004 | 5.1678e-08 |  | 8.232254709062229e+004 | 9.7269e-08 |  | 8.232254709062229e+004 | 8.4839e-08 |  | 82379.6285 | 3.9998e-06 | 198.181 | 3.9998e-06
8.237962851266263e+004 | 2.0174e-08 | 82379.6285 | 8.237962851266263e+004 | 5.1617e-08 |  | 8.237962851266263e+004 | 9.7144e-08 |  | 8.237962851266263e+004 | 8.4731e-08 |  | 82436.7495 | 3.9998e-06 | 198.265 | 3.9998e-06
8.243674951424537e+004 | 2.0166e-08 | 82436.7495 | 8.243674951424537e+004 | 5.1556e-08 |  | 8.243674951424537e+004 | 9.7019e-08 |  | 8.243674951424537e+004 | 8.4623e-08 |  | 82493.9101 | 3.9998e-06 | 198.3489 | 3.9998e-06
8.249391012281444e+004 | 2.0157e-08 | 82493.9101 | 8.249391012281444e+004 | 5.1494e-08 |  | 8.249391012281444e+004 | 9.6894e-08 |  | 8.249391012281444e+004 | 8.4515e-08 |  | 82551.1104 | 3.9998e-06 | 198.433 | 3.9998e-06
8.255111036583285e+004 | 2.0149e-08 | 82551.1104 | 8.255111036583285e+004 | 5.1433e-08 |  | 8.255111036583285e+004 | 9.6769e-08 |  | 8.255111036583285e+004 | 8.4407e-08 |  | 82608.3503 | 3.9998e-06 | 198.5169 | 3.9998e-06
8.260835027078264e+004 | 2.014e-08 | 82608.3503 | 8.260835027078264e+004 | 5.1372e-08 |  | 8.260835027078264e+004 | 9.6644e-08 |  | 8.260835027078264e+004 | 8.43e-08 |  | 82665.6299 | 3.9998e-06 | 198.6009 | 3.9998e-06
8.266562986516487e+004 | 2.0132e-08 | 82665.6299 | 8.266562986516487e+004 | 5.1311e-08 |  | 8.266562986516487e+004 | 9.652e-08 |  | 8.266562986516487e+004 | 8.4192e-08 |  | 82722.9492 | 3.9998e-06 | 198.685 | 3.9998e-06
8.272294917649971e+004 | 2.0123e-08 | 82722.9492 | 8.272294917649971e+004 | 5.125e-08 |  | 8.272294917649971e+004 | 9.6395e-08 |  | 8.272294917649971e+004 | 8.4085e-08 |  | 82780.3082 | 3.9998e-06 | 198.7688 | 3.9998e-06
8.278030823232638e+004 | 2.0115e-08 | 82780.3082 | 8.278030823232638e+004 | 5.1189e-08 |  | 8.278030823232638e+004 | 9.6271e-08 |  | 8.278030823232638e+004 | 8.3977e-08 |  | 82837.7071 | 3.9998e-06 | 198.8528 | 3.9998e-06
8.283770706020323e+004 | 2.0106e-08 | 82837.7071 | 8.283770706020323e+004 | 5.1128e-08 |  | 8.283770706020323e+004 | 9.6147e-08 |  | 8.283770706020323e+004 | 8.387e-08 |  | 82895.1457 | 3.9998e-06 | 198.9368 | 3.9998e-06
8.289514568770771e+004 | 2.0098e-08 | 82895.1457 | 8.289514568770771e+004 | 5.1068e-08 |  | 8.289514568770771e+004 | 9.6023e-08 |  | 8.289514568770771e+004 | 8.3763e-08 |  | 82952.6241 | 3.9998e-06 | 199.0208 | 3.9998e-06
8.295262414243635e+004 | 2.0089e-08 | 82952.6241 | 8.295262414243635e+004 | 5.1007e-08 |  | 8.295262414243635e+004 | 9.59e-08 |  | 8.295262414243635e+004 | 8.3657e-08 |  | 83010.1425 | 3.9998e-06 | 199.1047 | 3.9998e-06
8.301014245200489e+004 | 2.0081e-08 | 83010.1425 | 8.301014245200489e+004 | 5.0946e-08 |  | 8.301014245200489e+004 | 9.5776e-08 |  | 8.301014245200489e+004 | 8.355e-08 |  | 83067.7006 | 3.9998e-06 | 199.1887 | 3.9998e-06
8.306770064404814e+004 | 2.0072e-08 | 83067.7006 | 8.306770064404814e+004 | 5.0886e-08 |  | 8.306770064404814e+004 | 9.5653e-08 |  | 8.306770064404814e+004 | 8.3443e-08 |  | 83125.2987 | 3.9998e-06 | 199.2726 | 3.9998e-06
8.312529874622013e+004 | 2.0064e-08 | 83125.2987 | 8.312529874622013e+004 | 5.0826e-08 |  | 8.312529874622013e+004 | 9.553e-08 |  | 8.312529874622013e+004 | 8.3337e-08 |  | 83182.9368 | 3.9998e-06 | 199.3565 | 3.9998e-06
8.318293678619403e+004 | 2.0055e-08 | 83182.9368 | 8.318293678619403e+004 | 5.0765e-08 |  | 8.318293678619403e+004 | 9.5407e-08 |  | 8.318293678619403e+004 | 8.3231e-08 |  | 83240.6148 | 3.9998e-06 | 199.4404 | 3.9998e-06
8.324061479166221e+004 | 2.0047e-08 | 83240.6148 | 8.324061479166221e+004 | 5.0705e-08 |  | 8.324061479166221e+004 | 9.5284e-08 |  | 8.324061479166221e+004 | 8.3125e-08 |  | 83298.3328 | 3.9998e-06 | 199.5244 | 3.9998e-06
8.329833279033625e+004 | 2.0038e-08 | 83298.3328 | 8.329833279033625e+004 | 5.0645e-08 |  | 8.329833279033625e+004 | 9.5162e-08 |  | 8.329833279033625e+004 | 8.3019e-08 |  | 83356.0908 | 3.9998e-06 | 199.6083 | 3.9998e-06
8.335609080994694e+004 | 2.003e-08 | 83356.0908 | 8.335609080994694e+004 | 5.0585e-08 |  | 8.335609080994694e+004 | 9.5039e-08 |  | 8.335609080994694e+004 | 8.2913e-08 |  | 83413.8889 | 3.9998e-06 | 199.6922 | 3.9998e-06
8.341388887824430e+004 | 2.0022e-08 | 83413.8889 | 8.341388887824430e+004 | 5.0525e-08 |  | 8.341388887824430e+004 | 9.4917e-08 |  | 8.341388887824430e+004 | 8.2807e-08 |  | 83471.727 | 3.9998e-06 | 199.776 | 3.9998e-06
8.347172702299756e+004 | 2.0013e-08 | 83471.727 | 8.347172702299756e+004 | 5.0465e-08 |  | 8.347172702299756e+004 | 9.4795e-08 |  | 8.347172702299756e+004 | 8.2702e-08 |  | 83529.6053 | 3.9998e-06 | 199.8599 | 3.9998e-06
8.352960527199526e+004 | 2.0005e-08 | 83529.6053 | 8.352960527199526e+004 | 5.0405e-08 |  | 8.352960527199526e+004 | 9.4673e-08 |  | 8.352960527199526e+004 | 8.2596e-08 |  | 83587.5237 | 3.9998e-06 | 199.9438 | 3.9998e-06
8.358752365304517e+004 | 1.9996e-08 | 83587.5237 | 8.358752365304517e+004 | 5.0346e-08 |  | 8.358752365304517e+004 | 9.4551e-08 |  | 8.358752365304517e+004 | 8.2491e-08 |  | 83645.4822 | 3.9998e-06 | 200.0277 | 3.9998e-06
8.364548219397436e+004 | 1.9988e-08 | 83645.4822 | 8.364548219397436e+004 | 5.0286e-08 |  | 8.364548219397436e+004 | 9.4429e-08 |  | 8.364548219397436e+004 | 8.2386e-08 |  | 83703.4809 | 3.9998e-06 | 200.1115 | 3.9998e-06
8.370348092262917e+004 | 1.998e-08 | 83703.4809 | 8.370348092262917e+004 | 5.0227e-08 |  | 8.370348092262917e+004 | 9.4308e-08 |  | 8.370348092262917e+004 | 8.2281e-08 |  | 83761.5199 | 3.9998e-06 | 200.1954 | 3.9998e-06
8.376151986687527e+004 | 1.9971e-08 | 83761.5199 | 8.376151986687527e+004 | 5.0167e-08 |  | 8.376151986687527e+004 | 9.4186e-08 |  | 8.376151986687527e+004 | 8.2176e-08 |  | 83819.5991 | 3.9998e-06 | 200.2793 | 3.9998e-06
8.381959905459767e+004 | 1.9963e-08 | 83819.5991 | 8.381959905459767e+004 | 5.0108e-08 |  | 8.381959905459767e+004 | 9.4065e-08 |  | 8.381959905459767e+004 | 8.2072e-08 |  | 83877.7185 | 3.9998e-06 | 200.363 | 3.9998e-06
8.387771851370066e+004 | 1.9955e-08 | 83877.7185 | 8.387771851370066e+004 | 5.0049e-08 |  | 8.387771851370066e+004 | 9.3944e-08 |  | 8.387771851370066e+004 | 8.1967e-08 |  | 83935.8783 | 3.9998e-06 | 200.447 | 3.9998e-06
8.393587827210792e+004 | 1.9946e-08 | 83935.8783 | 8.393587827210792e+004 | 4.9989e-08 |  | 8.393587827210792e+004 | 9.3823e-08 |  | 8.393587827210792e+004 | 8.1863e-08 |  | 83994.0784 | 3.9998e-06 | 200.5308 | 3.9998e-06
8.399407835776250e+004 | 1.9938e-08 | 83994.0784 | 8.399407835776250e+004 | 4.993e-08 |  | 8.399407835776250e+004 | 9.3703e-08 |  | 8.399407835776250e+004 | 8.1759e-08 |  | 84052.3188 | 3.9998e-06 | 200.6147 | 3.9998e-06
8.405231879862679e+004 | 1.993e-08 | 84052.3188 | 8.405231879862679e+004 | 4.9871e-08 |  | 8.405231879862679e+004 | 9.3582e-08 |  | 8.405231879862679e+004 | 8.1655e-08 |  | 84110.5996 | 3.9998e-06 | 200.6984 | 3.9998e-06
8.411059962268258e+004 | 1.9921e-08 | 84110.5996 | 8.411059962268258e+004 | 4.9812e-08 |  | 8.411059962268258e+004 | 9.3462e-08 |  | 8.411059962268258e+004 | 8.1551e-08 |  | 84168.9209 | 3.9998e-06 | 200.7823 | 3.9998e-06
8.416892085793109e+004 | 1.9913e-08 | 84168.9209 | 8.416892085793109e+004 | 4.9753e-08 |  | 8.416892085793109e+004 | 9.3342e-08 |  | 8.416892085793109e+004 | 8.1447e-08 |  | 84227.2825 | 3.9998e-06 | 200.8661 | 3.9998e-06
8.422728253239293e+004 | 1.9905e-08 | 84227.2825 | 8.422728253239293e+004 | 4.9695e-08 |  | 8.422728253239293e+004 | 9.3222e-08 |  | 8.422728253239293e+004 | 8.1343e-08 |  | 84285.6847 | 3.9998e-06 | 200.9498 | 3.9998e-06
8.428568467410812e+004 | 1.9896e-08 | 84285.6847 | 8.428568467410812e+004 | 4.9636e-08 |  | 8.428568467410812e+004 | 9.3102e-08 |  | 8.428568467410812e+004 | 8.124e-08 |  | 84344.1273 | 3.9998e-06 | 201.0336 | 3.9998e-06
8.434412731113617e+004 | 1.9888e-08 | 84344.1273 | 8.434412731113617e+004 | 4.9577e-08 |  | 8.434412731113617e+004 | 9.2982e-08 |  | 8.434412731113617e+004 | 8.1136e-08 |  | 84402.6105 | 3.9998e-06 | 201.1174 | 3.9998e-06
8.440261047155602e+004 | 1.988e-08 | 84402.6105 | 8.440261047155602e+004 | 4.9519e-08 |  | 8.440261047155602e+004 | 9.2863e-08 |  | 8.440261047155602e+004 | 8.1033e-08 |  | 84461.1342 | 3.9998e-06 | 201.2012 | 3.9998e-06
8.446113418346607e+004 | 1.9872e-08 | 84461.1342 | 8.446113418346607e+004 | 4.946e-08 |  | 8.446113418346607e+004 | 9.2743e-08 |  | 8.446113418346607e+004 | 8.093e-08 |  | 84519.6985 | 3.9998e-06 | 201.285 | 3.9998e-06
8.451969847498422e+004 | 1.9863e-08 | 84519.6985 | 8.451969847498422e+004 | 4.9402e-08 |  | 8.451969847498422e+004 | 9.2624e-08 |  | 8.451969847498422e+004 | 8.0827e-08 |  | 84578.3034 | 3.9998e-06 | 201.3688 | 3.9998e-06
8.457830337424787e+004 | 1.9855e-08 | 84578.3034 | 8.457830337424787e+004 | 4.9344e-08 |  | 8.457830337424787e+004 | 9.2505e-08 |  | 8.457830337424787e+004 | 8.0724e-08 |  | 84636.9489 | 3.9998e-06 | 201.4525 | 3.9998e-06
8.463694890941393e+004 | 1.9847e-08 | 84636.9489 | 8.463694890941393e+004 | 4.9286e-08 |  | 8.463694890941393e+004 | 9.2386e-08 |  | 8.463694890941393e+004 | 8.0621e-08 |  | 84695.6351 | 3.9998e-06 | 201.5362 | 3.9998e-06
8.469563510865878e+004 | 1.9838e-08 | 84695.6351 | 8.469563510865878e+004 | 4.9227e-08 |  | 8.469563510865878e+004 | 9.2267e-08 |  | 8.469563510865878e+004 | 8.0519e-08 |  | 84754.362 | 3.9998e-06 | 201.6199 | 3.9998e-06
8.475436200017843e+004 | 1.983e-08 | 84754.362 | 8.475436200017843e+004 | 4.9169e-08 |  | 8.475436200017843e+004 | 9.2149e-08 |  | 8.475436200017843e+004 | 8.0416e-08 |  | 84813.1296 | 3.9998e-06 | 201.7037 | 3.9998e-06
8.481312961218838e+004 | 1.9822e-08 | 84813.1296 | 8.481312961218838e+004 | 4.9111e-08 |  | 8.481312961218838e+004 | 9.203e-08 |  | 8.481312961218838e+004 | 8.0314e-08 |  | 84871.938 | 3.9998e-06 | 201.7874 | 3.9998e-06
8.487193797292370e+004 | 1.9814e-08 | 84871.938 | 8.487193797292370e+004 | 4.9054e-08 |  | 8.487193797292370e+004 | 9.1912e-08 |  | 8.487193797292370e+004 | 8.0212e-08 |  | 84930.7871 | 3.9998e-06 | 201.8711 | 3.9998e-06
8.493078711063904e+004 | 1.9806e-08 | 84930.7871 | 8.493078711063904e+004 | 4.8996e-08 |  | 8.493078711063904e+004 | 9.1794e-08 |  | 8.493078711063904e+004 | 8.011e-08 |  | 84989.6771 | 3.9998e-06 | 201.9549 | 3.9998e-06
8.498967705360867e+004 | 1.9797e-08 | 84989.6771 | 8.498967705360867e+004 | 4.8938e-08 |  | 8.498967705360867e+004 | 9.1676e-08 |  | 8.498967705360867e+004 | 8.0008e-08 |  | 85048.6078 | 3.9998e-06 | 202.0385 | 3.9998e-06
8.504860783012642e+004 | 1.9789e-08 | 85048.6078 | 8.504860783012642e+004 | 4.888e-08 |  | 8.504860783012642e+004 | 9.1558e-08 |  | 8.504860783012642e+004 | 7.9906e-08 |  | 85107.5795 | 3.9998e-06 | 202.1222 | 3.9998e-06
8.510757946850576e+004 | 1.9781e-08 | 85107.5795 | 8.510757946850576e+004 | 4.8823e-08 |  | 8.510757946850576e+004 | 9.1441e-08 |  | 8.510757946850576e+004 | 7.9805e-08 |  | 85166.592 | 3.9998e-06 | 202.2059 | 3.9998e-06
8.516659199707981e+004 | 1.9773e-08 | 85166.592 | 8.516659199707981e+004 | 4.8765e-08 |  | 8.516659199707981e+004 | 9.1323e-08 |  | 8.516659199707981e+004 | 7.9703e-08 |  | 85225.6454 | 3.9998e-06 | 202.2896 | 3.9998e-06
8.522564544420131e+004 | 1.9765e-08 | 85225.6454 | 8.522564544420131e+004 | 4.8708e-08 |  | 8.522564544420131e+004 | 9.1206e-08 |  | 8.522564544420131e+004 | 7.9602e-08 |  | 85284.7398 | 3.9998e-06 | 202.3732 | 3.9998e-06
8.528473983824265e+004 | 1.9756e-08 | 85284.7398 | 8.528473983824265e+004 | 4.8651e-08 |  | 8.528473983824265e+004 | 9.1089e-08 |  | 8.528473983824265e+004 | 7.9501e-08 |  | 85343.8752 | 3.9998e-06 | 202.4569 | 3.9998e-06
8.534387520759595e+004 | 1.9748e-08 | 85343.8752 | 8.534387520759595e+004 | 4.8593e-08 |  | 8.534387520759595e+004 | 9.0972e-08 |  | 8.534387520759595e+004 | 7.94e-08 |  | 85403.0516 | 3.9998e-06 | 202.5405 | 3.9998e-06
8.540305158067294e+004 | 1.974e-08 | 85403.0516 | 8.540305158067294e+004 | 4.8536e-08 |  | 8.540305158067294e+004 | 9.0855e-08 |  | 8.540305158067294e+004 | 7.9299e-08 |  | 85462.269 | 3.9998e-06 | 202.6242 | 3.9998e-06
8.546226898590510e+004 | 1.9732e-08 | 85462.269 | 8.546226898590510e+004 | 4.8479e-08 |  | 8.546226898590510e+004 | 9.0738e-08 |  | 8.546226898590510e+004 | 7.9198e-08 |  | 85521.5275 | 3.9998e-06 | 202.7078 | 3.9998e-06
8.552152745174362e+004 | 1.9724e-08 | 85521.5275 | 8.552152745174362e+004 | 4.8422e-08 |  | 8.552152745174362e+004 | 9.0622e-08 |  | 8.552152745174362e+004 | 7.9098e-08 |  | 85580.827 | 3.9998e-06 | 202.7914 | 3.9998e-06
8.558082700665941e+004 | 1.9716e-08 | 85580.827 | 8.558082700665941e+004 | 4.8365e-08 |  | 8.558082700665941e+004 | 9.0506e-08 |  | 8.558082700665941e+004 | 7.8997e-08 |  | 85640.1677 | 3.9998e-06 | 202.8752 | 3.9998e-06
8.564016767914311e+004 | 1.9708e-08 | 85640.1677 | 8.564016767914311e+004 | 4.8308e-08 |  | 8.564016767914311e+004 | 9.0389e-08 |  | 8.564016767914311e+004 | 7.8897e-08 |  | 85699.5495 | 3.9998e-06 | 202.9588 | 3.9998e-06
8.569954949770513e+004 | 1.9699e-08 | 85699.5495 | 8.569954949770513e+004 | 4.8252e-08 |  | 8.569954949770513e+004 | 9.0273e-08 |  | 8.569954949770513e+004 | 7.8797e-08 |  | 85758.9725 | 3.9998e-06 | 203.0424 | 3.9998e-06
8.575897249087565e+004 | 1.9691e-08 | 85758.9725 | 8.575897249087565e+004 | 4.8195e-08 |  | 8.575897249087565e+004 | 9.0157e-08 |  | 8.575897249087565e+004 | 7.8697e-08 |  | 85818.4367 | 3.9998e-06 | 203.1259 | 3.9998e-06
8.581843668720461e+004 | 1.9683e-08 | 85818.4367 | 8.581843668720461e+004 | 4.8138e-08 |  | 8.581843668720461e+004 | 9.0042e-08 |  | 8.581843668720461e+004 | 7.8597e-08 |  | 85877.9421 | 3.9998e-06 | 203.2095 | 3.9998e-06
8.587794211526179e+004 | 1.9675e-08 | 85877.9421 | 8.587794211526179e+004 | 4.8082e-08 |  | 8.587794211526179e+004 | 8.9926e-08 |  | 8.587794211526179e+004 | 7.8497e-08 |  | 85937.4888 | 3.9998e-06 | 203.2931 | 3.9998e-06
8.593748880363673e+004 | 1.9667e-08 | 85937.4888 | 8.593748880363673e+004 | 4.8025e-08 |  | 8.593748880363673e+004 | 8.9811e-08 |  | 8.593748880363673e+004 | 7.8397e-08 |  | 85997.0768 | 3.9998e-06 | 203.3767 | 3.9998e-06
8.599707678093885e+004 | 1.9659e-08 | 85997.0768 | 8.599707678093885e+004 | 4.7969e-08 |  | 8.599707678093885e+004 | 8.9696e-08 |  | 8.599707678093885e+004 | 7.8298e-08 |  | 86056.7061 | 3.9998e-06 | 203.4602 | 3.9998e-06
8.605670607579734e+004 | 1.9651e-08 | 86056.7061 | 8.605670607579734e+004 | 4.7913e-08 |  | 8.605670607579734e+004 | 8.958e-08 |  | 8.605670607579734e+004 | 7.8198e-08 |  | 86116.3767 | 3.9998e-06 | 203.5439 | 3.9998e-06
8.611637671686127e+004 | 1.9643e-08 | 86116.3767 | 8.611637671686127e+004 | 4.7857e-08 |  | 8.611637671686127e+004 | 8.9465e-08 |  | 8.611637671686127e+004 | 7.8099e-08 |  | 86176.0887 | 3.9998e-06 | 203.6273 | 3.9998e-06
8.617608873279962e+004 | 1.9635e-08 | 86176.0887 | 8.617608873279962e+004 | 4.7801e-08 |  | 8.617608873279962e+004 | 8.9351e-08 |  | 8.617608873279962e+004 | 7.8e-08 |  | 86235.8422 | 3.9998e-06 | 203.7109 | 3.9998e-06
8.623584215230118e+004 | 1.9627e-08 | 86235.8422 | 8.623584215230118e+004 | 4.7744e-08 |  | 8.623584215230118e+004 | 8.9236e-08 |  | 8.623584215230118e+004 | 7.7901e-08 |  | 86295.637 | 3.9998e-06 | 203.7944 | 3.9998e-06
8.629563700407467e+004 | 1.9619e-08 | 86295.637 | 8.629563700407467e+004 | 4.7689e-08 |  | 8.629563700407467e+004 | 8.9122e-08 |  | 8.629563700407467e+004 | 7.7802e-08 |  | 86355.4733 | 3.9998e-06 | 203.8779 | 3.9998e-06
8.635547331684870e+004 | 1.9611e-08 | 86355.4733 | 8.635547331684870e+004 | 4.7633e-08 |  | 8.635547331684870e+004 | 8.9007e-08 |  | 8.635547331684870e+004 | 7.7703e-08 |  | 86415.3511 | 3.9998e-06 | 203.9614 | 3.9998e-06
8.641535111937182e+004 | 1.9603e-08 | 86415.3511 | 8.641535111937182e+004 | 4.7577e-08 |  | 8.641535111937182e+004 | 8.8893e-08 |  | 8.641535111937182e+004 | 7.7605e-08 |  | 86475.2704 | 3.9998e-06 | 204.0449 | 3.9998e-06
8.647527044041250e+004 | 1.9595e-08 | 86475.2704 | 8.647527044041250e+004 | 4.7521e-08 |  | 8.647527044041250e+004 | 8.8779e-08 |  | 8.647527044041250e+004 | 7.7506e-08 |  | 86535.2313 | 3.9998e-06 | 204.1284 | 3.9998e-06
8.653523130875915e+004 | 1.9587e-08 | 86535.2313 | 8.653523130875915e+004 | 4.7465e-08 |  | 8.653523130875915e+004 | 8.8665e-08 |  | 8.653523130875915e+004 | 7.7408e-08 |  | 86595.2338 | 3.9998e-06 | 204.2119 | 3.9998e-06
8.659523375322015e+004 | 1.9579e-08 | 86595.2338 | 8.659523375322015e+004 | 4.741e-08 |  | 8.659523375322015e+004 | 8.8552e-08 |  | 8.659523375322015e+004 | 7.731e-08 |  | 86655.2778 | 3.9998e-06 | 204.2953 | 3.9998e-06
8.665527780262388e+004 | 1.9571e-08 | 86655.2778 | 8.665527780262388e+004 | 4.7354e-08 |  | 8.665527780262388e+004 | 8.8438e-08 |  | 8.665527780262388e+004 | 7.7212e-08 |  | 86715.3635 | 3.9998e-06 | 204.3788 | 3.9998e-06
8.671536348581866e+004 | 1.9563e-08 | 86715.3635 | 8.671536348581866e+004 | 4.7299e-08 |  | 8.671536348581866e+004 | 8.8325e-08 |  | 8.671536348581866e+004 | 7.7114e-08 |  | 86775.4908 | 3.9998e-06 | 204.4623 | 3.9998e-06
8.677549083167285e+004 | 1.9555e-08 | 86775.4908 | 8.677549083167285e+004 | 4.7244e-08 |  | 8.677549083167285e+004 | 8.8211e-08 |  | 8.677549083167285e+004 | 7.7016e-08 |  | 86835.6599 | 3.9998e-06 | 204.5457 | 3.9998e-06
8.683565986907481e+004 | 1.9547e-08 | 86835.6599 | 8.683565986907481e+004 | 4.7188e-08 |  | 8.683565986907481e+004 | 8.8098e-08 |  | 8.683565986907481e+004 | 7.6919e-08 |  | 86895.8706 | 3.9998e-06 | 204.6292 | 3.9998e-06
8.689587062693294e+004 | 1.9539e-08 | 86895.8706 | 8.689587062693294e+004 | 4.7133e-08 |  | 8.689587062693294e+004 | 8.7985e-08 |  | 8.689587062693294e+004 | 7.6821e-08 |  | 86956.1231 | 3.9998e-06 | 204.7126 | 3.9998e-06
8.695612313417569e+004 | 1.9531e-08 | 86956.1231 | 8.695612313417569e+004 | 4.7078e-08 |  | 8.695612313417569e+004 | 8.7873e-08 |  | 8.695612313417569e+004 | 7.6724e-08 |  | 87016.4174 | 3.9998e-06 | 204.7961 | 3.9998e-06
8.701641741975154e+004 | 1.9523e-08 | 87016.4174 | 8.701641741975154e+004 | 4.7023e-08 |  | 8.701641741975154e+004 | 8.776e-08 |  | 8.701641741975154e+004 | 7.6626e-08 |  | 87076.7535 | 3.9998e-06 | 204.8794 | 3.9998e-06
8.707675351262908e+004 | 1.9515e-08 | 87076.7535 | 8.707675351262908e+004 | 4.6968e-08 |  | 8.707675351262908e+004 | 8.7647e-08 |  | 8.707675351262908e+004 | 7.6529e-08 |  | 87137.1314 | 3.9998e-06 | 204.9628 | 3.9998e-06
8.713713144179696e+004 | 1.9507e-08 | 87137.1314 | 8.713713144179696e+004 | 4.6913e-08 |  | 8.713713144179696e+004 | 8.7535e-08 |  | 8.713713144179696e+004 | 7.6432e-08 |  | 87197.5512 | 3.9998e-06 | 205.0462 | 3.9998e-06
8.719755123626394e+004 | 1.9499e-08 | 87197.5512 | 8.719755123626394e+004 | 4.6858e-08 |  | 8.719755123626394e+004 | 8.7423e-08 |  | 8.719755123626394e+004 | 7.6335e-08 |  | 87258.0129 | 3.9998e-06 | 205.1295 | 3.9998e-06
8.725801292505891e+004 | 1.9491e-08 | 87258.0129 | 8.725801292505891e+004 | 4.6804e-08 |  | 8.725801292505891e+004 | 8.7311e-08 |  | 8.725801292505891e+004 | 7.6239e-08 |  | 87318.5165 | 3.9998e-06 | 205.213 | 3.9998e-06
8.731851653723084e+004 | 1.9483e-08 | 87318.5165 | 8.731851653723084e+004 | 4.6749e-08 |  | 8.731851653723084e+004 | 8.7199e-08 |  | 8.731851653723084e+004 | 7.6142e-08 |  | 87379.0621 | 3.9998e-06 | 205.2963 | 3.9998e-06
8.737906210184889e+004 | 1.9475e-08 | 87379.0621 | 8.737906210184889e+004 | 4.6695e-08 |  | 8.737906210184889e+004 | 8.7087e-08 |  | 8.737906210184889e+004 | 7.6046e-08 |  | 87439.6496 | 3.9998e-06 | 205.3796 | 3.9998e-06
8.743964964800236e+004 | 1.9467e-08 | 87439.6496 | 8.743964964800236e+004 | 4.664e-08 |  | 8.743964964800236e+004 | 8.6976e-08 |  | 8.743964964800236e+004 | 7.5949e-08 |  | 87500.2792 | 3.9998e-06 | 205.463 | 3.9998e-06
8.750027920480074e+004 | 1.9459e-08 | 87500.2792 | 8.750027920480074e+004 | 4.6586e-08 |  | 8.750027920480074e+004 | 8.6864e-08 |  | 8.750027920480074e+004 | 7.5853e-08 |  | 87560.9508 | 3.9998e-06 | 205.5464 | 3.9998e-06
8.756095080137365e+004 | 1.9452e-08 | 87560.9508 | 8.756095080137365e+004 | 4.6531e-08 |  | 8.756095080137365e+004 | 8.6753e-08 |  | 8.756095080137365e+004 | 7.5757e-08 |  | 87621.6645 | 3.9998e-06 | 205.6296 | 3.9998e-06
8.762166446687096e+004 | 1.9444e-08 | 87621.6645 | 8.762166446687096e+004 | 4.6477e-08 |  | 8.762166446687096e+004 | 8.6642e-08 |  | 8.762166446687096e+004 | 7.5661e-08 |  | 87682.4202 | 3.9998e-06 | 205.713 | 3.9998e-06
8.768242023046274e+004 | 1.9436e-08 | 87682.4202 | 8.768242023046274e+004 | 4.6423e-08 |  | 8.768242023046274e+004 | 8.6531e-08 |  | 8.768242023046274e+004 | 7.5565e-08 |  | 87743.2181 | 3.9998e-06 | 205.7963 | 3.9998e-06
8.774321812133926e+004 | 1.9428e-08 | 87743.2181 | 8.774321812133926e+004 | 4.6369e-08 |  | 8.774321812133926e+004 | 8.642e-08 |  | 8.774321812133926e+004 | 7.547e-08 |  | 87804.0582 | 3.9998e-06 | 205.8796 | 3.9998e-06
8.780405816871108e+004 | 1.942e-08 | 87804.0582 | 8.780405816871108e+004 | 4.6315e-08 |  | 8.780405816871108e+004 | 8.631e-08 |  | 8.780405816871108e+004 | 7.5374e-08 |  | 87864.9404 | 3.9998e-06 | 205.9629 | 3.9998e-06
8.786494040180897e+004 | 1.9412e-08 | 87864.9404 | 8.786494040180897e+004 | 4.6261e-08 |  | 8.786494040180897e+004 | 8.6199e-08 |  | 8.786494040180897e+004 | 7.5279e-08 |  | 87925.8648 | 3.9998e-06 | 206.0462 | 3.9998e-06
8.792586484988398e+004 | 1.9404e-08 | 87925.8648 | 8.792586484988398e+004 | 4.6207e-08 |  | 8.792586484988398e+004 | 8.6089e-08 |  | 8.792586484988398e+004 | 7.5183e-08 |  | 87986.8315 | 3.9998e-06 | 206.1294 | 3.9998e-06
8.798683154220744e+004 | 1.9397e-08 | 87986.8315 | 8.798683154220744e+004 | 4.6153e-08 |  | 8.798683154220744e+004 | 8.5979e-08 |  | 8.798683154220744e+004 | 7.5088e-08 |  | 88047.8405 | 3.9998e-06 | 206.2126 | 3.9998e-06
8.804784050807101e+004 | 1.9389e-08 | 88047.8405 | 8.804784050807101e+004 | 4.6099e-08 |  | 8.804784050807101e+004 | 8.5868e-08 |  | 8.804784050807101e+004 | 7.4993e-08 |  | 88108.8918 | 3.9998e-06 | 206.2958 | 3.9998e-06
8.810889177678659e+004 | 1.9381e-08 | 88108.8918 | 8.810889177678659e+004 | 4.6046e-08 |  | 8.810889177678659e+004 | 8.5759e-08 |  | 8.810889177678659e+004 | 7.4898e-08 |  | 88169.9854 | 3.9998e-06 | 206.3791 | 3.9998e-06
8.816998537768649e+004 | 1.9373e-08 | 88169.9854 | 8.816998537768649e+004 | 4.5992e-08 |  | 8.816998537768649e+004 | 8.5649e-08 |  | 8.816998537768649e+004 | 7.4804e-08 |  | 88231.1213 | 3.9998e-06 | 206.4624 | 3.9998e-06
8.823112134012330e+004 | 1.9365e-08 | 88231.1213 | 8.823112134012330e+004 | 4.5939e-08 |  | 8.823112134012330e+004 | 8.5539e-08 |  | 8.823112134012330e+004 | 7.4709e-08 |  | 88292.2997 | 3.9998e-06 | 206.5455 | 3.9998e-06
8.829229969346998e+004 | 1.9357e-08 | 88292.2997 | 8.829229969346998e+004 | 4.5885e-08 |  | 8.829229969346998e+004 | 8.543e-08 |  | 8.829229969346998e+004 | 7.4614e-08 |  | 88353.5205 | 3.9998e-06 | 206.6287 | 3.9998e-06
8.835352046711984e+004 | 1.935e-08 | 88353.5205 | 8.835352046711984e+004 | 4.5832e-08 |  | 8.835352046711984e+004 | 8.532e-08 |  | 8.835352046711984e+004 | 7.452e-08 |  | 88414.7837 | 3.9998e-06 | 206.7119 | 3.9998e-06
8.841478369048660e+004 | 1.9342e-08 | 88414.7837 | 8.841478369048660e+004 | 4.5779e-08 |  | 8.841478369048660e+004 | 8.5211e-08 |  | 8.841478369048660e+004 | 7.4426e-08 |  | 88476.0894 | 3.9998e-06 | 206.7951 | 3.9998e-06
8.847608939300437e+004 | 1.9334e-08 | 88476.0894 | 8.847608939300437e+004 | 4.5726e-08 |  | 8.847608939300437e+004 | 8.5102e-08 |  | 8.847608939300437e+004 | 7.4332e-08 |  | 88537.4376 | 3.9998e-06 | 206.8783 | 3.9998e-06
8.853743760412764e+004 | 1.9326e-08 | 88537.4376 | 8.853743760412764e+004 | 4.5672e-08 |  | 8.853743760412764e+004 | 8.4993e-08 |  | 8.853743760412764e+004 | 7.4238e-08 |  | 88598.8284 | 3.9998e-06 | 206.9615 | 3.9998e-06
8.859882835333135e+004 | 1.9319e-08 | 88598.8284 | 8.859882835333135e+004 | 4.5619e-08 |  | 8.859882835333135e+004 | 8.4885e-08 |  | 8.859882835333135e+004 | 7.4144e-08 |  | 88660.2617 | 3.9998e-06 | 207.0446 | 3.9998e-06
8.866026167011089e+004 | 1.9311e-08 | 88660.2617 | 8.866026167011089e+004 | 4.5566e-08 |  | 8.866026167011089e+004 | 8.4776e-08 |  | 8.866026167011089e+004 | 7.405e-08 |  | 88721.7376 | 3.9998e-06 | 207.1276 | 3.9998e-06
8.872173758398206e+004 | 1.9303e-08 | 88721.7376 | 8.872173758398206e+004 | 4.5513e-08 |  | 8.872173758398206e+004 | 8.4668e-08 |  | 8.872173758398206e+004 | 7.3956e-08 |  | 88783.2561 | 3.9998e-06 | 207.2108 | 3.9998e-06
8.878325612448117e+004 | 1.9295e-08 | 88783.2561 | 8.878325612448117e+004 | 4.5461e-08 |  | 8.878325612448117e+004 | 8.4559e-08 |  | 8.878325612448117e+004 | 7.3863e-08 |  | 88844.8173 | 3.9998e-06 | 207.2939 | 3.9998e-06
8.884481732116496e+004 | 1.9288e-08 | 88844.8173 | 8.884481732116496e+004 | 4.5408e-08 |  | 8.884481732116496e+004 | 8.4451e-08 |  | 8.884481732116496e+004 | 7.377e-08 |  | 88906.4212 | 3.9998e-06 | 207.3771 | 3.9998e-06
8.890642120361072e+004 | 1.928e-08 | 88906.4212 | 8.890642120361072e+004 | 4.5355e-08 |  | 8.890642120361072e+004 | 8.4343e-08 |  | 8.890642120361072e+004 | 7.3676e-08 |  | 88968.0678 | 3.9998e-06 | 207.4602 | 3.9998e-06
8.896806780141623e+004 | 1.9272e-08 | 88968.0678 | 8.896806780141623e+004 | 4.5303e-08 |  | 8.896806780141623e+004 | 8.4235e-08 |  | 8.896806780141623e+004 | 7.3583e-08 |  | 89029.7571 | 3.9998e-06 | 207.5433 | 3.9998e-06
8.902975714419974e+004 | 1.9264e-08 | 89029.7571 | 8.902975714419974e+004 | 4.525e-08 |  | 8.902975714419974e+004 | 8.4128e-08 |  | 8.902975714419974e+004 | 7.349e-08 |  | 89091.4893 | 3.9998e-06 | 207.6263 | 3.9998e-06
8.909148926160013e+004 | 1.9257e-08 | 89091.4893 | 8.909148926160013e+004 | 4.5198e-08 |  | 8.909148926160013e+004 | 8.402e-08 |  | 8.909148926160013e+004 | 7.3397e-08 |  | 89153.2642 | 3.9998e-06 | 207.7093 | 3.9998e-06
8.915326418327677e+004 | 1.9249e-08 | 89153.2642 | 8.915326418327677e+004 | 4.5145e-08 |  | 8.915326418327677e+004 | 8.3913e-08 |  | 8.915326418327677e+004 | 7.3305e-08 |  | 89215.0819 | 3.9998e-06 | 207.7924 | 3.9998e-06
8.921508193890959e+004 | 1.9241e-08 | 89215.0819 | 8.921508193890959e+004 | 4.5093e-08 |  | 8.921508193890959e+004 | 8.3805e-08 |  | 8.921508193890959e+004 | 7.3212e-08 |  | 89276.9426 | 3.9998e-06 | 207.8754 | 3.9998e-06
8.927694255819912e+004 | 1.9234e-08 | 89276.9426 | 8.927694255819912e+004 | 4.5041e-08 |  | 8.927694255819912e+004 | 8.3698e-08 |  | 8.927694255819912e+004 | 7.312e-08 |  | 89338.8461 | 3.9998e-06 | 207.9585 | 3.9998e-06
8.933884607086652e+004 | 1.9226e-08 | 89338.8461 | 8.933884607086652e+004 | 4.4989e-08 |  | 8.933884607086652e+004 | 8.3591e-08 |  | 8.933884607086652e+004 | 7.3027e-08 |  | 89400.7925 | 3.9998e-06 | 208.0414 | 3.9998e-06
8.940079250665348e+004 | 1.9218e-08 | 89400.7925 | 8.940079250665348e+004 | 4.4937e-08 |  | 8.940079250665348e+004 | 8.3484e-08 |  | 8.940079250665348e+004 | 7.2935e-08 |  | 89462.7819 | 3.9998e-06 | 208.1245 | 3.9998e-06
8.946278189532236e+004 | 1.9211e-08 | 89462.7819 | 8.946278189532236e+004 | 4.4885e-08 |  | 8.946278189532236e+004 | 8.3378e-08 |  | 8.946278189532236e+004 | 7.2843e-08 |  | 89524.8143 | 3.9998e-06 | 208.2076 | 3.9998e-06
8.952481426665616e+004 | 1.9203e-08 | 89524.8143 | 8.952481426665616e+004 | 4.4833e-08 |  | 8.952481426665616e+004 | 8.3271e-08 |  | 8.952481426665616e+004 | 7.2751e-08 |  | 89586.8897 | 3.9998e-06 | 208.2905 | 3.9998e-06
8.958688965045853e+004 | 1.9195e-08 | 89586.8897 | 8.958688965045853e+004 | 4.4781e-08 |  | 8.958688965045853e+004 | 8.3165e-08 |  | 8.958688965045853e+004 | 7.2659e-08 |  | 89649.0081 | 3.9998e-06 | 208.3735 | 3.9998e-06
8.964900807655374e+004 | 1.9188e-08 | 89649.0081 | 8.964900807655374e+004 | 4.4729e-08 |  | 8.964900807655374e+004 | 8.3059e-08 |  | 8.964900807655374e+004 | 7.2567e-08 |  | 89711.1696 | 3.9998e-06 | 208.4564 | 3.9998e-06
8.971116957478682e+004 | 1.918e-08 | 89711.1696 | 8.971116957478682e+004 | 4.4677e-08 |  | 8.971116957478682e+004 | 8.2952e-08 |  | 8.971116957478682e+004 | 7.2476e-08 |  | 89773.3742 | 3.9998e-06 | 208.5393 | 3.9998e-06
8.977337417502342e+004 | 1.9172e-08 | 89773.3742 | 8.977337417502342e+004 | 4.4626e-08 |  | 8.977337417502342e+004 | 8.2846e-08 |  | 8.977337417502342e+004 | 7.2384e-08 |  | 89835.6219 | 3.9998e-06 | 208.6223 | 3.9998e-06
8.983562190714994e+004 | 1.9165e-08 | 89835.6219 | 8.983562190714994e+004 | 4.4574e-08 |  | 8.983562190714994e+004 | 8.2741e-08 |  | 8.983562190714994e+004 | 7.2293e-08 |  | 89897.9128 | 3.9998e-06 | 208.7053 | 3.9998e-06
8.989791280107350e+004 | 1.9157e-08 | 89897.9128 | 8.989791280107350e+004 | 4.4523e-08 |  | 8.989791280107350e+004 | 8.2635e-08 |  | 8.989791280107350e+004 | 7.2202e-08 |  | 89960.2469 | 3.9998e-06 | 208.7881 | 3.9998e-06
8.996024688672193e+004 | 1.915e-08 | 89960.2469 | 8.996024688672193e+004 | 4.4471e-08 |  | 8.996024688672193e+004 | 8.2529e-08 |  | 8.996024688672193e+004 | 7.2111e-08 |  | 90022.6242 | 3.9998e-06 | 208.8711 | 3.9998e-06
9.002262419404383e+004 | 1.9142e-08 | 90022.6242 | 9.002262419404383e+004 | 4.442e-08 |  | 9.002262419404383e+004 | 8.2424e-08 |  | 9.002262419404383e+004 | 7.202e-08 |  | 90085.0448 | 3.9998e-06 | 208.954 | 3.9998e-06
9.008504475300860e+004 | 1.9134e-08 | 90085.0448 | 9.008504475300860e+004 | 4.4369e-08 |  | 9.008504475300860e+004 | 8.2319e-08 |  | 9.008504475300860e+004 | 7.1929e-08 |  | 90147.5086 | 3.9998e-06 | 209.0368 | 3.9998e-06
9.014750859360634e+004 | 1.9127e-08 | 90147.5086 | 9.014750859360634e+004 | 4.4317e-08 |  | 9.014750859360634e+004 | 8.2214e-08 |  | 9.014750859360634e+004 | 7.1838e-08 |  | 90210.0157 | 3.9998e-06 | 209.1197 | 3.9998e-06
9.021001574584804e+004 | 1.9119e-08 | 90210.0157 | 9.021001574584804e+004 | 4.4266e-08 |  | 9.021001574584804e+004 | 8.2109e-08 |  | 9.021001574584804e+004 | 7.1748e-08 |  | 90272.5662 | 3.9998e-06 | 209.2025 | 3.9998e-06
9.027256623976541e+004 | 1.9112e-08 | 90272.5662 | 9.027256623976541e+004 | 4.4215e-08 |  | 9.027256623976541e+004 | 8.2004e-08 |  | 9.027256623976541e+004 | 7.1657e-08 |  | 90335.1601 | 3.9998e-06 | 209.2854 | 3.9998e-06
9.033516010541104e+004 | 1.9104e-08 | 90335.1601 | 9.033516010541104e+004 | 4.4164e-08 |  | 9.033516010541104e+004 | 8.1899e-08 |  | 9.033516010541104e+004 | 7.1567e-08 |  | 90397.7974 | 3.9998e-06 | 209.3682 | 3.9998e-06
9.039779737285835e+004 | 1.9097e-08 | 90397.7974 | 9.039779737285835e+004 | 4.4113e-08 |  | 9.039779737285835e+004 | 8.1795e-08 |  | 9.039779737285835e+004 | 7.1477e-08 |  | 90460.4781 | 3.9998e-06 | 209.4511 | 3.9998e-06
9.046047807220159e+004 | 1.9089e-08 | 90460.4781 | 9.046047807220159e+004 | 4.4062e-08 |  | 9.046047807220159e+004 | 8.169e-08 |  | 9.046047807220159e+004 | 7.1387e-08 |  | 90523.2022 | 3.9998e-06 | 209.5339 | 3.9998e-06
9.052320223355590e+004 | 1.9082e-08 | 90523.2022 | 9.052320223355590e+004 | 4.4012e-08 |  | 9.052320223355590e+004 | 8.1586e-08 |  | 9.052320223355590e+004 | 7.1297e-08 |  | 90585.9699 | 3.9998e-06 | 209.6167 | 3.9998e-06
9.058596988705731e+004 | 1.9074e-08 | 90585.9699 | 9.058596988705731e+004 | 4.3961e-08 |  | 9.058596988705731e+004 | 8.1482e-08 |  | 9.058596988705731e+004 | 7.1207e-08 |  | 90648.7811 | 3.9998e-06 | 209.6994 | 3.9998e-06
9.064878106286269e+004 | 1.9066e-08 | 90648.7811 | 9.064878106286269e+004 | 4.391e-08 |  | 9.064878106286269e+004 | 8.1378e-08 |  | 9.064878106286269e+004 | 7.1117e-08 |  | 90711.6358 | 3.9998e-06 | 209.7822 | 3.9998e-06
9.071163579114991e+004 | 1.9059e-08 | 90711.6358 | 9.071163579114991e+004 | 4.386e-08 |  | 9.071163579114991e+004 | 8.1274e-08 |  | 9.071163579114991e+004 | 7.1027e-08 |  | 90774.5341 | 3.9998e-06 | 209.865 | 3.9998e-06
9.077453410211766e+004 | 1.9051e-08 | 90774.5341 | 9.077453410211766e+004 | 4.3809e-08 |  | 9.077453410211766e+004 | 8.117e-08 |  | 9.077453410211766e+004 | 7.0938e-08 |  | 90837.476 | 3.9998e-06 | 209.9477 | 3.9998e-06
9.083747602598567e+004 | 1.9044e-08 | 90837.476 | 9.083747602598567e+004 | 4.3759e-08 |  | 9.083747602598567e+004 | 8.1067e-08 |  | 9.083747602598567e+004 | 7.0848e-08 |  | 90900.4616 | 3.9998e-06 | 210.0305 | 3.9998e-06
9.090046159299456e+004 | 1.9036e-08 | 90900.4616 | 9.090046159299456e+004 | 4.3709e-08 |  | 9.090046159299456e+004 | 8.0963e-08 |  | 9.090046159299456e+004 | 7.0759e-08 |  | 90963.4908 | 3.9998e-06 | 210.1131 | 3.9998e-06
9.096349083340593e+004 | 1.9029e-08 | 90963.4908 | 9.096349083340593e+004 | 4.3658e-08 |  | 9.096349083340593e+004 | 8.086e-08 |  | 9.096349083340593e+004 | 7.067e-08 |  | 91026.5638 | 3.9998e-06 | 210.1958 | 3.9998e-06
9.102656377750238e+004 | 1.9021e-08 | 91026.5638 | 9.102656377750238e+004 | 4.3608e-08 |  | 9.102656377750238e+004 | 8.0757e-08 |  | 9.102656377750238e+004 | 7.0581e-08 |  | 91089.6805 | 3.9998e-06 | 210.2786 | 3.9998e-06
9.108968045558750e+004 | 1.9014e-08 | 91089.6805 | 9.108968045558750e+004 | 4.3558e-08 |  | 9.108968045558750e+004 | 8.0654e-08 |  | 9.108968045558750e+004 | 7.0492e-08 |  | 91152.8409 | 3.9998e-06 | 210.3613 | 3.9998e-06
9.115284089798588e+004 | 1.9006e-08 | 91152.8409 | 9.115284089798588e+004 | 4.3508e-08 |  | 9.115284089798588e+004 | 8.0551e-08 |  | 9.115284089798588e+004 | 7.0403e-08 |  | 91216.0451 | 3.9998e-06 | 210.444 | 3.9998e-06
9.121604513504315e+004 | 1.8999e-08 | 91216.0451 | 9.121604513504315e+004 | 4.3458e-08 |  | 9.121604513504315e+004 | 8.0449e-08 |  | 9.121604513504315e+004 | 7.0315e-08 |  | 91279.2932 | 3.9998e-06 | 210.5266 | 3.9998e-06
9.127929319712598e+004 | 1.8992e-08 | 91279.2932 | 9.127929319712598e+004 | 4.3408e-08 |  | 9.127929319712598e+004 | 8.0346e-08 |  | 9.127929319712598e+004 | 7.0226e-08 |  | 91342.5851 | 3.9998e-06 | 210.6093 | 3.9998e-06
9.134258511462210e+004 | 1.8984e-08 | 91342.5851 | 9.134258511462210e+004 | 4.3358e-08 |  | 9.134258511462210e+004 | 8.0244e-08 |  | 9.134258511462210e+004 | 7.0138e-08 |  | 91405.9209 | 3.9998e-06 | 210.6919 | 3.9998e-06
9.140592091794027e+004 | 1.8977e-08 | 91405.9209 | 9.140592091794027e+004 | 4.3309e-08 |  | 9.140592091794027e+004 | 8.0141e-08 |  | 9.140592091794027e+004 | 7.005e-08 |  | 91469.3006 | 3.9998e-06 | 210.7745 | 3.9998e-06
9.146930063751042e+004 | 1.8969e-08 | 91469.3006 | 9.146930063751042e+004 | 4.3259e-08 |  | 9.146930063751042e+004 | 8.0039e-08 |  | 9.146930063751042e+004 | 6.9962e-08 |  | 91532.7243 | 3.9998e-06 | 210.8571 | 3.9998e-06
9.153272430378347e+004 | 1.8962e-08 | 91532.7243 | 9.153272430378347e+004 | 4.3209e-08 |  | 9.153272430378347e+004 | 7.9937e-08 |  | 9.153272430378347e+004 | 6.9873e-08 |  | 91596.1919 | 3.9998e-06 | 210.9397 | 3.9998e-06
9.159619194723156e+004 | 1.8954e-08 | 91596.1919 | 9.159619194723156e+004 | 4.316e-08 |  | 9.159619194723156e+004 | 7.9835e-08 |  | 9.159619194723156e+004 | 6.9786e-08 |  | 91659.7036 | 3.9998e-06 | 211.0223 | 3.9998e-06
9.165970359834792e+004 | 1.8947e-08 | 91659.7036 | 9.165970359834792e+004 | 4.311e-08 |  | 9.165970359834792e+004 | 7.9733e-08 |  | 9.165970359834792e+004 | 6.9698e-08 |  | 91723.2593 | 3.9998e-06 | 211.1049 | 3.9998e-06
9.172325928764686e+004 | 1.894e-08 | 91723.2593 | 9.172325928764686e+004 | 4.3061e-08 |  | 9.172325928764686e+004 | 7.9632e-08 |  | 9.172325928764686e+004 | 6.961e-08 |  | 91786.859 | 3.9998e-06 | 211.1875 | 3.9998e-06
9.178685904566395e+004 | 1.8932e-08 | 91786.859 | 9.178685904566395e+004 | 4.3011e-08 |  | 9.178685904566395e+004 | 7.953e-08 |  | 9.178685904566395e+004 | 6.9523e-08 |  | 91850.5029 | 3.9998e-06 | 211.27 | 3.9998e-06
9.185050290295587e+004 | 1.8925e-08 | 91850.5029 | 9.185050290295587e+004 | 4.2962e-08 |  | 9.185050290295587e+004 | 7.9429e-08 |  | 9.185050290295587e+004 | 6.9435e-08 |  | 91914.1909 | 3.9998e-06 | 211.3525 | 3.9998e-06
9.191419089010051e+004 | 1.8917e-08 | 91914.1909 | 9.191419089010051e+004 | 4.2913e-08 |  | 9.191419089010051e+004 | 7.9328e-08 |  | 9.191419089010051e+004 | 6.9348e-08 |  | 91977.923 | 3.9998e-06 | 211.435 | 3.9998e-06
9.197792303769694e+004 | 1.891e-08 | 91977.923 | 9.197792303769694e+004 | 4.2864e-08 |  | 9.197792303769694e+004 | 7.9227e-08 |  | 9.197792303769694e+004 | 6.9261e-08 |  | 92041.6994 | 3.9998e-06 | 211.5175 | 3.9998e-06
9.204169937636549e+004 | 1.8903e-08 | 92041.6994 | 9.204169937636549e+004 | 4.2815e-08 |  | 9.204169937636549e+004 | 7.9126e-08 |  | 9.204169937636549e+004 | 6.9174e-08 |  | 92105.5199 | 3.9998e-06 | 211.6001 | 3.9998e-06
9.210551993674767e+004 | 1.8895e-08 | 92105.5199 | 9.210551993674767e+004 | 4.2766e-08 |  | 9.210551993674767e+004 | 7.9025e-08 |  | 9.210551993674767e+004 | 6.9087e-08 |  | 92169.3847 | 3.9998e-06 | 211.6825 | 3.9998e-06
9.216938474950628e+004 | 1.8888e-08 | 92169.3847 | 9.216938474950628e+004 | 4.2717e-08 |  | 9.216938474950628e+004 | 7.8925e-08 |  | 9.216938474950628e+004 | 6.9e-08 |  | 92233.2938 | 3.9998e-06 | 211.7649 | 3.9998e-06
9.223329384532536e+004 | 1.8881e-08 | 92233.2938 | 9.223329384532536e+004 | 4.2668e-08 |  | 9.223329384532536e+004 | 7.8824e-08 |  | 9.223329384532536e+004 | 6.8913e-08 |  | 92297.2473 | 3.9998e-06 | 211.8475 | 3.9998e-06
9.229724725491022e+004 | 1.8873e-08 | 92297.2473 | 9.229724725491022e+004 | 4.2619e-08 |  | 9.229724725491022e+004 | 7.8724e-08 |  | 9.229724725491022e+004 | 6.8826e-08 |  | 92361.245 | 3.9998e-06 | 211.9299 | 3.9998e-06
9.236124500898749e+004 | 1.8866e-08 | 92361.245 | 9.236124500898749e+004 | 4.257e-08 |  | 9.236124500898749e+004 | 7.8623e-08 |  | 9.236124500898749e+004 | 6.874e-08 |  | 92425.2871 | 3.9998e-06 | 212.0123 | 3.9998e-06
9.242528713830505e+004 | 1.8859e-08 | 92425.2871 | 9.242528713830505e+004 | 4.2522e-08 |  | 9.242528713830505e+004 | 7.8523e-08 |  | 9.242528713830505e+004 | 6.8654e-08 |  | 92489.3737 | 3.9998e-06 | 212.0947 | 3.9998e-06
9.248937367363217e+004 | 1.8851e-08 | 92489.3737 | 9.248937367363217e+004 | 4.2473e-08 |  | 9.248937367363217e+004 | 7.8423e-08 |  | 9.248937367363217e+004 | 6.8567e-08 |  | 92553.5046 | 3.9998e-06 | 212.1771 | 3.9998e-06
9.255350464575940e+004 | 1.8844e-08 | 92553.5046 | 9.255350464575940e+004 | 4.2425e-08 |  | 9.255350464575940e+004 | 7.8324e-08 |  | 9.255350464575940e+004 | 6.8481e-08 |  | 92617.6801 | 3.9998e-06 | 212.2595 | 3.9998e-06
9.261768008549868e+004 | 1.8837e-08 | 92617.6801 | 9.261768008549868e+004 | 4.2376e-08 |  | 9.261768008549868e+004 | 7.8224e-08 |  | 9.261768008549868e+004 | 6.8395e-08 |  | 92681.9 | 3.9998e-06 | 212.3419 | 3.9998e-06
9.268190002368327e+004 | 1.8829e-08 | 92681.9 | 9.268190002368327e+004 | 4.2328e-08 |  | 9.268190002368327e+004 | 7.8124e-08 |  | 9.268190002368327e+004 | 6.8309e-08 |  | 92746.1645 | 3.9998e-06 | 212.4243 | 3.9998e-06
9.274616449116783e+004 | 1.8822e-08 | 92746.1645 | 9.274616449116783e+004 | 4.228e-08 |  | 9.274616449116783e+004 | 7.8025e-08 |  | 9.274616449116783e+004 | 6.8224e-08 |  | 92810.4735 | 3.9998e-06 | 212.5066 | 3.9998e-06
9.281047351882845e+004 | 1.8815e-08 | 92810.4735 | 9.281047351882845e+004 | 4.2231e-08 |  | 9.281047351882845e+004 | 7.7926e-08 |  | 9.281047351882845e+004 | 6.8138e-08 |  | 92874.8271 | 3.9998e-06 | 212.5888 | 3.9998e-06
9.287482713756258e+004 | 1.8807e-08 | 92874.8271 | 9.287482713756258e+004 | 4.2183e-08 |  | 9.287482713756258e+004 | 7.7827e-08 |  | 9.287482713756258e+004 | 6.8052e-08 |  | 92939.2254 | 3.9998e-06 | 212.6712 | 3.9998e-06
9.293922537828911e+004 | 1.88e-08 | 92939.2254 | 9.293922537828911e+004 | 4.2135e-08 |  | 9.293922537828911e+004 | 7.7728e-08 |  | 9.293922537828911e+004 | 6.7967e-08 |  | 93003.6683 | 3.9998e-06 | 212.7536 | 3.9998e-06
9.300366827194837e+004 | 1.8793e-08 | 93003.6683 | 9.300366827194837e+004 | 4.2087e-08 |  | 9.300366827194837e+004 | 7.7629e-08 |  | 9.300366827194837e+004 | 6.7882e-08 |  | 93068.1558 | 3.9998e-06 | 212.8359 | 3.9998e-06
9.306815584950215e+004 | 1.8786e-08 | 93068.1558 | 9.306815584950215e+004 | 4.2039e-08 |  | 9.306815584950215e+004 | 7.753e-08 |  | 9.306815584950215e+004 | 6.7796e-08 |  | 93132.6881 | 3.9998e-06 | 212.9181 | 3.9998e-06
9.313268814193369e+004 | 1.8778e-08 | 93132.6881 | 9.313268814193369e+004 | 4.1991e-08 |  | 9.313268814193369e+004 | 7.7431e-08 |  | 9.313268814193369e+004 | 6.7711e-08 |  | 93197.2652 | 3.9998e-06 | 213.0004 | 3.9998e-06
9.319726518024775e+004 | 1.8771e-08 | 93197.2652 | 9.319726518024775e+004 | 4.1943e-08 |  | 9.319726518024775e+004 | 7.7333e-08 |  | 9.319726518024775e+004 | 6.7626e-08 |  | 93261.887 | 3.9998e-06 | 213.0826 | 3.9998e-06
9.326188699547053e+004 | 1.8764e-08 | 93261.887 | 9.326188699547053e+004 | 4.1896e-08 |  | 9.326188699547053e+004 | 7.7234e-08 |  | 9.326188699547053e+004 | 6.7542e-08 |  | 93326.5536 | 3.9998e-06 | 213.1649 | 3.9998e-06
9.332655361864979e+004 | 1.8757e-08 | 93326.5536 | 9.332655361864979e+004 | 4.1848e-08 |  | 9.332655361864979e+004 | 7.7136e-08 |  | 9.332655361864979e+004 | 6.7457e-08 |  | 93391.2651 | 3.9998e-06 | 213.2471 | 3.9998e-06
9.339126508085484e+004 | 1.8749e-08 | 93391.2651 | 9.339126508085484e+004 | 4.18e-08 |  | 9.339126508085484e+004 | 7.7038e-08 |  | 9.339126508085484e+004 | 6.7372e-08 |  | 93456.0214 | 3.9998e-06 | 213.3293 | 3.9998e-06
9.345602141317644e+004 | 1.8742e-08 | 93456.0214 | 9.345602141317644e+004 | 4.1753e-08 |  | 9.345602141317644e+004 | 7.694e-08 |  | 9.345602141317644e+004 | 6.7288e-08 |  | 93520.8226 | 3.9998e-06 | 213.4115 | 3.9998e-06
9.352082264672700e+004 | 1.8735e-08 | 93520.8226 | 9.352082264672700e+004 | 4.1705e-08 |  | 9.352082264672700e+004 | 7.6842e-08 |  | 9.352082264672700e+004 | 6.7203e-08 |  | 93585.6688 | 3.9998e-06 | 213.4937 | 3.9998e-06
9.358566881264048e+004 | 1.8728e-08 | 93585.6688 | 9.358566881264048e+004 | 4.1658e-08 |  | 9.358566881264048e+004 | 7.6745e-08 |  | 9.358566881264048e+004 | 6.7119e-08 |  | 93650.5599 | 3.9998e-06 | 213.5759 | 3.9998e-06
9.365055994207237e+004 | 1.872e-08 | 93650.5599 | 9.365055994207237e+004 | 4.1611e-08 |  | 9.365055994207237e+004 | 7.6647e-08 |  | 9.365055994207237e+004 | 6.7035e-08 |  | 93715.4961 | 3.9998e-06 | 213.658 | 3.9998e-06
9.371549606619986e+004 | 1.8713e-08 | 93715.4961 | 9.371549606619986e+004 | 4.1563e-08 |  | 9.371549606619986e+004 | 7.655e-08 |  | 9.371549606619986e+004 | 6.6951e-08 |  | 93780.4772 | 3.9998e-06 | 213.7402 | 3.9998e-06
9.378047721622170e+004 | 1.8706e-08 | 93780.4772 | 9.378047721622170e+004 | 4.1516e-08 |  | 9.378047721622170e+004 | 7.6453e-08 |  | 9.378047721622170e+004 | 6.6867e-08 |  | 93845.5034 | 3.9998e-06 | 213.8223 | 3.9998e-06
9.384550342335826e+004 | 1.8699e-08 | 93845.5034 | 9.384550342335826e+004 | 4.1469e-08 |  | 9.384550342335826e+004 | 7.6355e-08 |  | 9.384550342335826e+004 | 6.6783e-08 |  | 93910.5747 | 3.9998e-06 | 213.9044 | 3.9998e-06
9.391057471885158e+004 | 1.8692e-08 | 93910.5747 | 9.391057471885158e+004 | 4.1422e-08 |  | 9.391057471885158e+004 | 7.6258e-08 |  | 9.391057471885158e+004 | 6.6699e-08 |  | 93975.6911 | 3.9998e-06 | 213.9865 | 3.9998e-06
9.397569113396537e+004 | 1.8685e-08 | 93975.6911 | 9.397569113396537e+004 | 4.1375e-08 |  | 9.397569113396537e+004 | 7.6162e-08 |  | 9.397569113396537e+004 | 6.6616e-08 |  | 94040.8527 | 3.9998e-06 | 214.0687 | 3.9998e-06
9.404085269998502e+004 | 1.8677e-08 | 94040.8527 | 9.404085269998502e+004 | 4.1328e-08 |  | 9.404085269998502e+004 | 7.6065e-08 |  | 9.404085269998502e+004 | 6.6532e-08 |  | 94106.0594 | 3.9998e-06 | 214.1507 | 3.9998e-06
9.410605944821757e+004 | 1.867e-08 | 94106.0594 | 9.410605944821757e+004 | 4.1281e-08 |  | 9.410605944821757e+004 | 7.5968e-08 |  | 9.410605944821757e+004 | 6.6449e-08 |  | 94171.3114 | 3.9998e-06 | 214.2327 | 3.9998e-06
9.417131140999183e+004 | 1.8663e-08 | 94171.3114 | 9.417131140999183e+004 | 4.1234e-08 |  | 9.417131140999183e+004 | 7.5872e-08 |  | 9.417131140999183e+004 | 6.6366e-08 |  | 94236.6086 | 3.9998e-06 | 214.3148 | 3.9998e-06
9.423660861665830e+004 | 1.8656e-08 | 94236.6086 | 9.423660861665830e+004 | 4.1187e-08 |  | 9.423660861665830e+004 | 7.5775e-08 |  | 9.423660861665830e+004 | 6.6283e-08 |  | 94301.9511 | 3.9998e-06 | 214.3967 | 3.9998e-06
9.430195109958921e+004 | 1.8649e-08 | 94301.9511 | 9.430195109958921e+004 | 4.1141e-08 |  | 9.430195109958921e+004 | 7.5679e-08 |  | 9.430195109958921e+004 | 6.62e-08 |  | 94367.3389 | 3.9998e-06 | 214.4788 | 3.9998e-06
9.436733889017855e+004 | 1.8642e-08 | 94367.3389 | 9.436733889017855e+004 | 4.1094e-08 |  | 9.436733889017855e+004 | 7.5583e-08 |  | 9.436733889017855e+004 | 6.6117e-08 |  | 94432.772 | 3.9998e-06 | 214.5608 | 3.9998e-06
9.443277201984210e+004 | 1.8635e-08 | 94432.772 | 9.443277201984210e+004 | 4.1048e-08 |  | 9.443277201984210e+004 | 7.5487e-08 |  | 9.443277201984210e+004 | 6.6034e-08 |  | 94498.2505 | 3.9998e-06 | 214.6428 | 3.9998e-06
9.449825052001739e+004 | 1.8627e-08 | 94498.2505 | 9.449825052001739e+004 | 4.1001e-08 |  | 9.449825052001739e+004 | 7.5391e-08 |  | 9.449825052001739e+004 | 6.5951e-08 |  | 94563.7744 | 3.9998e-06 | 214.7247 | 3.9998e-06
9.456377442216378e+004 | 1.862e-08 | 94563.7744 | 9.456377442216378e+004 | 4.0955e-08 |  | 9.456377442216378e+004 | 7.5296e-08 |  | 9.456377442216378e+004 | 6.5869e-08 |  | 94629.3438 | 3.9998e-06 | 214.8066 | 3.9998e-06
9.462934375776241e+004 | 1.8613e-08 | 94629.3438 | 9.462934375776241e+004 | 4.0908e-08 |  | 9.462934375776241e+004 | 7.52e-08 |  | 9.462934375776241e+004 | 6.5786e-08 |  | 94694.9586 | 3.9998e-06 | 214.8886 | 3.9998e-06
9.469495855831627e+004 | 1.8606e-08 | 94694.9586 | 9.469495855831627e+004 | 4.0862e-08 |  | 9.469495855831627e+004 | 7.5105e-08 |  | 9.469495855831627e+004 | 6.5704e-08 |  | 94760.6189 | 3.9998e-06 | 214.9706 | 3.9998e-06
9.476061885535020e+004 | 1.8599e-08 | 94760.6189 | 9.476061885535020e+004 | 4.0816e-08 |  | 9.476061885535020e+004 | 7.5009e-08 |  | 9.476061885535020e+004 | 6.5622e-08 |  | 94826.3247 | 3.9998e-06 | 215.0525 | 3.9998e-06
9.482632468041089e+004 | 1.8592e-08 | 94826.3247 | 9.482632468041089e+004 | 4.077e-08 |  | 9.482632468041089e+004 | 7.4914e-08 |  | 9.482632468041089e+004 | 6.554e-08 |  | 94892.0761 | 3.9998e-06 | 215.1344 | 3.9998e-06
9.489207606506688e+004 | 1.8585e-08 | 94892.0761 | 9.489207606506688e+004 | 4.0724e-08 |  | 9.489207606506688e+004 | 7.4819e-08 |  | 9.489207606506688e+004 | 6.5458e-08 |  | 94957.873 | 3.9998e-06 | 215.2162 | 3.9998e-06
9.495787304090866e+004 | 1.8578e-08 | 94957.873 | 9.495787304090866e+004 | 4.0678e-08 |  | 9.495787304090866e+004 | 7.4724e-08 |  | 9.495787304090866e+004 | 6.5376e-08 |  | 95023.7156 | 3.9998e-06 | 215.298 | 3.9998e-06
9.502371563954854e+004 | 1.8571e-08 | 95023.7156 | 9.502371563954854e+004 | 4.0632e-08 |  | 9.502371563954854e+004 | 7.4629e-08 |  | 9.502371563954854e+004 | 6.5294e-08 |  | 95089.6039 | 3.9998e-06 | 215.3799 | 3.9998e-06
9.508960389262083e+004 | 1.8564e-08 | 95089.6039 | 9.508960389262083e+004 | 4.0586e-08 |  | 9.508960389262083e+004 | 7.4535e-08 |  | 9.508960389262083e+004 | 6.5213e-08 |  | 95155.5378 | 3.9998e-06 | 215.4618 | 3.9998e-06
9.515553783178174e+004 | 1.8557e-08 | 95155.5378 | 9.515553783178174e+004 | 4.054e-08 |  | 9.515553783178174e+004 | 7.444e-08 |  | 9.515553783178174e+004 | 6.5131e-08 |  | 95221.5175 | 3.9998e-06 | 215.5436 | 3.9998e-06
9.522151748870940e+004 | 1.855e-08 | 95221.5175 | 9.522151748870940e+004 | 4.0494e-08 |  | 9.522151748870940e+004 | 7.4346e-08 |  | 9.522151748870940e+004 | 6.505e-08 |  | 95287.5429 | 3.9998e-06 | 215.6254 | 3.9998e-06
9.528754289510398e+004 | 1.8543e-08 | 95287.5429 | 9.528754289510398e+004 | 4.0449e-08 |  | 9.528754289510398e+004 | 7.4251e-08 |  | 9.528754289510398e+004 | 6.4968e-08 |  | 95353.6141 | 3.9998e-06 | 215.7071 | 3.9998e-06
9.535361408268756e+004 | 1.8536e-08 | 95353.6141 | 9.535361408268756e+004 | 4.0403e-08 |  | 9.535361408268756e+004 | 7.4157e-08 |  | 9.535361408268756e+004 | 6.4887e-08 |  | 95419.7311 | 3.9998e-06 | 215.7889 | 3.9998e-06
9.541973108320424e+004 | 1.8529e-08 | 95419.7311 | 9.541973108320424e+004 | 4.0358e-08 |  | 9.541973108320424e+004 | 7.4063e-08 |  | 9.541973108320424e+004 | 6.4806e-08 |  | 95485.8939 | 3.9998e-06 | 215.8706 | 3.9998e-06
9.548589392842016e+004 | 1.8522e-08 | 95485.8939 | 9.548589392842016e+004 | 4.0312e-08 |  | 9.548589392842016e+004 | 7.3969e-08 |  | 9.548589392842016e+004 | 6.4725e-08 |  | 95552.1027 | 3.9998e-06 | 215.9524 | 3.9998e-06
9.555210265012343e+004 | 1.8515e-08 | 95552.1027 | 9.555210265012343e+004 | 4.0267e-08 |  | 9.555210265012343e+004 | 7.3876e-08 |  | 9.555210265012343e+004 | 6.4644e-08 |  | 95618.3573 | 3.9998e-06 | 216.0342 | 3.9998e-06
9.561835728012424e+004 | 1.8508e-08 | 95618.3573 | 9.561835728012424e+004 | 4.0221e-08 |  | 9.561835728012424e+004 | 7.3782e-08 |  | 9.561835728012424e+004 | 6.4563e-08 |  | 95684.6579 | 3.9998e-06 | 216.1159 | 3.9998e-06
9.568465785025484e+004 | 1.8501e-08 | 95684.6579 | 9.568465785025484e+004 | 4.0176e-08 |  | 9.568465785025484e+004 | 7.3689e-08 |  | 9.568465785025484e+004 | 6.4483e-08 |  | 95751.0044 | 3.9998e-06 | 216.1975 | 3.9998e-06
9.575100439236952e+004 | 1.8494e-08 | 95751.0044 | 9.575100439236952e+004 | 4.0131e-08 |  | 9.575100439236952e+004 | 7.3595e-08 |  | 9.575100439236952e+004 | 6.4402e-08 |  | 95817.3969 | 3.9998e-06 | 216.2792 | 3.9998e-06
9.581739693834470e+004 | 1.8487e-08 | 95817.3969 | 9.581739693834470e+004 | 4.0086e-08 |  | 9.581739693834470e+004 | 7.3502e-08 |  | 9.581739693834470e+004 | 6.4322e-08 |  | 95883.8355 | 3.9998e-06 | 216.361 | 3.9998e-06
9.588383552007885e+004 | 1.848e-08 | 95883.8355 | 9.588383552007885e+004 | 4.004e-08 |  | 9.588383552007885e+004 | 7.3409e-08 |  | 9.588383552007885e+004 | 6.4242e-08 |  | 95950.3202 | 3.9998e-06 | 216.4426 | 3.9998e-06
9.595032016949261e+004 | 1.8473e-08 | 95950.3202 | 9.595032016949261e+004 | 3.9995e-08 |  | 9.595032016949261e+004 | 7.3316e-08 |  | 9.595032016949261e+004 | 6.4161e-08 |  | 96016.8509 | 3.9998e-06 | 216.5242 | 3.9998e-06
9.601685091852874e+004 | 1.8466e-08 | 96016.8509 | 9.601685091852874e+004 | 3.995e-08 |  | 9.601685091852874e+004 | 7.3223e-08 |  | 9.601685091852874e+004 | 6.4081e-08 |  | 96083.4278 | 3.9998e-06 | 216.6058 | 3.9998e-06
9.608342779915212e+004 | 1.8459e-08 | 96083.4278 | 9.608342779915212e+004 | 3.9906e-08 |  | 9.608342779915212e+004 | 7.313e-08 |  | 9.608342779915212e+004 | 6.4001e-08 |  | 96150.0508 | 3.9998e-06 | 216.6874 | 3.9998e-06
9.615005084334982e+004 | 1.8452e-08 | 96150.0508 | 9.615005084334982e+004 | 3.9861e-08 |  | 9.615005084334982e+004 | 7.3038e-08 |  | 9.615005084334982e+004 | 6.3921e-08 |  | 96216.7201 | 3.9998e-06 | 216.769 | 3.9998e-06
9.621672008313109e+004 | 1.8445e-08 | 96216.7201 | 9.621672008313109e+004 | 3.9816e-08 |  | 9.621672008313109e+004 | 7.2945e-08 |  | 9.621672008313109e+004 | 6.3842e-08 |  | 96283.4356 | 3.9998e-06 | 216.8505 | 3.9998e-06
9.628343555052737e+004 | 1.8438e-08 | 96283.4356 | 9.628343555052737e+004 | 3.9771e-08 |  | 9.628343555052737e+004 | 7.2853e-08 |  | 9.628343555052737e+004 | 6.3762e-08 |  | 96350.1973 | 3.9998e-06 | 216.9322 | 3.9998e-06
9.635019727759229e+004 | 1.8431e-08 | 96350.1973 | 9.635019727759229e+004 | 3.9727e-08 |  | 9.635019727759229e+004 | 7.276e-08 |  | 9.635019727759229e+004 | 6.3682e-08 |  | 96417.0053 | 3.9998e-06 | 217.0137 | 3.9998e-06
9.641700529640175e+004 | 1.8424e-08 | 96417.0053 | 9.641700529640175e+004 | 3.9682e-08 |  | 9.641700529640175e+004 | 7.2668e-08 |  | 9.641700529640175e+004 | 6.3603e-08 |  | 96483.8596 | 3.9998e-06 | 217.0952 | 3.9998e-06
9.648385963905384e+004 | 1.8417e-08 | 96483.8596 | 9.648385963905384e+004 | 3.9637e-08 |  | 9.648385963905384e+004 | 7.2576e-08 |  | 9.648385963905384e+004 | 6.3524e-08 |  | 96550.7603 | 3.9998e-06 | 217.1766 | 3.9998e-06
9.655076033766895e+004 | 1.841e-08 | 96550.7603 | 9.655076033766895e+004 | 3.9593e-08 |  | 9.655076033766895e+004 | 7.2484e-08 |  | 9.655076033766895e+004 | 6.3444e-08 |  | 96617.7074 | 3.9998e-06 | 217.2581 | 3.9998e-06
9.661770742438972e+004 | 1.8403e-08 | 96617.7074 | 9.661770742438972e+004 | 3.9549e-08 |  | 9.661770742438972e+004 | 7.2393e-08 |  | 9.661770742438972e+004 | 6.3365e-08 |  | 96684.7009 | 3.9998e-06 | 217.3397 | 3.9998e-06
9.668470093138107e+004 | 1.8396e-08 | 96684.7009 | 9.668470093138107e+004 | 3.9504e-08 |  | 9.668470093138107e+004 | 7.2301e-08 |  | 9.668470093138107e+004 | 6.3286e-08 |  | 96751.7409 | 3.9998e-06 | 217.4211 | 3.9998e-06
9.675174089083025e+004 | 1.839e-08 | 96751.7409 | 9.675174089083025e+004 | 3.946e-08 |  | 9.675174089083025e+004 | 7.221e-08 |  | 9.675174089083025e+004 | 6.3207e-08 |  | 96818.8273 | 3.9998e-06 | 217.5025 | 3.9998e-06
9.681882733494681e+004 | 1.8383e-08 | 96818.8273 | 9.681882733494681e+004 | 3.9416e-08 |  | 9.681882733494681e+004 | 7.2118e-08 |  | 9.681882733494681e+004 | 6.3129e-08 |  | 96885.9603 | 3.9998e-06 | 217.584 | 3.9998e-06
9.688596029596262e+004 | 1.8376e-08 | 96885.9603 | 9.688596029596262e+004 | 3.9372e-08 |  | 9.688596029596262e+004 | 7.2027e-08 |  | 9.688596029596262e+004 | 6.305e-08 |  | 96953.1398 | 3.9998e-06 | 217.6655 | 3.9998e-06
9.695313980613192e+004 | 1.8369e-08 | 96953.1398 | 9.695313980613192e+004 | 3.9328e-08 |  | 9.695313980613192e+004 | 7.1936e-08 |  | 9.695313980613192e+004 | 6.2971e-08 |  | 97020.3659 | 3.9998e-06 | 217.7467 | 3.9998e-06
9.702036589773132e+004 | 1.8362e-08 | 97020.3659 | 9.702036589773132e+004 | 3.9284e-08 |  | 9.702036589773132e+004 | 7.1845e-08 |  | 9.702036589773132e+004 | 6.2893e-08 |  | 97087.6386 | 3.9998e-06 | 217.8282 | 3.9998e-06
9.708763860305979e+004 | 1.8355e-08 | 97087.6386 | 9.708763860305979e+004 | 3.924e-08 |  | 9.708763860305979e+004 | 7.1754e-08 |  | 9.708763860305979e+004 | 6.2815e-08 |  | 97154.958 | 3.9998e-06 | 217.9095 | 3.9998e-06
9.715495795443871e+004 | 1.8348e-08 | 97154.958 | 9.715495795443871e+004 | 3.9196e-08 |  | 9.715495795443871e+004 | 7.1663e-08 |  | 9.715495795443871e+004 | 6.2736e-08 |  | 97222.324 | 3.9998e-06 | 217.9909 | 3.9998e-06
9.722232398421186e+004 | 1.8341e-08 | 97222.324 | 9.722232398421186e+004 | 3.9152e-08 |  | 9.722232398421186e+004 | 7.1573e-08 |  | 9.722232398421186e+004 | 6.2658e-08 |  | 97289.7367 | 3.9998e-06 | 218.0722 | 3.9998e-06
9.728973672474547e+004 | 1.8335e-08 | 97289.7367 | 9.728973672474547e+004 | 3.9108e-08 |  | 9.728973672474547e+004 | 7.1482e-08 |  | 9.728973672474547e+004 | 6.258e-08 |  | 97357.1962 | 3.9998e-06 | 218.1535 | 3.9998e-06
9.735719620842818e+004 | 1.8328e-08 | 97357.1962 | 9.735719620842818e+004 | 3.9065e-08 |  | 9.735719620842818e+004 | 7.1392e-08 |  | 9.735719620842818e+004 | 6.2502e-08 |  | 97424.7025 | 3.9998e-06 | 218.2348 | 3.9998e-06
9.742470246767112e+004 | 1.8321e-08 | 97424.7025 | 9.742470246767112e+004 | 3.9021e-08 |  | 9.742470246767112e+004 | 7.1301e-08 |  | 9.742470246767112e+004 | 6.2424e-08 |  | 97492.2555 | 3.9998e-06 | 218.3161 | 3.9998e-06
9.749225553490785e+004 | 1.8314e-08 | 97492.2555 | 9.749225553490785e+004 | 3.8977e-08 |  | 9.749225553490785e+004 | 7.1211e-08 |  | 9.749225553490785e+004 | 6.2347e-08 |  | 97559.8554 | 3.9998e-06 | 218.3974 | 3.9998e-06
9.755985544259446e+004 | 1.8307e-08 | 97559.8554 | 9.755985544259446e+004 | 3.8934e-08 |  | 9.755985544259446e+004 | 7.1121e-08 |  | 9.755985544259446e+004 | 6.2269e-08 |  | 97627.5022 | 3.9998e-06 | 218.4786 | 3.9998e-06
9.762750222320952e+004 | 1.8301e-08 | 97627.5022 | 9.762750222320952e+004 | 3.889e-08 |  | 9.762750222320952e+004 | 7.1031e-08 |  | 9.762750222320952e+004 | 6.2192e-08 |  | 97695.1959 | 3.9998e-06 | 218.5598 | 3.9998e-06
9.769519590925417e+004 | 1.8294e-08 | 97695.1959 | 9.769519590925417e+004 | 3.8847e-08 |  | 9.769519590925417e+004 | 7.0942e-08 |  | 9.769519590925417e+004 | 6.2114e-08 |  | 97762.9365 | 3.9998e-06 | 218.6411 | 3.9998e-06
9.776293653325200e+004 | 1.8287e-08 | 97762.9365 | 9.776293653325200e+004 | 3.8804e-08 |  | 9.776293653325200e+004 | 7.0852e-08 |  | 9.776293653325200e+004 | 6.2037e-08 |  | 97830.7241 | 3.9998e-06 | 218.7222 | 3.9998e-06
9.783072412774923e+004 | 1.828e-08 | 97830.7241 | 9.783072412774923e+004 | 3.876e-08 |  | 9.783072412774923e+004 | 7.0763e-08 |  | 9.783072412774923e+004 | 6.196e-08 |  | 97898.5587 | 3.9998e-06 | 218.8033 | 3.9998e-06
9.789855872531459e+004 | 1.8273e-08 | 97898.5587 | 9.789855872531459e+004 | 3.8717e-08 |  | 9.789855872531459e+004 | 7.0673e-08 |  | 9.789855872531459e+004 | 6.1883e-08 |  | 97966.4404 | 3.9998e-06 | 218.8845 | 3.9998e-06
9.796644035853943e+004 | 1.8267e-08 | 97966.4404 | 9.796644035853943e+004 | 3.8674e-08 |  | 9.796644035853943e+004 | 7.0584e-08 |  | 9.796644035853943e+004 | 6.1806e-08 |  | 98034.3691 | 3.9998e-06 | 218.9657 | 3.9998e-06
9.803436906003770e+004 | 1.826e-08 | 98034.3691 | 9.803436906003770e+004 | 3.8631e-08 |  | 9.803436906003770e+004 | 7.0495e-08 |  | 9.803436906003770e+004 | 6.1729e-08 |  | 98102.3449 | 3.9998e-06 | 219.0469 | 3.9998e-06
9.810234486244593e+004 | 1.8253e-08 | 98102.3449 | 9.810234486244593e+004 | 3.8588e-08 |  | 9.810234486244593e+004 | 7.0406e-08 |  | 9.810234486244593e+004 | 6.1652e-08 |  | 98170.3678 | 3.9998e-06 | 219.128 | 3.9998e-06
9.817036779842331e+004 | 1.8246e-08 | 98170.3678 | 9.817036779842331e+004 | 3.8545e-08 |  | 9.817036779842331e+004 | 7.0317e-08 |  | 9.817036779842331e+004 | 6.1576e-08 |  | 98238.4379 | 3.9998e-06 | 219.209 | 3.9998e-06
9.823843790065167e+004 | 1.824e-08 | 98238.4379 | 9.823843790065167e+004 | 3.8502e-08 |  | 9.823843790065167e+004 | 7.0228e-08 |  | 9.823843790065167e+004 | 6.1499e-08 |  | 98306.5552 | 3.9998e-06 | 219.2901 | 3.9998e-06
9.830655520183549e+004 | 1.8233e-08 | 98306.5552 | 9.830655520183549e+004 | 3.8459e-08 |  | 9.830655520183549e+004 | 7.0139e-08 |  | 9.830655520183549e+004 | 6.1423e-08 |  | 98374.7197 | 3.9998e-06 | 219.3712 | 3.9998e-06
9.837471973470193e+004 | 1.8226e-08 | 98374.7197 | 9.837471973470193e+004 | 3.8417e-08 |  | 9.837471973470193e+004 | 7.0051e-08 |  | 9.837471973470193e+004 | 6.1346e-08 |  | 98442.9315 | 3.9998e-06 | 219.4523 | 3.9998e-06
9.844293153200086e+004 | 1.8219e-08 | 98442.9315 | 9.844293153200086e+004 | 3.8374e-08 |  | 9.844293153200086e+004 | 6.9962e-08 |  | 9.844293153200086e+004 | 6.127e-08 |  | 98511.1906 | 3.9998e-06 | 219.5332 | 3.9998e-06
9.851119062650483e+004 | 1.8213e-08 | 98511.1906 | 9.851119062650483e+004 | 3.8331e-08 |  | 9.851119062650483e+004 | 6.9874e-08 |  | 9.851119062650483e+004 | 6.1194e-08 |  | 98579.4971 | 3.9998e-06 | 219.6143 | 3.9998e-06
9.857949705100914e+004 | 1.8206e-08 | 98579.4971 | 9.857949705100914e+004 | 3.8289e-08 |  | 9.857949705100914e+004 | 6.9786e-08 |  | 9.857949705100914e+004 | 6.1118e-08 |  | 98647.8508 | 3.9998e-06 | 219.6952 | 3.9998e-06
9.864785083833181e+004 | 1.8199e-08 | 98647.8508 | 9.864785083833181e+004 | 3.8246e-08 |  | 9.864785083833181e+004 | 6.9698e-08 |  | 9.864785083833181e+004 | 6.1042e-08 |  | 98716.252 | 3.9998e-06 | 219.7762 | 3.9998e-06
9.871625202131363e+004 | 1.8193e-08 | 98716.252 | 9.871625202131363e+004 | 3.8204e-08 |  | 9.871625202131363e+004 | 6.961e-08 |  | 9.871625202131363e+004 | 6.0966e-08 |  | 98784.7006 | 3.9998e-06 | 219.8572 | 3.9998e-06
9.878470063281816e+004 | 1.8186e-08 | 98784.7006 | 9.878470063281816e+004 | 3.8161e-08 |  | 9.878470063281816e+004 | 6.9522e-08 |  | 9.878470063281816e+004 | 6.089e-08 |  | 98853.1967 | 3.9998e-06 | 219.9381 | 3.9998e-06
9.885319670573174e+004 | 1.8179e-08 | 98853.1967 | 9.885319670573174e+004 | 3.8119e-08 |  | 9.885319670573174e+004 | 6.9434e-08 |  | 9.885319670573174e+004 | 6.0815e-08 |  | 98921.7403 | 3.9998e-06 | 220.019 | 3.9998e-06
9.892174027296352e+004 | 1.8172e-08 | 98921.7403 | 9.892174027296352e+004 | 3.8077e-08 |  | 9.892174027296352e+004 | 6.9347e-08 |  | 9.892174027296352e+004 | 6.0739e-08 |  | 98990.3314 | 3.9998e-06 | 220.1 | 3.9998e-06
9.899033136744544e+004 | 1.8166e-08 | 98990.3314 | 9.899033136744544e+004 | 3.8035e-08 |  | 9.899033136744544e+004 | 6.9259e-08 |  | 9.899033136744544e+004 | 6.0664e-08 |  | 99058.97 | 3.9998e-06 | 220.1809 | 3.9998e-06
9.905897002213233e+004 | 1.8159e-08 | 99058.97 | 9.905897002213233e+004 | 3.7992e-08 |  | 9.905897002213233e+004 | 6.9172e-08 |  | 9.905897002213233e+004 | 6.0589e-08 |  | 99127.6563 | 3.9998e-06 | 220.2618 | 3.9998e-06
9.912765627000183e+004 | 1.8152e-08 | 99127.6563 | 9.912765627000183e+004 | 3.795e-08 |  | 9.912765627000183e+004 | 6.9085e-08 |  | 9.912765627000183e+004 | 6.0513e-08 |  | 99196.3901 | 3.9998e-06 | 220.3425 | 3.9998e-06
9.919639014405446e+004 | 1.8146e-08 | 99196.3901 | 9.919639014405446e+004 | 3.7908e-08 |  | 9.919639014405446e+004 | 6.8998e-08 |  | 9.919639014405446e+004 | 6.0438e-08 |  | 99265.1717 | 3.9998e-06 | 220.4234 | 3.9998e-06
9.926517167731360e+004 | 1.8139e-08 | 99265.1717 | 9.926517167731360e+004 | 3.7866e-08 |  | 9.926517167731360e+004 | 6.8911e-08 |  | 9.926517167731360e+004 | 6.0363e-08 |  | 99334.0009 | 3.9998e-06 | 220.5041 | 3.9998e-06
9.933400090282556e+004 | 1.8132e-08 | 99334.0009 | 9.933400090282556e+004 | 3.7824e-08 |  | 9.933400090282556e+004 | 6.8824e-08 |  | 9.933400090282556e+004 | 6.0288e-08 |  | 99402.8779 | 3.9998e-06 | 220.585 | 3.9998e-06
9.940287785365955e+004 | 1.8126e-08 | 99402.8779 | 9.940287785365955e+004 | 3.7783e-08 |  | 9.940287785365955e+004 | 6.8737e-08 |  | 9.940287785365955e+004 | 6.0214e-08 |  | 99471.8026 | 3.9998e-06 | 220.6658 | 3.9998e-06
9.947180256290772e+004 | 1.8119e-08 | 99471.8026 | 9.947180256290772e+004 | 3.7741e-08 |  | 9.947180256290772e+004 | 6.865e-08 |  | 9.947180256290772e+004 | 6.0139e-08 |  | 99540.7751 | 3.9998e-06 | 220.7465 | 3.9998e-06
9.954077506368513e+004 | 1.8113e-08 | 99540.7751 | 9.954077506368513e+004 | 3.7699e-08 |  | 9.954077506368513e+004 | 6.8564e-08 |  | 9.954077506368513e+004 | 6.0064e-08 |  | 99609.7954 | 3.9997e-06 | 220.8272 | 3.9997e-06
9.960979538912985e+004 | 1.8106e-08 | 99609.7954 | 9.960979538912985e+004 | 3.7657e-08 |  | 9.960979538912985e+004 | 6.8477e-08 |  | 9.960979538912985e+004 | 5.999e-08 |  | 99678.8636 | 3.9997e-06 | 220.908 | 3.9997e-06
9.967886357240290e+004 | 1.8099e-08 | 99678.8636 | 9.967886357240290e+004 | 3.7616e-08 |  | 9.967886357240290e+004 | 6.8391e-08 |  | 9.967886357240290e+004 | 5.9916e-08 |  | 99747.9796 | 3.9997e-06 | 220.9888 | 3.9997e-06
9.974797964668828e+004 | 1.8093e-08 | 99747.9796 | 9.974797964668828e+004 | 3.7574e-08 |  | 9.974797964668828e+004 | 6.8305e-08 |  | 9.974797964668828e+004 | 5.9841e-08 |  | 99817.1436 | 3.9997e-06 | 221.0695 | 3.9997e-06
9.981714364519305e+004 | 1.8086e-08 | 99817.1436 | 9.981714364519305e+004 | 3.7533e-08 |  | 9.981714364519305e+004 | 6.8219e-08 |  | 9.981714364519305e+004 | 5.9767e-08 |  | 99886.3556 | 3.9997e-06 | 221.1501 | 3.9997e-06
9.988635560114724e+004 | 1.808e-08 | 99886.3556 | 9.988635560114724e+004 | 3.7491e-08 |  | 9.988635560114724e+004 | 6.8133e-08 |  | 9.988635560114724e+004 | 5.9693e-08 |  | 99955.6155 | 3.9997e-06 | 221.2309 | 3.9997e-06
9.995561554780394e+004 | 1.8073e-08 | 99955.6155 | 9.995561554780394e+004 | 3.745e-08 |  | 9.995561554780394e+004 | 6.8047e-08 |  | 9.995561554780394e+004 | 5.9619e-08 |  | 100000 | 3.9997e-06 | 221.3114 | 3.9997e-06
1.000000000000000e+005 | 1.8069e-08 | 100000 | 1.000000000000000e+005 | 3.7423e-08 |  | 1.000000000000000e+005 | 6.7992e-08 |  | 1.000000000000000e+005 | 5.9572e-08

## Required Gain
|  |  | Freq. | V(whitela).1.1 | V(whitela).1.2 | Magnitude | The data in this table is from a simulation of the Laplace form of a whitening solution derived from the ideal transfer function (shown in blue) in the required gain plot
The SNR Reduction Factor is the allowable reduction in SNR |  |  | 1 | 0.0002683 | 0.0096395 | 0.0096432
| SNR Reduction Factor | 0.70711 | 1.007 | 0.00020476 | 0.0097083 | 0.0097105
|  |  | 1.014 | 0.00014034 | 0.0097777 | 0.0097787
|  |  | 1.021 | 7.5017e-05 | 0.0098476 | 0.0098479
|  |  | 1.0281 | 8.7858e-06 | 0.009918 | 0.009918
|  |  | 1.0353 | -5.8369e-05 | 0.009989 | 0.0099891 |  | The data in this table is from a simulation of the Laplace form of a whitening solution. It is derived from inspection of the ideal transfer function shown in blue in the required gain curve
|  |  | 1.0425 | -0.00012646 | 0.01006 | 0.010061
|  |  | 1.0497 | -0.0001955 | 0.010132 | 0.010134
|  |  | 1.057 | -0.0002655 | 0.010205 | 0.010208
|  |  | 1.0644 | -0.00033648 | 0.010278 | 0.010284
|  |  | 1.0718 | -0.00040845 | 0.010352 | 0.01036
|  |  | 1.0792 | -0.00048142 | 0.010426 | 0.010437
|  |  | 1.0867 | -0.00055541 | 0.010501 | 0.010516
|  |  | 1.0943 | -0.00063043 | 0.010576 | 0.010595
|  |  | 1.1019 | -0.0007065 | 0.010652 | 0.010676
|  |  | 1.1096 | -0.00078362 | 0.010729 | 0.010757
|  |  | 1.1173 | -0.00086182 | 0.010806 | 0.01084
|  |  | 1.1251 | -0.00094111 | 0.010883 | 0.010924
|  |  | 1.1329 | -0.0010215 | 0.010962 | 0.011009
|  |  | 1.1408 | -0.001103 | 0.011041 | 0.011096
|  |  | 1.1487 | -0.0011857 | 0.01112 | 0.011183
|  |  | 1.1567 | -0.0012695 | 0.0112 | 0.011272
|  |  | 1.1647 | -0.0013545 | 0.011281 | 0.011362
|  |  | 1.1728 | -0.0014406 | 0.011362 | 0.011453
|  |  | 1.181 | -0.001528 | 0.011444 | 0.011546
|  |  | 1.1892 | -0.0016166 | 0.011527 | 0.011639
|  |  | 1.1975 | -0.0017064 | 0.01161 | 0.011735
|  |  | 1.2058 | -0.0017974 | 0.011694 | 0.011831
|  |  | 1.2142 | -0.0018898 | 0.011778 | 0.011929
|  |  | 1.2226 | -0.0019834 | 0.011863 | 0.012028
|  |  | 1.2311 | -0.0020783 | 0.011949 | 0.012129
|  |  | 1.2397 | -0.0021745 | 0.012036 | 0.012231
|  |  | 1.2483 | -0.0022721 | 0.012123 | 0.012334
|  |  | 1.257 | -0.0023711 | 0.012211 | 0.012439
|  |  | 1.2658 | -0.0024714 | 0.012299 | 0.012545
|  |  | 1.2746 | -0.0025731 | 0.012388 | 0.012653
|  |  | 1.2834 | -0.0026763 | 0.012478 | 0.012762
|  |  | 1.2924 | -0.0027808 | 0.012569 | 0.012873
|  |  | 1.3013 | -0.0028869 | 0.01266 | 0.012985
|  |  | 1.3104 | -0.0029944 | 0.012752 | 0.013099
|  |  | 1.3195 | -0.0031034 | 0.012845 | 0.013215
|  |  | 1.3287 | -0.0032139 | 0.012939 | 0.013332
|  |  | 1.3379 | -0.003326 | 0.013033 | 0.01345
|  |  | 1.3472 | -0.0034396 | 0.013128 | 0.013571
|  |  | 1.3566 | -0.0035548 | 0.013223 | 0.013693
|  |  | 1.366 | -0.0036716 | 0.01332 | 0.013817
|  |  | 1.3755 | -0.0037901 | 0.013417 | 0.013942
|  |  | 1.3851 | -0.0039102 | 0.013515 | 0.014069
|  |  | 1.3947 | -0.0040319 | 0.013614 | 0.014199
|  |  | 1.4044 | -0.0041554 | 0.013714 | 0.014329
|  |  | 1.4142 | -0.0042806 | 0.013814 | 0.014462
|  |  | 1.4241 | -0.0044075 | 0.013915 | 0.014597
|  |  | 1.434 | -0.0045362 | 0.014017 | 0.014733
|  |  | 1.4439 | -0.0046666 | 0.01412 | 0.014871
|  |  | 1.454 | -0.0047989 | 0.014224 | 0.015011
|  |  | 1.4641 | -0.0049331 | 0.014328 | 0.015154
|  |  | 1.4743 | -0.0050691 | 0.014433 | 0.015298
|  |  | 1.4845 | -0.005207 | 0.01454 | 0.015444
|  |  | 1.4948 | -0.0053468 | 0.014647 | 0.015592
|  |  | 1.5052 | -0.0054886 | 0.014755 | 0.015742
|  |  | 1.5157 | -0.0056323 | 0.014863 | 0.015895
|  |  | 1.5263 | -0.0057781 | 0.014973 | 0.016049
|  |  | 1.5369 | -0.0059258 | 0.015084 | 0.016206
|  |  | 1.5476 | -0.0060757 | 0.015195 | 0.016365
|  |  | 1.5583 | -0.0062276 | 0.015307 | 0.016526
|  |  | 1.5692 | -0.0063816 | 0.015421 | 0.016689
|  |  | 1.5801 | -0.0065378 | 0.015535 | 0.016855
|  |  | 1.5911 | -0.0066961 | 0.01565 | 0.017023
|  |  | 1.6021 | -0.0068567 | 0.015766 | 0.017193
|  |  | 1.6133 | -0.0070195 | 0.015883 | 0.017365
|  |  | 1.6245 | -0.0071845 | 0.016001 | 0.01754
|  |  | 1.6358 | -0.0073519 | 0.01612 | 0.017718
|  |  | 1.6472 | -0.0075215 | 0.016241 | 0.017898
|  |  | 1.6586 | -0.0076936 | 0.016362 | 0.01808
|  |  | 1.6702 | -0.007868 | 0.016484 | 0.018265
|  |  | 1.6818 | -0.0080449 | 0.016607 | 0.018453
|  |  | 1.6935 | -0.0082242 | 0.016731 | 0.018643
|  |  | 1.7053 | -0.008406 | 0.016856 | 0.018836
|  |  | 1.7171 | -0.0085903 | 0.016982 | 0.019031
|  |  | 1.7291 | -0.0087772 | 0.017109 | 0.019229
|  |  | 1.7411 | -0.0089668 | 0.017238 | 0.01943
|  |  | 1.7532 | -0.0091589 | 0.017367 | 0.019634
|  |  | 1.7654 | -0.0093537 | 0.017498 | 0.019841
|  |  | 1.7777 | -0.0095512 | 0.017629 | 0.02005
|  |  | 1.7901 | -0.0097515 | 0.017762 | 0.020263
|  |  | 1.8025 | -0.0099546 | 0.017896 | 0.020478
|  |  | 1.815 | -0.01016 | 0.018031 | 0.020697
|  |  | 1.8277 | -0.010369 | 0.018167 | 0.020918
|  |  | 1.8404 | -0.010581 | 0.018304 | 0.021143
|  |  | 1.8532 | -0.010795 | 0.018443 | 0.02137
|  |  | 1.8661 | -0.011013 | 0.018583 | 0.021601
|  |  | 1.879 | -0.011234 | 0.018724 | 0.021835
|  |  | 1.8921 | -0.011457 | 0.018866 | 0.022072
|  |  | 1.9053 | -0.011684 | 0.019009 | 0.022313
|  |  | 1.9185 | -0.011914 | 0.019154 | 0.022557
|  |  | 1.9319 | -0.012147 | 0.0193 | 0.022804
|  |  | 1.9453 | -0.012383 | 0.019447 | 0.023055
|  |  | 1.9588 | -0.012623 | 0.019596 | 0.02331
|  |  | 1.9725 | -0.012866 | 0.019746 | 0.023567
|  |  | 1.9862 | -0.013112 | 0.019897 | 0.023829
|  |  | 2 | -0.013362 | 0.020049 | 0.024094
|  |  | 2.0139 | -0.013615 | 0.020203 | 0.024363
|  |  | 2.0279 | -0.013872 | 0.020359 | 0.024635
|  |  | 2.042 | -0.014132 | 0.020515 | 0.024912
|  |  | 2.0562 | -0.014396 | 0.020673 | 0.025192
|  |  | 2.0705 | -0.014664 | 0.020833 | 0.025476
|  |  | 2.0849 | -0.014935 | 0.020994 | 0.025764
|  |  | 2.0994 | -0.01521 | 0.021156 | 0.026056
|  |  | 2.114 | -0.015489 | 0.02132 | 0.026352
|  |  | 2.1287 | -0.015772 | 0.021485 | 0.026653
|  |  | 2.1435 | -0.016059 | 0.021652 | 0.026957
|  |  | 2.1585 | -0.016349 | 0.02182 | 0.027266
|  |  | 2.1735 | -0.016644 | 0.02199 | 0.027579
|  |  | 2.1886 | -0.016943 | 0.022162 | 0.027896
|  |  | 2.2038 | -0.017246 | 0.022335 | 0.028218
|  |  | 2.2191 | -0.017553 | 0.022509 | 0.028544
|  |  | 2.2346 | -0.017865 | 0.022685 | 0.028875
|  |  | 2.2501 | -0.01818 | 0.022863 | 0.029211
|  |  | 2.2658 | -0.0185 | 0.023043 | 0.029551
|  |  | 2.2815 | -0.018825 | 0.023224 | 0.029896
|  |  | 2.2974 | -0.019154 | 0.023407 | 0.030245
|  |  | 2.3134 | -0.019488 | 0.023592 | 0.0306
|  |  | 2.3295 | -0.019826 | 0.023778 | 0.030959
|  |  | 2.3457 | -0.020169 | 0.023966 | 0.031324
|  |  | 2.362 | -0.020517 | 0.024156 | 0.031693
|  |  | 2.3784 | -0.020869 | 0.024348 | 0.032068
|  |  | 2.395 | -0.021227 | 0.024542 | 0.032448
|  |  | 2.4116 | -0.021589 | 0.024737 | 0.032833
|  |  | 2.4284 | -0.021956 | 0.024934 | 0.033224
|  |  | 2.4453 | -0.022329 | 0.025133 | 0.03362
|  |  | 2.4623 | -0.022707 | 0.025335 | 0.034021
|  |  | 2.4794 | -0.02309 | 0.025538 | 0.034428
|  |  | 2.4967 | -0.023478 | 0.025743 | 0.034841
|  |  | 2.514 | -0.023871 | 0.02595 | 0.03526
|  |  | 2.5315 | -0.02427 | 0.026159 | 0.035684
|  |  | 2.5491 | -0.024675 | 0.02637 | 0.036114
|  |  | 2.5669 | -0.025085 | 0.026583 | 0.03655
|  |  | 2.5847 | -0.025501 | 0.026799 | 0.036993
|  |  | 2.6027 | -0.025923 | 0.027016 | 0.037441
|  |  | 2.6208 | -0.02635 | 0.027236 | 0.037896
|  |  | 2.639 | -0.026783 | 0.027458 | 0.038357
|  |  | 2.6574 | -0.027223 | 0.027682 | 0.038825
|  |  | 2.6759 | -0.027668 | 0.027908 | 0.039299
|  |  | 2.6945 | -0.02812 | 0.028136 | 0.039779
|  |  | 2.7132 | -0.028578 | 0.028367 | 0.040266
|  |  | 2.7321 | -0.029042 | 0.028601 | 0.04076
|  |  | 2.7511 | -0.029512 | 0.028836 | 0.041261
|  |  | 2.7702 | -0.02999 | 0.029074 | 0.041769
|  |  | 2.7895 | -0.030473 | 0.029315 | 0.042284
|  |  | 2.8089 | -0.030964 | 0.029557 | 0.042806
|  |  | 2.8284 | -0.031461 | 0.029803 | 0.043336
|  |  | 2.8481 | -0.031965 | 0.030051 | 0.043873
|  |  | 2.8679 | -0.032476 | 0.030301 | 0.044417
|  |  | 2.8879 | -0.032994 | 0.030555 | 0.044969
|  |  | 2.9079 | -0.033519 | 0.03081 | 0.045528
|  |  | 2.9282 | -0.034052 | 0.031069 | 0.046096
|  |  | 2.9485 | -0.034592 | 0.03133 | 0.046671
|  |  | 2.969 | -0.035139 | 0.031594 | 0.047254
|  |  | 2.9897 | -0.035694 | 0.031861 | 0.047845
|  |  | 3.0105 | -0.036257 | 0.03213 | 0.048445
|  |  | 3.0314 | -0.036827 | 0.032403 | 0.049053
|  |  | 3.0525 | -0.037405 | 0.032678 | 0.049669
|  |  | 3.0738 | -0.037991 | 0.032957 | 0.050294
|  |  | 3.0951 | -0.038586 | 0.033238 | 0.050927
|  |  | 3.1167 | -0.039188 | 0.033522 | 0.05157
|  |  | 3.1383 | -0.039799 | 0.03381 | 0.052221
|  |  | 3.1602 | -0.040418 | 0.034101 | 0.052882
|  |  | 3.1821 | -0.041046 | 0.034394 | 0.053551
|  |  | 3.2043 | -0.041682 | 0.034691 | 0.05423
|  |  | 3.2266 | -0.042327 | 0.034992 | 0.054918
|  |  | 3.249 | -0.042981 | 0.035295 | 0.055616
|  |  | 3.2716 | -0.043645 | 0.035602 | 0.056324
|  |  | 3.2944 | -0.044317 | 0.035913 | 0.057041
|  |  | 3.3173 | -0.044998 | 0.036227 | 0.057769
|  |  | 3.3404 | -0.045689 | 0.036544 | 0.058506
|  |  | 3.3636 | -0.04639 | 0.036865 | 0.059254
|  |  | 3.387 | -0.0471 | 0.03719 | 0.060012
|  |  | 3.4105 | -0.047819 | 0.037518 | 0.060781
|  |  | 3.4343 | -0.048549 | 0.03785 | 0.06156
|  |  | 3.4581 | -0.049289 | 0.038186 | 0.06235
|  |  | 3.4822 | -0.050039 | 0.038526 | 0.063152
|  |  | 3.5064 | -0.050799 | 0.038869 | 0.063964
|  |  | 3.5308 | -0.05157 | 0.039217 | 0.064787
|  |  | 3.5554 | -0.052351 | 0.039568 | 0.065622
|  |  | 3.5801 | -0.053143 | 0.039924 | 0.066469
|  |  | 3.605 | -0.053946 | 0.040284 | 0.067328
|  |  | 3.6301 | -0.05476 | 0.040648 | 0.068198
|  |  | 3.6553 | -0.055585 | 0.041016 | 0.06908
|  |  | 3.6808 | -0.056422 | 0.041389 | 0.069975
|  |  | 3.7064 | -0.05727 | 0.041766 | 0.070882
|  |  | 3.7321 | -0.05813 | 0.042148 | 0.071802
|  |  | 3.7581 | -0.059001 | 0.042534 | 0.072734
|  |  | 3.7842 | -0.059884 | 0.042925 | 0.07368
|  |  | 3.8106 | -0.06078 | 0.04332 | 0.074638
|  |  | 3.8371 | -0.061688 | 0.04372 | 0.07561
|  |  | 3.8637 | -0.062608 | 0.044126 | 0.076595
|  |  | 3.8906 | -0.063541 | 0.044536 | 0.077594
|  |  | 3.9177 | -0.064487 | 0.044951 | 0.078607
|  |  | 3.9449 | -0.065445 | 0.045371 | 0.079634
|  |  | 3.9724 | -0.066417 | 0.045796 | 0.080675
|  |  | 4 | -0.067402 | 0.046226 | 0.081731
|  |  | 4.0278 | -0.068401 | 0.046662 | 0.082801
|  |  | 4.0558 | -0.069413 | 0.047104 | 0.083886
|  |  | 4.084 | -0.070439 | 0.04755 | 0.084986
|  |  | 4.1125 | -0.071479 | 0.048003 | 0.086102
|  |  | 4.1411 | -0.072533 | 0.048461 | 0.087233
|  |  | 4.1699 | -0.073602 | 0.048924 | 0.088379
|  |  | 4.1989 | -0.074685 | 0.049394 | 0.089542
|  |  | 4.2281 | -0.075784 | 0.04987 | 0.09072
|  |  | 4.2575 | -0.076897 | 0.050351 | 0.091915
|  |  | 4.2871 | -0.078025 | 0.050839 | 0.093126
|  |  | 4.3169 | -0.079169 | 0.051333 | 0.094355
|  |  | 4.3469 | -0.080328 | 0.051834 | 0.0956
|  |  | 4.3772 | -0.081504 | 0.052341 | 0.096863
|  |  | 4.4076 | -0.082695 | 0.052854 | 0.098143
|  |  | 4.4383 | -0.083902 | 0.053374 | 0.09944
|  |  | 4.4691 | -0.085126 | 0.053901 | 0.10076
|  |  | 4.5002 | -0.086367 | 0.054435 | 0.10209
|  |  | 4.5315 | -0.087624 | 0.054976 | 0.10344
|  |  | 4.5631 | -0.088899 | 0.055524 | 0.10481
|  |  | 4.5948 | -0.090191 | 0.056079 | 0.1062
|  |  | 4.6268 | -0.0915 | 0.056642 | 0.10761
|  |  | 4.6589 | -0.092828 | 0.057212 | 0.10904
|  |  | 4.6913 | -0.094173 | 0.05779 | 0.11049
|  |  | 4.724 | -0.095537 | 0.058375 | 0.11196
|  |  | 4.7568 | -0.096919 | 0.058968 | 0.11345
|  |  | 4.7899 | -0.09832 | 0.05957 | 0.11496
|  |  | 4.8232 | -0.09974 | 0.060179 | 0.11649
|  |  | 4.8568 | -0.10118 | 0.060797 | 0.11804
|  |  | 4.8906 | -0.10264 | 0.061424 | 0.11961
|  |  | 4.9246 | -0.10412 | 0.062058 | 0.12121
|  |  | 4.9588 | -0.10562 | 0.062702 | 0.12283
|  |  | 4.9933 | -0.10713 | 0.063354 | 0.12447
|  |  | 5.0281 | -0.10867 | 0.064016 | 0.12613
|  |  | 5.063 | -0.11023 | 0.064686 | 0.12781
|  |  | 5.0982 | -0.11182 | 0.065366 | 0.12952
|  |  | 5.1337 | -0.11342 | 0.066056 | 0.13125
|  |  | 5.1694 | -0.11504 | 0.066755 | 0.13301
|  |  | 5.2054 | -0.11669 | 0.067464 | 0.13479
|  |  | 5.2416 | -0.11836 | 0.068183 | 0.13659
|  |  | 5.278 | -0.12005 | 0.068912 | 0.13842
|  |  | 5.3147 | -0.12176 | 0.069652 | 0.14028
|  |  | 5.3517 | -0.1235 | 0.070402 | 0.14216
|  |  | 5.3889 | -0.12526 | 0.071162 | 0.14406
|  |  | 5.4264 | -0.12705 | 0.071934 | 0.146
|  |  | 5.4642 | -0.12885 | 0.072717 | 0.14796
|  |  | 5.5022 | -0.13069 | 0.073511 | 0.14994
|  |  | 5.5404 | -0.13254 | 0.074316 | 0.15196
|  |  | 5.579 | -0.13443 | 0.075134 | 0.154
|  |  | 5.6178 | -0.13633 | 0.075963 | 0.15607
|  |  | 5.6569 | -0.13827 | 0.076804 | 0.15817
|  |  | 5.6962 | -0.14023 | 0.077657 | 0.16029
|  |  | 5.7358 | -0.14221 | 0.078523 | 0.16245
|  |  | 5.7757 | -0.14422 | 0.079402 | 0.16464
|  |  | 5.8159 | -0.14626 | 0.080294 | 0.16685
|  |  | 5.8563 | -0.14833 | 0.081199 | 0.1691
|  |  | 5.8971 | -0.15042 | 0.082117 | 0.17138
|  |  | 5.9381 | -0.15255 | 0.083049 | 0.17369
|  |  | 5.9794 | -0.1547 | 0.083995 | 0.17603
|  |  | 6.021 | -0.15688 | 0.084956 | 0.1784
|  |  | 6.0629 | -0.15908 | 0.08593 | 0.18081
|  |  | 6.105 | -0.16132 | 0.086919 | 0.18325
|  |  | 6.1475 | -0.16359 | 0.087924 | 0.18572
|  |  | 6.1903 | -0.16589 | 0.088943 | 0.18823
|  |  | 6.2333 | -0.16822 | 0.089978 | 0.19077
|  |  | 6.2767 | -0.17058 | 0.091029 | 0.19334
|  |  | 6.3203 | -0.17297 | 0.092096 | 0.19596
|  |  | 6.3643 | -0.17539 | 0.093179 | 0.1986
|  |  | 6.4086 | -0.17784 | 0.094279 | 0.20129
|  |  | 6.4531 | -0.18033 | 0.095395 | 0.20401
|  |  | 6.498 | -0.18285 | 0.096529 | 0.20677
|  |  | 6.5432 | -0.1854 | 0.097681 | 0.20956
|  |  | 6.5887 | -0.18799 | 0.09885 | 0.2124
|  |  | 6.6346 | -0.19061 | 0.10004 | 0.21527
|  |  | 6.6807 | -0.19327 | 0.10124 | 0.21818
|  |  | 6.7272 | -0.19596 | 0.10247 | 0.22113
|  |  | 6.774 | -0.19869 | 0.10371 | 0.22413
|  |  | 6.8211 | -0.20145 | 0.10498 | 0.22716
|  |  | 6.8685 | -0.20425 | 0.10626 | 0.23024
|  |  | 6.9163 | -0.20709 | 0.10756 | 0.23336
|  |  | 6.9644 | -0.20996 | 0.10889 | 0.23652
|  |  | 7.0128 | -0.21287 | 0.11023 | 0.23972
|  |  | 7.0616 | -0.21582 | 0.1116 | 0.24297
|  |  | 7.1107 | -0.21881 | 0.11299 | 0.24626
|  |  | 7.1602 | -0.22184 | 0.1144 | 0.2496
|  |  | 7.21 | -0.2249 | 0.11583 | 0.25298
|  |  | 7.2602 | -0.22801 | 0.11729 | 0.25641
|  |  | 7.3107 | -0.23116 | 0.11877 | 0.25989
|  |  | 7.3615 | -0.23435 | 0.12027 | 0.26341
|  |  | 7.4127 | -0.23758 | 0.1218 | 0.26698
|  |  | 7.4643 | -0.24085 | 0.12336 | 0.2706
|  |  | 7.5162 | -0.24417 | 0.12493 | 0.27427
|  |  | 7.5685 | -0.24752 | 0.12654 | 0.27799
|  |  | 7.6211 | -0.25093 | 0.12817 | 0.28176
|  |  | 7.6741 | -0.25437 | 0.12982 | 0.28559
|  |  | 7.7275 | -0.25786 | 0.13151 | 0.28946
|  |  | 7.7812 | -0.2614 | 0.13322 | 0.29339
|  |  | 7.8354 | -0.26498 | 0.13496 | 0.29737
|  |  | 7.8899 | -0.26861 | 0.13673 | 0.30141
|  |  | 7.9447 | -0.27228 | 0.13852 | 0.3055
|  |  | 8 | -0.27601 | 0.14035 | 0.30964
|  |  | 8.0556 | -0.27978 | 0.14221 | 0.31384
|  |  | 8.1117 | -0.2836 | 0.14409 | 0.3181
|  |  | 8.1681 | -0.28746 | 0.14601 | 0.32242
|  |  | 8.2249 | -0.29138 | 0.14796 | 0.3268
|  |  | 8.2821 | -0.29535 | 0.14995 | 0.33123
|  |  | 8.3397 | -0.29937 | 0.15197 | 0.33573
|  |  | 8.3977 | -0.30344 | 0.15402 | 0.34029
|  |  | 8.4561 | -0.30756 | 0.1561 | 0.34491
|  |  | 8.515 | -0.31173 | 0.15822 | 0.34959
|  |  | 8.5742 | -0.31596 | 0.16038 | 0.35433
|  |  | 8.6338 | -0.32024 | 0.16257 | 0.35914
|  |  | 8.6939 | -0.32458 | 0.1648 | 0.36402
|  |  | 8.7543 | -0.32897 | 0.16706 | 0.36896
|  |  | 8.8152 | -0.33342 | 0.16937 | 0.37397
|  |  | 8.8766 | -0.33792 | 0.17171 | 0.37904
|  |  | 8.9383 | -0.34248 | 0.1741 | 0.38419
|  |  | 9.0005 | -0.3471 | 0.17652 | 0.3894
|  |  | 9.0631 | -0.35177 | 0.17899 | 0.39469
|  |  | 9.1261 | -0.3565 | 0.18149 | 0.40004
|  |  | 9.1896 | -0.3613 | 0.18404 | 0.40547
|  |  | 9.2535 | -0.36615 | 0.18664 | 0.41097
|  |  | 9.3179 | -0.37106 | 0.18928 | 0.41655
|  |  | 9.3827 | -0.37604 | 0.19196 | 0.4222
|  |  | 9.4479 | -0.38108 | 0.19469 | 0.42793
|  |  | 9.5137 | -0.38618 | 0.19747 | 0.43374
|  |  | 9.5798 | -0.39134 | 0.20029 | 0.43962
|  |  | 9.6465 | -0.39657 | 0.20317 | 0.44558
|  |  | 9.7136 | -0.40186 | 0.20609 | 0.45162
|  |  | 9.7811 | -0.40722 | 0.20906 | 0.45775
|  |  | 9.8492 | -0.41264 | 0.21209 | 0.46395
|  |  | 9.9177 | -0.41813 | 0.21516 | 0.47024
|  |  | 9.9866 | -0.42369 | 0.21829 | 0.47662
|  |  | 10.0561 | -0.42932 | 0.22148 | 0.48308
|  |  | 10.1261 | -0.43501 | 0.22472 | 0.48963
|  |  | 10.1965 | -0.44078 | 0.22802 | 0.49626
|  |  | 10.2674 | -0.44661 | 0.23137 | 0.50298
|  |  | 10.3388 | -0.45252 | 0.23478 | 0.5098
|  |  | 10.4107 | -0.45849 | 0.23825 | 0.5167
|  |  | 10.4831 | -0.46454 | 0.24179 | 0.5237
|  |  | 10.5561 | -0.47067 | 0.24538 | 0.53079
|  |  | 10.6295 | -0.47686 | 0.24904 | 0.53798
|  |  | 10.7034 | -0.48313 | 0.25276 | 0.54526
|  |  | 10.7779 | -0.48948 | 0.25654 | 0.55264
|  |  | 10.8528 | -0.4959 | 0.2604 | 0.56011
|  |  | 10.9283 | -0.5024 | 0.26432 | 0.56769
|  |  | 11.0043 | -0.50898 | 0.26831 | 0.57537
|  |  | 11.0809 | -0.51563 | 0.27237 | 0.58315
|  |  | 11.1579 | -0.52237 | 0.2765 | 0.59103
|  |  | 11.2356 | -0.52918 | 0.2807 | 0.59902
|  |  | 11.3137 | -0.53608 | 0.28498 | 0.60712
|  |  | 11.3924 | -0.54305 | 0.28933 | 0.61532
|  |  | 11.4716 | -0.55011 | 0.29376 | 0.62363
|  |  | 11.5514 | -0.55725 | 0.29827 | 0.63205
|  |  | 11.6318 | -0.56447 | 0.30285 | 0.64058
|  |  | 11.7127 | -0.57178 | 0.30752 | 0.64923
|  |  | 11.7942 | -0.57917 | 0.31227 | 0.65799
|  |  | 11.8762 | -0.58665 | 0.31711 | 0.66687
|  |  | 11.9588 | -0.59421 | 0.32203 | 0.67586
|  |  | 12.042 | -0.60186 | 0.32703 | 0.68497
|  |  | 12.1257 | -0.6096 | 0.33213 | 0.69421
|  |  | 12.2101 | -0.61743 | 0.33732 | 0.70356
|  |  | 12.295 | -0.62534 | 0.34259 | 0.71304
|  |  | 12.3805 | -0.63335 | 0.34796 | 0.72264
|  |  | 12.4666 | -0.64144 | 0.35343 | 0.73237
|  |  | 12.5533 | -0.64963 | 0.35899 | 0.74223
|  |  | 12.6407 | -0.65791 | 0.36466 | 0.75221
|  |  | 12.7286 | -0.66628 | 0.37042 | 0.76233
|  |  | 12.8171 | -0.67475 | 0.37628 | 0.77258
|  |  | 12.9063 | -0.68331 | 0.38225 | 0.78296
|  |  | 12.996 | -0.69197 | 0.38833 | 0.79348
|  |  | 13.0864 | -0.70072 | 0.39451 | 0.80414
|  |  | 13.1775 | -0.70956 | 0.4008 | 0.81494
|  |  | 13.2691 | -0.71851 | 0.4072 | 0.82587
|  |  | 13.3614 | -0.72755 | 0.41372 | 0.83695
|  |  | 13.4543 | -0.73669 | 0.42035 | 0.84818
|  |  | 13.5479 | -0.74592 | 0.4271 | 0.85955
|  |  | 13.6422 | -0.75526 | 0.43397 | 0.87106
|  |  | 13.737 | -0.7647 | 0.44097 | 0.88273
|  |  | 13.8326 | -0.77424 | 0.44808 | 0.89455
|  |  | 13.9288 | -0.78388 | 0.45532 | 0.90652
|  |  | 14.0257 | -0.79362 | 0.46269 | 0.91865
|  |  | 14.1232 | -0.80346 | 0.4702 | 0.93093
|  |  | 14.2215 | -0.81341 | 0.47783 | 0.94338
|  |  | 14.3204 | -0.82346 | 0.4856 | 0.95598
|  |  | 14.42 | -0.83362 | 0.49351 | 0.96875
|  |  | 14.5203 | -0.84388 | 0.50155 | 0.98168
|  |  | 14.6213 | -0.85424 | 0.50974 | 0.99477
|  |  | 14.723 | -0.86472 | 0.51808 | 1.008
|  |  | 14.8254 | -0.87529 | 0.52656 | 1.0215
|  |  | 14.9285 | -0.88598 | 0.53519 | 1.0351
|  |  | 15.0324 | -0.89677 | 0.54398 | 1.0489
|  |  | 15.1369 | -0.90767 | 0.55292 | 1.0628
|  |  | 15.2422 | -0.91868 | 0.56201 | 1.077
|  |  | 15.3482 | -0.92979 | 0.57127 | 1.0913
|  |  | 15.455 | -0.94102 | 0.58069 | 1.1058
|  |  | 15.5625 | -0.95235 | 0.59028 | 1.1204
|  |  | 15.6707 | -0.9638 | 0.60003 | 1.1353
|  |  | 15.7797 | -0.97535 | 0.60996 | 1.1504
|  |  | 15.8895 | -0.98702 | 0.62006 | 1.1656
|  |  | 16 | -0.99879 | 0.63034 | 1.1811
|  |  | 16.1113 | -1.0107 | 0.6408 | 1.1967
|  |  | 16.2234 | -1.0227 | 0.65144 | 1.2125
|  |  | 16.3362 | -1.0348 | 0.66227 | 1.2286
|  |  | 16.4498 | -1.047 | 0.67329 | 1.2448
|  |  | 16.5642 | -1.0593 | 0.6845 | 1.2612
|  |  | 16.6795 | -1.0718 | 0.69591 | 1.2779
|  |  | 16.7955 | -1.0843 | 0.70752 | 1.2947
|  |  | 16.9123 | -1.097 | 0.71933 | 1.3118
|  |  | 17.0299 | -1.1098 | 0.73134 | 1.3291
|  |  | 17.1484 | -1.1227 | 0.74357 | 1.3466
|  |  | 17.2677 | -1.1357 | 0.756 | 1.3643
|  |  | 17.3878 | -1.1488 | 0.76866 | 1.3822
|  |  | 17.5087 | -1.162 | 0.78153 | 1.4004
|  |  | 17.6305 | -1.1754 | 0.79462 | 1.4188
|  |  | 17.7531 | -1.1888 | 0.80794 | 1.4374
|  |  | 17.8766 | -1.2024 | 0.82149 | 1.4562
|  |  | 18.0009 | -1.216 | 0.83528 | 1.4753
|  |  | 18.1261 | -1.2298 | 0.8493 | 1.4946
|  |  | 18.2522 | -1.2437 | 0.86357 | 1.5141
|  |  | 18.3792 | -1.2577 | 0.87808 | 1.5339
|  |  | 18.507 | -1.2718 | 0.89283 | 1.5539
|  |  | 18.6357 | -1.286 | 0.90784 | 1.5742
|  |  | 18.7654 | -1.3004 | 0.92311 | 1.5947
|  |  | 18.8959 | -1.3148 | 0.93864 | 1.6155
|  |  | 19.0273 | -1.3293 | 0.95443 | 1.6365
|  |  | 19.1597 | -1.344 | 0.97049 | 1.6577
|  |  | 19.2929 | -1.3587 | 0.98683 | 1.6793
|  |  | 19.4271 | -1.3736 | 1.0034 | 1.7011
|  |  | 19.5622 | -1.3885 | 1.0203 | 1.7231
|  |  | 19.6983 | -1.4036 | 1.0375 | 1.7454
|  |  | 19.8353 | -1.4188 | 1.055 | 1.768
|  |  | 19.9733 | -1.434 | 1.0727 | 1.7909
|  |  | 20.1122 | -1.4494 | 1.0908 | 1.814
|  |  | 20.2521 | -1.4649 | 1.1092 | 1.8374
|  |  | 20.393 | -1.4804 | 1.1278 | 1.8611
|  |  | 20.5348 | -1.4961 | 1.1468 | 1.885
|  |  | 20.6776 | -1.5118 | 1.1661 | 1.9093
|  |  | 20.8215 | -1.5277 | 1.1857 | 1.9338
|  |  | 20.9663 | -1.5436 | 1.2057 | 1.9586
|  |  | 21.1121 | -1.5596 | 1.2259 | 1.9838
|  |  | 21.259 | -1.5757 | 1.2465 | 2.0092
|  |  | 21.4068 | -1.5919 | 1.2675 | 2.0349
|  |  | 21.5557 | -1.6082 | 1.2888 | 2.0609
|  |  | 21.7057 | -1.6246 | 1.3104 | 2.0872
|  |  | 21.8566 | -1.641 | 1.3324 | 2.1138
|  |  | 22.0087 | -1.6575 | 1.3548 | 2.1407
|  |  | 22.1618 | -1.6741 | 1.3775 | 2.168
|  |  | 22.3159 | -1.6908 | 1.4006 | 2.1955
|  |  | 22.4711 | -1.7075 | 1.424 | 2.2234
|  |  | 22.6274 | -1.7243 | 1.4478 | 2.2516
|  |  | 22.7848 | -1.7412 | 1.4721 | 2.2801
|  |  | 22.9433 | -1.7582 | 1.4967 | 2.3089
|  |  | 23.1029 | -1.7752 | 1.5217 | 2.3381
|  |  | 23.2636 | -1.7922 | 1.5471 | 2.3676
|  |  | 23.4254 | -1.8093 | 1.5729 | 2.3974
|  |  | 23.5883 | -1.8265 | 1.5991 | 2.4276
|  |  | 23.7524 | -1.8437 | 1.6257 | 2.4581
|  |  | 23.9176 | -1.8609 | 1.6527 | 2.4889
|  |  | 24.0839 | -1.8782 | 1.6802 | 2.5201
|  |  | 24.2515 | -1.8956 | 1.7081 | 2.5516
|  |  | 24.4201 | -1.913 | 1.7364 | 2.5835
|  |  | 24.59 | -1.9304 | 1.7652 | 2.6157
|  |  | 24.761 | -1.9478 | 1.7944 | 2.6483
|  |  | 24.9333 | -1.9652 | 1.8241 | 2.6813
|  |  | 25.1067 | -1.9827 | 1.8542 | 2.7146
|  |  | 25.2813 | -2.0002 | 1.8848 | 2.7483
|  |  | 25.4572 | -2.0177 | 1.9158 | 2.7823
|  |  | 25.6342 | -2.0352 | 1.9473 | 2.8167
|  |  | 25.8125 | -2.0527 | 1.9793 | 2.8515
|  |  | 25.9921 | -2.0702 | 2.0118 | 2.8867
|  |  | 26.1729 | -2.0877 | 2.0447 | 2.9222
|  |  | 26.3549 | -2.1051 | 2.0782 | 2.9581
|  |  | 26.5382 | -2.1226 | 2.1121 | 2.9944
|  |  | 26.7228 | -2.14 | 2.1466 | 3.0311
|  |  | 26.9087 | -2.1574 | 2.1815 | 3.0682
|  |  | 27.0958 | -2.1748 | 2.217 | 3.1056
|  |  | 27.2843 | -2.1921 | 2.253 | 3.1435
|  |  | 27.4741 | -2.2094 | 2.2895 | 3.1817
|  |  | 27.6652 | -2.2266 | 2.3265 | 3.2204
|  |  | 27.8576 | -2.2438 | 2.3641 | 3.2594
|  |  | 28.0514 | -2.2609 | 2.4022 | 3.2988
|  |  | 28.2465 | -2.2779 | 2.4409 | 3.3387
|  |  | 28.443 | -2.2949 | 2.4801 | 3.3789
|  |  | 28.6408 | -2.3118 | 2.5198 | 3.4196
|  |  | 28.84 | -2.3285 | 2.5601 | 3.4607
|  |  | 29.0406 | -2.3452 | 2.601 | 3.5022
|  |  | 29.2426 | -2.3618 | 2.6424 | 3.5441
|  |  | 29.446 | -2.3783 | 2.6844 | 3.5864
|  |  | 29.6508 | -2.3946 | 2.727 | 3.6292
|  |  | 29.8571 | -2.4108 | 2.7702 | 3.6723
|  |  | 30.0647 | -2.4269 | 2.8139 | 3.7159
|  |  | 30.2738 | -2.4428 | 2.8583 | 3.76
|  |  | 30.4844 | -2.4586 | 2.9032 | 3.8044
|  |  | 30.6965 | -2.4742 | 2.9488 | 3.8493
|  |  | 30.91 | -2.4897 | 2.9949 | 3.8946
|  |  | 31.125 | -2.505 | 3.0416 | 3.9404
|  |  | 31.3414 | -2.5201 | 3.089 | 3.9865
|  |  | 31.5594 | -2.535 | 3.1369 | 4.0332
|  |  | 31.779 | -2.5497 | 3.1855 | 4.0802
|  |  | 32 | -2.5641 | 3.2347 | 4.1277
|  |  | 32.2226 | -2.5784 | 3.2845 | 4.1757
|  |  | 32.4467 | -2.5924 | 3.335 | 4.2241
|  |  | 32.6724 | -2.6062 | 3.3861 | 4.2729
|  |  | 32.8996 | -2.6197 | 3.4378 | 4.3222
|  |  | 33.1285 | -2.633 | 3.4902 | 4.3719
|  |  | 33.3589 | -2.646 | 3.5432 | 4.4221
|  |  | 33.5909 | -2.6587 | 3.5968 | 4.4728
|  |  | 33.8246 | -2.6711 | 3.6511 | 4.5239
|  |  | 34.0598 | -2.6833 | 3.706 | 4.5754
|  |  | 34.2968 | -2.6951 | 3.7616 | 4.6274
|  |  | 34.5353 | -2.7066 | 3.8178 | 4.6799
|  |  | 34.7755 | -2.7177 | 3.8747 | 4.7328
|  |  | 35.0174 | -2.7285 | 3.9323 | 4.7862
|  |  | 35.261 | -2.739 | 3.9905 | 4.84
|  |  | 35.5062 | -2.749 | 4.0493 | 4.8943
|  |  | 35.7532 | -2.7587 | 4.1088 | 4.9491
|  |  | 36.0019 | -2.768 | 4.169 | 5.0043
|  |  | 36.2523 | -2.7769 | 4.2299 | 5.0599
|  |  | 36.5044 | -2.7854 | 4.2914 | 5.1161
|  |  | 36.7583 | -2.7935 | 4.3535 | 5.1727
|  |  | 37.014 | -2.8011 | 4.4164 | 5.2297
|  |  | 37.2715 | -2.8082 | 4.4798 | 5.2873
|  |  | 37.5307 | -2.8149 | 4.544 | 5.3452
|  |  | 37.7918 | -2.8211 | 4.6088 | 5.4037
|  |  | 38.0546 | -2.8269 | 4.6743 | 5.4626
|  |  | 38.3193 | -2.8321 | 4.7404 | 5.522
|  |  | 38.5859 | -2.8368 | 4.8072 | 5.5818
|  |  | 38.8542 | -2.841 | 4.8747 | 5.6421
|  |  | 39.1245 | -2.8446 | 4.9428 | 5.7029
|  |  | 39.3966 | -2.8477 | 5.0115 | 5.7641
|  |  | 39.6706 | -2.8502 | 5.0809 | 5.8257
|  |  | 39.9466 | -2.8521 | 5.151 | 5.8879
|  |  | 40.2244 | -2.8534 | 5.2217 | 5.9505
|  |  | 40.5042 | -2.8542 | 5.293 | 6.0135
|  |  | 40.7859 | -2.8542 | 5.365 | 6.077
|  |  | 41.0696 | -2.8537 | 5.4376 | 6.141
|  |  | 41.3553 | -2.8525 | 5.5109 | 6.2054
|  |  | 41.6429 | -2.8507 | 5.5848 | 6.2702
|  |  | 41.9326 | -2.8481 | 5.6593 | 6.3355
|  |  | 42.2243 | -2.8449 | 5.7344 | 6.4013
|  |  | 42.5179 | -2.841 | 5.8101 | 6.4675
|  |  | 42.8137 | -2.8364 | 5.8864 | 6.5342
|  |  | 43.1115 | -2.831 | 5.9634 | 6.6012
|  |  | 43.4113 | -2.8249 | 6.0409 | 6.6688
|  |  | 43.7133 | -2.818 | 6.119 | 6.7367
|  |  | 44.0173 | -2.8104 | 6.1977 | 6.8052
|  |  | 44.3235 | -2.8019 | 6.277 | 6.874
|  |  | 44.6318 | -2.7927 | 6.3569 | 6.9433
|  |  | 44.9422 | -2.7826 | 6.4373 | 7.013
|  |  | 45.2548 | -2.7718 | 6.5182 | 7.0831
|  |  | 45.5696 | -2.76 | 6.5998 | 7.1536
|  |  | 45.8866 | -2.7475 | 6.6818 | 7.2246
|  |  | 46.2057 | -2.734 | 6.7644 | 7.296
|  |  | 46.5271 | -2.7197 | 6.8474 | 7.3678
|  |  | 46.8507 | -2.7045 | 6.931 | 7.44
|  |  | 47.1766 | -2.6884 | 7.0151 | 7.5126
|  |  | 47.5048 | -2.6713 | 7.0997 | 7.5856
|  |  | 47.8352 | -2.6534 | 7.1848 | 7.6591
|  |  | 48.1679 | -2.6344 | 7.2703 | 7.7329
|  |  | 48.5029 | -2.6146 | 7.3562 | 7.8071
|  |  | 48.8403 | -2.5937 | 7.4427 | 7.8817
|  |  | 49.18 | -2.5719 | 7.5295 | 7.9566
|  |  | 49.5221 | -2.5491 | 7.6168 | 8.032
|  |  | 49.8665 | -2.5252 | 7.7044 | 8.1077
|  |  | 50.2134 | -2.5004 | 7.7925 | 8.1838
|  |  | 50.5626 | -2.4745 | 7.8809 | 8.2603
|  |  | 50.9143 | -2.4476 | 7.9697 | 8.3371
|  |  | 51.2685 | -2.4196 | 8.0589 | 8.4143
|  |  | 51.6251 | -2.3906 | 8.1484 | 8.4918
|  |  | 51.9842 | -2.3604 | 8.2382 | 8.5697
|  |  | 52.3457 | -2.3292 | 8.3283 | 8.6479
|  |  | 52.7098 | -2.2969 | 8.4188 | 8.7265
|  |  | 53.0765 | -2.2635 | 8.5094 | 8.8054
|  |  | 53.4456 | -2.229 | 8.6004 | 8.8846
|  |  | 53.8174 | -2.1934 | 8.6916 | 8.9641
|  |  | 54.1917 | -2.1566 | 8.783 | 9.0439
|  |  | 54.5686 | -2.1187 | 8.8747 | 9.1241
|  |  | 54.9482 | -2.0796 | 8.9665 | 9.2045
|  |  | 55.3304 | -2.0394 | 9.0585 | 9.2853
|  |  | 55.7152 | -1.998 | 9.1507 | 9.3663
|  |  | 56.1028 | -1.9554 | 9.243 | 9.4476
|  |  | 56.493 | -1.9117 | 9.3355 | 9.5292
|  |  | 56.8859 | -1.8667 | 9.428 | 9.611
|  |  | 57.2816 | -1.8206 | 9.5207 | 9.6932
|  |  | 57.68 | -1.7732 | 9.6134 | 9.7755
|  |  | 58.0812 | -1.7247 | 9.7061 | 9.8582
|  |  | 58.4852 | -1.6749 | 9.7989 | 9.941
|  |  | 58.892 | -1.6239 | 9.8917 | 10.0241
|  |  | 59.3016 | -1.5717 | 9.9845 | 10.1075
|  |  | 59.7141 | -1.5183 | 10.0773 | 10.191
|  |  | 60.1295 | -1.4636 | 10.17 | 10.2748
|  |  | 60.5477 | -1.4077 | 10.2627 | 10.3588
|  |  | 60.9688 | -1.3506 | 10.3552 | 10.4429
|  |  | 61.3929 | -1.2922 | 10.4477 | 10.5273
|  |  | 61.8199 | -1.2326 | 10.54 | 10.6119
|  |  | 62.2499 | -1.1717 | 10.6322 | 10.6966
|  |  | 62.6829 | -1.1096 | 10.7243 | 10.7815
|  |  | 63.1189 | -1.0462 | 10.8161 | 10.8666
|  |  | 63.5579 | -0.9816 | 10.9077 | 10.9518
|  |  | 64 | -0.91574 | 10.9991 | 11.0371
|  |  | 64.4452 | -0.84863 | 11.0902 | 11.1227
|  |  | 64.8934 | -0.78027 | 11.1811 | 11.2083
|  |  | 65.3448 | -0.71066 | 11.2717 | 11.294
|  |  | 65.7993 | -0.63981 | 11.3619 | 11.3799
|  |  | 66.257 | -0.56772 | 11.4518 | 11.4659
|  |  | 66.7178 | -0.49439 | 11.5414 | 11.552
|  |  | 67.1819 | -0.41982 | 11.6306 | 11.6381
|  |  | 67.6492 | -0.34402 | 11.7193 | 11.7244
|  |  | 68.1197 | -0.26699 | 11.8077 | 11.8107
|  |  | 68.5935 | -0.18873 | 11.8956 | 11.8971
|  |  | 69.0706 | -0.10926 | 11.9831 | 11.9836
|  |  | 69.551 | -0.02857 | 12.07 | 12.0701
|  |  | 70.0348 | 0.053327 | 12.1565 | 12.1566
|  |  | 70.5219 | 0.13643 | 12.2424 | 12.2432
|  |  | 71.0124 | 0.22072 | 12.3278 | 12.3298
|  |  | 71.5064 | 0.3062 | 12.4126 | 12.4164
|  |  | 72.0037 | 0.39286 | 12.4968 | 12.503
|  |  | 72.5046 | 0.4807 | 12.5805 | 12.5896
|  |  | 73.0089 | 0.5697 | 12.6635 | 12.6763
|  |  | 73.5167 | 0.65985 | 12.7458 | 12.7629
|  |  | 74.028 | 0.75115 | 12.8275 | 12.8494
|  |  | 74.5429 | 0.84358 | 12.9084 | 12.936
|  |  | 75.0614 | 0.93713 | 12.9887 | 13.0225
|  |  | 75.5835 | 1.0318 | 13.0683 | 13.1089
|  |  | 76.1093 | 1.1276 | 13.147 | 13.1953
|  |  | 76.6386 | 1.2244 | 13.2251 | 13.2816
|  |  | 77.1717 | 1.3224 | 13.3023 | 13.3679
|  |  | 77.7085 | 1.4214 | 13.3788 | 13.4541
|  |  | 78.249 | 1.5215 | 13.4544 | 13.5401
|  |  | 78.7932 | 1.6226 | 13.5292 | 13.6261
|  |  | 79.3413 | 1.7247 | 13.6031 | 13.712
|  |  | 79.8932 | 1.8278 | 13.6761 | 13.7977
|  |  | 80.4489 | 1.932 | 13.7483 | 13.8834
|  |  | 81.0084 | 2.0371 | 13.8195 | 13.9689
|  |  | 81.5719 | 2.1432 | 13.8899 | 14.0542
|  |  | 82.1393 | 2.2502 | 13.9592 | 14.1394
|  |  | 82.7106 | 2.3582 | 14.0277 | 14.2245
|  |  | 83.2859 | 2.4671 | 14.0951 | 14.3094
|  |  | 83.8652 | 2.5769 | 14.1616 | 14.3941
|  |  | 84.4485 | 2.6876 | 14.2271 | 14.4787
|  |  | 85.0359 | 2.7992 | 14.2915 | 14.563
|  |  | 85.6274 | 2.9116 | 14.3549 | 14.6472
|  |  | 86.2229 | 3.0249 | 14.4173 | 14.7312
|  |  | 86.8227 | 3.1389 | 14.4786 | 14.815
|  |  | 87.4266 | 3.2538 | 14.5389 | 14.8985
|  |  | 88.0347 | 3.3694 | 14.598 | 14.9818
|  |  | 88.647 | 3.4859 | 14.6561 | 15.0649
|  |  | 89.2636 | 3.603 | 14.7131 | 15.1478
|  |  | 89.8845 | 3.7209 | 14.7689 | 15.2304
|  |  | 90.5097 | 3.8395 | 14.8236 | 15.3128
|  |  | 91.1392 | 3.9588 | 14.8772 | 15.3949
|  |  | 91.7731 | 4.0787 | 14.9296 | 15.4768
|  |  | 92.4115 | 4.1993 | 14.9809 | 15.5583
|  |  | 93.0542 | 4.3205 | 15.031 | 15.6397
|  |  | 93.7015 | 4.4423 | 15.08 | 15.7207
|  |  | 94.3532 | 4.5647 | 15.1277 | 15.8014
|  |  | 95.0095 | 4.6877 | 15.1743 | 15.8818
|  |  | 95.6704 | 4.8112 | 15.2196 | 15.962
|  |  | 96.3358 | 4.9353 | 15.2638 | 16.0418
|  |  | 97.0059 | 5.0598 | 15.3067 | 16.1213
|  |  | 97.6806 | 5.1848 | 15.3485 | 16.2005
|  |  | 98.36 | 5.3103 | 15.389 | 16.2794
|  |  | 99.0442 | 5.4362 | 15.4282 | 16.358
|  |  | 99.7331 | 5.5626 | 15.4663 | 16.4362
|  |  | 100.4268 | 5.6893 | 15.5031 | 16.514
|  |  | 101.1253 | 5.8165 | 15.5386 | 16.5916
|  |  | 101.8287 | 5.9439 | 15.5729 | 16.6687
|  |  | 102.5369 | 6.0718 | 15.606 | 16.7456
|  |  | 103.2501 | 6.1999 | 15.6378 | 16.822
|  |  | 103.9683 | 6.3283 | 15.6684 | 16.8981
|  |  | 104.6915 | 6.457 | 15.6977 | 16.9738
|  |  | 105.4197 | 6.586 | 15.7258 | 17.0492
|  |  | 106.1529 | 6.7152 | 15.7526 | 17.1241
|  |  | 106.8913 | 6.8446 | 15.7781 | 17.1987
|  |  | 107.6347 | 6.9741 | 15.8024 | 17.2729
|  |  | 108.3834 | 7.1039 | 15.8254 | 17.3467
|  |  | 109.1373 | 7.2338 | 15.8472 | 17.4201
|  |  | 109.8964 | 7.3638 | 15.8677 | 17.4932
|  |  | 110.6608 | 7.494 | 15.887 | 17.5658
|  |  | 111.4305 | 7.6242 | 15.905 | 17.638
|  |  | 112.2055 | 7.7545 | 15.9218 | 17.7098
|  |  | 112.986 | 7.8848 | 15.9373 | 17.7811
|  |  | 113.7719 | 8.0152 | 15.9516 | 17.8521
|  |  | 114.5632 | 8.1456 | 15.9647 | 17.9226
|  |  | 115.3601 | 8.2759 | 15.9765 | 17.9927
|  |  | 116.1625 | 8.4063 | 15.9871 | 18.0624
|  |  | 116.9704 | 8.5366 | 15.9964 | 18.1317
|  |  | 117.784 | 8.6668 | 16.0046 | 18.2005
|  |  | 118.6033 | 8.7969 | 16.0115 | 18.2689
|  |  | 119.4282 | 8.9269 | 16.0172 | 18.3369
|  |  | 120.2589 | 9.0568 | 16.0217 | 18.4044
|  |  | 121.0954 | 9.1866 | 16.0251 | 18.4715
|  |  | 121.9377 | 9.3162 | 16.0272 | 18.5381
|  |  | 122.7858 | 9.4456 | 16.0282 | 18.6043
|  |  | 123.6399 | 9.5748 | 16.0279 | 18.6701
|  |  | 124.4998 | 9.7038 | 16.0265 | 18.7354
|  |  | 125.3658 | 9.8326 | 16.024 | 18.8002
|  |  | 126.2378 | 9.9611 | 16.0203 | 18.8646
|  |  | 127.1158 | 10.0894 | 16.0154 | 18.9286
|  |  | 128 | 10.2174 | 16.0095 | 18.9921
|  |  | 128.8903 | 10.3451 | 16.0024 | 19.0551
|  |  | 129.7868 | 10.4725 | 15.9941 | 19.1177
|  |  | 130.6896 | 10.5995 | 15.9848 | 19.1798
|  |  | 131.5986 | 10.7263 | 15.9744 | 19.2415
|  |  | 132.5139 | 10.8526 | 15.9629 | 19.3027
|  |  | 133.4356 | 10.9786 | 15.9503 | 19.3634
|  |  | 134.3637 | 11.1042 | 15.9366 | 19.4237
|  |  | 135.2983 | 11.2294 | 15.9219 | 19.4835
|  |  | 136.2394 | 11.3542 | 15.9062 | 19.5429
|  |  | 137.187 | 11.4786 | 15.8894 | 19.6018
|  |  | 138.1412 | 11.6025 | 15.8716 | 19.6602
|  |  | 139.1021 | 11.7259 | 15.8527 | 19.7182
|  |  | 140.0696 | 11.849 | 15.8329 | 19.7757
|  |  | 141.0439 | 11.9715 | 15.8121 | 19.8327
|  |  | 142.0249 | 12.0935 | 15.7903 | 19.8893
|  |  | 143.0128 | 12.215 | 15.7675 | 19.9455
|  |  | 144.0075 | 12.3361 | 15.7438 | 20.0011
|  |  | 145.0091 | 12.4566 | 15.7191 | 20.0563
|  |  | 146.0178 | 12.5765 | 15.6935 | 20.1111
|  |  | 147.0334 | 12.6959 | 15.667 | 20.1653
|  |  | 148.0561 | 12.8148 | 15.6396 | 20.2192
|  |  | 149.0859 | 12.9331 | 15.6112 | 20.2725
|  |  | 150.1229 | 13.0508 | 15.582 | 20.3254
|  |  | 151.1671 | 13.1679 | 15.552 | 20.3779
|  |  | 152.2185 | 13.2845 | 15.5211 | 20.4299
|  |  | 153.2773 | 13.4004 | 15.4893 | 20.4814
|  |  | 154.3434 | 13.5157 | 15.4567 | 20.5325
|  |  | 155.4169 | 13.6304 | 15.4233 | 20.5831
|  |  | 156.498 | 13.7445 | 15.3891 | 20.6333
|  |  | 157.5865 | 13.8579 | 15.354 | 20.683
|  |  | 158.6826 | 13.9707 | 15.3182 | 20.7323
|  |  | 159.7863 | 14.0828 | 15.2817 | 20.7811
|  |  | 160.8977 | 14.1943 | 15.2444 | 20.8295
|  |  | 162.0168 | 14.3051 | 15.2063 | 20.8775
|  |  | 163.1438 | 14.4152 | 15.1675 | 20.925
|  |  | 164.2785 | 14.5247 | 15.128 | 20.972
|  |  | 165.4212 | 14.6335 | 15.0878 | 21.0186
|  |  | 166.5718 | 14.7416 | 15.047 | 21.0648
|  |  | 167.7304 | 14.849 | 15.0054 | 21.1105
|  |  | 168.897 | 14.9557 | 14.9632 | 21.1558
|  |  | 170.0718 | 15.0617 | 14.9203 | 21.2007
|  |  | 171.2547 | 15.167 | 14.8768 | 21.2451
|  |  | 172.4459 | 15.2716 | 14.8327 | 21.2891
|  |  | 173.6454 | 15.3754 | 14.7879 | 21.3327
|  |  | 174.8532 | 15.4786 | 14.7426 | 21.3759
|  |  | 176.0694 | 15.581 | 14.6966 | 21.4186
|  |  | 177.294 | 15.6827 | 14.6501 | 21.4609
|  |  | 178.5272 | 15.7836 | 14.6031 | 21.5028
|  |  | 179.7689 | 15.8838 | 14.5555 | 21.5443
|  |  | 181.0193 | 15.9833 | 14.5073 | 21.5854
|  |  | 182.2784 | 16.0821 | 14.4586 | 21.626
|  |  | 183.5463 | 16.1801 | 14.4095 | 21.6663
|  |  | 184.8229 | 16.2774 | 14.3598 | 21.7061
|  |  | 186.1085 | 16.3739 | 14.3096 | 21.7455
|  |  | 187.403 | 16.4697 | 14.259 | 21.7846
|  |  | 188.7065 | 16.5647 | 14.2079 | 21.8232
|  |  | 190.019 | 16.659 | 14.1563 | 21.8614
|  |  | 191.3407 | 16.7525 | 14.1043 | 21.8993
|  |  | 192.6716 | 16.8453 | 14.0519 | 21.9367
|  |  | 194.0117 | 16.9373 | 13.9991 | 21.9738
|  |  | 195.3612 | 17.0286 | 13.9458 | 22.0104
|  |  | 196.72 | 17.1191 | 13.8922 | 22.0467
|  |  | 198.0883 | 17.2089 | 13.8382 | 22.0826
|  |  | 199.4661 | 17.2979 | 13.7838 | 22.1181
|  |  | 200.8535 | 17.3862 | 13.7291 | 22.1533
|  |  | 202.2506 | 17.4737 | 13.674 | 22.188
|  |  | 203.6573 | 17.5605 | 13.6186 | 22.2224
|  |  | 205.0739 | 17.6465 | 13.5629 | 22.2565
|  |  | 206.5003 | 17.7318 | 13.5068 | 22.2901
|  |  | 207.9366 | 17.8163 | 13.4504 | 22.3234
|  |  | 209.3829 | 17.9001 | 13.3938 | 22.3564
|  |  | 210.8393 | 17.9831 | 13.3368 | 22.3889
|  |  | 212.3058 | 18.0654 | 13.2796 | 22.4212
|  |  | 213.7825 | 18.147 | 13.2222 | 22.453
|  |  | 215.2695 | 18.2278 | 13.1644 | 22.4845
|  |  | 216.7668 | 18.3079 | 13.1065 | 22.5157
|  |  | 218.2745 | 18.3872 | 13.0483 | 22.5465
|  |  | 219.7928 | 18.4658 | 12.9899 | 22.577
|  |  | 221.3215 | 18.5437 | 12.9312 | 22.6072
|  |  | 222.8609 | 18.6208 | 12.8724 | 22.637
|  |  | 224.4111 | 18.6972 | 12.8133 | 22.6665
|  |  | 225.972 | 18.7729 | 12.7541 | 22.6956
|  |  | 227.5437 | 18.8479 | 12.6947 | 22.7244
|  |  | 229.1264 | 18.9222 | 12.6352 | 22.7529
|  |  | 230.7201 | 18.9957 | 12.5754 | 22.7811
|  |  | 232.3249 | 19.0685 | 12.5156 | 22.8089
|  |  | 233.9409 | 19.1406 | 12.4555 | 22.8365
|  |  | 235.568 | 19.212 | 12.3954 | 22.8637
|  |  | 237.2065 | 19.2828 | 12.3351 | 22.8906
|  |  | 238.8564 | 19.3528 | 12.2747 | 22.9172
|  |  | 240.5178 | 19.4221 | 12.2142 | 22.9435
|  |  | 242.1908 | 19.4907 | 12.1536 | 22.9695
|  |  | 243.8753 | 19.5586 | 12.0929 | 22.9952
|  |  | 245.5716 | 19.6259 | 12.0321 | 23.0206
|  |  | 247.2797 | 19.6924 | 11.9713 | 23.0457
|  |  | 248.9997 | 19.7583 | 11.9103 | 23.0705
|  |  | 250.7316 | 19.8235 | 11.8493 | 23.095
|  |  | 252.4756 | 19.888 | 11.7883 | 23.1192
|  |  | 254.2317 | 19.9519 | 11.7272 | 23.1432
|  |  | 256 | 20.0151 | 11.6661 | 23.1668
|  |  | 257.7806 | 20.0777 | 11.6049 | 23.1902
|  |  | 259.5736 | 20.1396 | 11.5437 | 23.2133
|  |  | 261.3791 | 20.2008 | 11.4824 | 23.2362
|  |  | 263.1971 | 20.2614 | 11.4212 | 23.2587
|  |  | 265.0278 | 20.3214 | 11.3599 | 23.281
|  |  | 266.8712 | 20.3807 | 11.2987 | 23.303
|  |  | 268.7275 | 20.4394 | 11.2374 | 23.3248
|  |  | 270.5966 | 20.4974 | 11.1761 | 23.3463
|  |  | 272.4788 | 20.5549 | 11.1149 | 23.3676
|  |  | 274.374 | 20.6117 | 11.0537 | 23.3886
|  |  | 276.2824 | 20.6679 | 10.9925 | 23.4093
|  |  | 278.2041 | 20.7235 | 10.9313 | 23.4298
|  |  | 280.1392 | 20.7784 | 10.8702 | 23.4501
|  |  | 282.0877 | 20.8328 | 10.8091 | 23.4701
|  |  | 284.0498 | 20.8866 | 10.7481 | 23.4898
|  |  | 286.0255 | 20.9398 | 10.6871 | 23.5093
|  |  | 288.015 | 20.9924 | 10.6262 | 23.5286
|  |  | 290.0183 | 21.0444 | 10.5653 | 23.5477
|  |  | 292.0355 | 21.0958 | 10.5045 | 23.5665
|  |  | 294.0668 | 21.1467 | 10.4438 | 23.5851
|  |  | 296.1122 | 21.197 | 10.3831 | 23.6034
|  |  | 298.1718 | 21.2467 | 10.3225 | 23.6216
|  |  | 300.2457 | 21.2959 | 10.262 | 23.6395
|  |  | 302.3341 | 21.3445 | 10.2016 | 23.6572
|  |  | 304.437 | 21.3926 | 10.1413 | 23.6746
|  |  | 306.5545 | 21.4401 | 10.0811 | 23.6919
|  |  | 308.6868 | 21.487 | 10.021 | 23.7089
|  |  | 310.8339 | 21.5335 | 9.9609 | 23.7257
|  |  | 312.9959 | 21.5794 | 9.901 | 23.7424
|  |  | 315.173 | 21.6248 | 9.8412 | 23.7588
|  |  | 317.3652 | 21.6696 | 9.7816 | 23.775
|  |  | 319.5726 | 21.7139 | 9.722 | 23.791
|  |  | 321.7954 | 21.7577 | 9.6625 | 23.8068
|  |  | 324.0337 | 21.8011 | 9.6032 | 23.8224
|  |  | 326.2875 | 21.8439 | 9.544 | 23.8378
|  |  | 328.557 | 21.8862 | 9.485 | 23.8531
|  |  | 330.8423 | 21.928 | 9.426 | 23.8681
|  |  | 333.1435 | 21.9693 | 9.3673 | 23.8829
|  |  | 335.4607 | 22.0101 | 9.3086 | 23.8976
|  |  | 337.794 | 22.0505 | 9.2501 | 23.9121
|  |  | 340.1436 | 22.0903 | 9.1917 | 23.9264
|  |  | 342.5095 | 22.1297 | 9.1335 | 23.9405
|  |  | 344.8918 | 22.1687 | 9.0754 | 23.9544
|  |  | 347.2907 | 22.2071 | 9.0175 | 23.9681
|  |  | 349.7063 | 22.2451 | 8.9598 | 23.9817
|  |  | 352.1387 | 22.2827 | 8.9022 | 23.9951
|  |  | 354.588 | 22.3198 | 8.8447 | 24.0084
|  |  | 357.0544 | 22.3564 | 8.7874 | 24.0214
|  |  | 359.5379 | 22.3926 | 8.7303 | 24.0343
|  |  | 362.0387 | 22.4284 | 8.6733 | 24.0471
|  |  | 364.5569 | 22.4638 | 8.6166 | 24.0596
|  |  | 367.0925 | 22.4987 | 8.5599 | 24.072
|  |  | 369.6459 | 22.5332 | 8.5035 | 24.0843
|  |  | 372.217 | 22.5673 | 8.4472 | 24.0964
|  |  | 374.8059 | 22.6009 | 8.3911 | 24.1083
|  |  | 377.4129 | 22.6342 | 8.3352 | 24.1201
|  |  | 380.038 | 22.667 | 8.2794 | 24.1318
|  |  | 382.6814 | 22.6994 | 8.2239 | 24.1432
|  |  | 385.3432 | 22.7315 | 8.1685 | 24.1546
|  |  | 388.0234 | 22.7631 | 8.1132 | 24.1658
|  |  | 390.7224 | 22.7944 | 8.0582 | 24.1768
|  |  | 393.44 | 22.8252 | 8.0034 | 24.1877
|  |  | 396.1766 | 22.8557 | 7.9487 | 24.1985
|  |  | 398.9323 | 22.8858 | 7.8942 | 24.2091
|  |  | 401.7071 | 22.9156 | 7.8399 | 24.2196
|  |  | 404.5012 | 22.9449 | 7.7858 | 24.2299
|  |  | 407.3147 | 22.9739 | 7.7319 | 24.2401
|  |  | 410.1478 | 23.0026 | 7.6782 | 24.2502
|  |  | 413.0006 | 23.0308 | 7.6247 | 24.2602
|  |  | 415.8732 | 23.0588 | 7.5713 | 24.27
|  |  | 418.7659 | 23.0863 | 7.5182 | 24.2797
|  |  | 421.6786 | 23.1136 | 7.4652 | 24.2892
|  |  | 424.6116 | 23.1404 | 7.4125 | 24.2987
|  |  | 427.565 | 23.167 | 7.3599 | 24.308
|  |  | 430.539 | 23.1932 | 7.3075 | 24.3172
|  |  | 433.5336 | 23.2191 | 7.2554 | 24.3262
|  |  | 436.5491 | 23.2446 | 7.2034 | 24.3352
|  |  | 439.5855 | 23.2699 | 7.1516 | 24.344
|  |  | 442.6431 | 23.2948 | 7.1 | 24.3527
|  |  | 445.7219 | 23.3194 | 7.0486 | 24.3613
|  |  | 448.8221 | 23.3436 | 6.9974 | 24.3698
|  |  | 451.9439 | 23.3676 | 6.9464 | 24.3782
|  |  | 455.0875 | 23.3913 | 6.8956 | 24.3865
|  |  | 458.2528 | 23.4146 | 6.845 | 24.3946
|  |  | 461.4402 | 23.4377 | 6.7946 | 24.4027
|  |  | 464.6498 | 23.4604 | 6.7444 | 24.4106
|  |  | 467.8817 | 23.4829 | 6.6943 | 24.4185
|  |  | 471.1361 | 23.5051 | 6.6445 | 24.4262
|  |  | 474.4131 | 23.527 | 6.5949 | 24.4338
|  |  | 477.7129 | 23.5486 | 6.5455 | 24.4413
|  |  | 481.0356 | 23.5699 | 6.4963 | 24.4488
|  |  | 484.3815 | 23.591 | 6.4472 | 24.4561
|  |  | 487.7507 | 23.6117 | 6.3984 | 24.4633
|  |  | 491.1432 | 23.6322 | 6.3498 | 24.4705
|  |  | 494.5594 | 23.6525 | 6.3013 | 24.4775
|  |  | 497.9993 | 23.6725 | 6.2531 | 24.4844
|  |  | 501.4632 | 23.6922 | 6.2051 | 24.4913
|  |  | 504.9511 | 23.7117 | 6.1572 | 24.498
|  |  | 508.4634 | 23.7309 | 6.1096 | 24.5047
|  |  | 512 | 23.7498 | 6.0621 | 24.5113
|  |  | 515.5612 | 23.7685 | 6.0149 | 24.5178
|  |  | 519.1473 | 23.787 | 5.9678 | 24.5242
|  |  | 522.7582 | 23.8052 | 5.9209 | 24.5305
|  |  | 526.3943 | 23.8232 | 5.8742 | 24.5367
|  |  | 530.0556 | 23.8409 | 5.8278 | 24.5429
|  |  | 533.7425 | 23.8584 | 5.7815 | 24.5489
|  |  | 537.4549 | 23.8757 | 5.7354 | 24.5549
|  |  | 541.1932 | 23.8927 | 5.6895 | 24.5608
|  |  | 544.9575 | 23.9096 | 5.6438 | 24.5666
|  |  | 548.748 | 23.9261 | 5.5982 | 24.5724
|  |  | 552.5649 | 23.9425 | 5.5529 | 24.578
|  |  | 556.4082 | 23.9587 | 5.5077 | 24.5836
|  |  | 560.2784 | 23.9746 | 5.4628 | 24.5891
|  |  | 564.1754 | 23.9903 | 5.418 | 24.5945
|  |  | 568.0996 | 24.0059 | 5.3734 | 24.5999
|  |  | 572.051 | 24.0212 | 5.329 | 24.6052
|  |  | 576.0299 | 24.0363 | 5.2848 | 24.6104
|  |  | 580.0365 | 24.0512 | 5.2408 | 24.6155
|  |  | 584.071 | 24.0659 | 5.197 | 24.6206
|  |  | 588.1336 | 24.0804 | 5.1533 | 24.6256
|  |  | 592.2244 | 24.0947 | 5.1098 | 24.6305
|  |  | 596.3436 | 24.1088 | 5.0666 | 24.6354
|  |  | 600.4915 | 24.1227 | 5.0234 | 24.6402
|  |  | 604.6682 | 24.1364 | 4.9805 | 24.6449
|  |  | 608.874 | 24.15 | 4.9378 | 24.6496
|  |  | 613.1091 | 24.1633 | 4.8952 | 24.6542
|  |  | 617.3736 | 24.1765 | 4.8528 | 24.6587
|  |  | 621.6678 | 24.1895 | 4.8106 | 24.6632
|  |  | 625.9918 | 24.2023 | 4.7685 | 24.6676
|  |  | 630.3459 | 24.215 | 4.7267 | 24.672
|  |  | 634.7303 | 24.2274 | 4.685 | 24.6763
|  |  | 639.1452 | 24.2397 | 4.6435 | 24.6805
|  |  | 643.5908 | 24.2519 | 4.6021 | 24.6847
|  |  | 648.0674 | 24.2638 | 4.5609 | 24.6888
|  |  | 652.575 | 24.2756 | 4.5199 | 24.6928
|  |  | 657.1141 | 24.2872 | 4.4791 | 24.6968
|  |  | 661.6846 | 24.2987 | 4.4384 | 24.7008
|  |  | 666.287 | 24.31 | 4.3979 | 24.7046
|  |  | 670.9214 | 24.3212 | 4.3576 | 24.7085
|  |  | 675.5881 | 24.3322 | 4.3174 | 24.7122
|  |  | 680.2871 | 24.343 | 4.2774 | 24.716
|  |  | 685.0189 | 24.3537 | 4.2376 | 24.7196
|  |  | 689.7836 | 24.3643 | 4.1979 | 24.7233
|  |  | 694.5814 | 24.3746 | 4.1584 | 24.7268
|  |  | 699.4126 | 24.3849 | 4.119 | 24.7303
|  |  | 704.2774 | 24.395 | 4.0798 | 24.7338
|  |  | 709.176 | 24.405 | 4.0408 | 24.7372
|  |  | 714.1088 | 24.4148 | 4.0019 | 24.7406
|  |  | 719.0758 | 24.4244 | 3.9632 | 24.7439
|  |  | 724.0773 | 24.434 | 3.9246 | 24.7472
|  |  | 729.1137 | 24.4434 | 3.8862 | 24.7504
|  |  | 734.1851 | 24.4527 | 3.8479 | 24.7536
|  |  | 739.2917 | 24.4618 | 3.8098 | 24.7567
|  |  | 744.4339 | 24.4708 | 3.7718 | 24.7598
|  |  | 749.6119 | 24.4797 | 3.734 | 24.7628
|  |  | 754.8258 | 24.4884 | 3.6963 | 24.7658
|  |  | 760.0761 | 24.497 | 3.6588 | 24.7688
|  |  | 765.3628 | 24.5055 | 3.6214 | 24.7717
|  |  | 770.6863 | 24.5139 | 3.5842 | 24.7745
|  |  | 776.0469 | 24.5221 | 3.5471 | 24.7774
|  |  | 781.4447 | 24.5303 | 3.5101 | 24.7801
|  |  | 786.8801 | 24.5383 | 3.4733 | 24.7829
|  |  | 792.3533 | 24.5462 | 3.4366 | 24.7856
|  |  | 797.8645 | 24.5539 | 3.4001 | 24.7882
|  |  | 803.4141 | 24.5616 | 3.3637 | 24.7909
|  |  | 809.0023 | 24.5691 | 3.3274 | 24.7934
|  |  | 814.6294 | 24.5766 | 3.2913 | 24.796
|  |  | 820.2956 | 24.5839 | 3.2553 | 24.7985
|  |  | 826.0012 | 24.5911 | 3.2194 | 24.8009
|  |  | 831.7465 | 24.5982 | 3.1837 | 24.8034
|  |  | 837.5317 | 24.6052 | 3.1481 | 24.8058
|  |  | 843.3572 | 24.6121 | 3.1126 | 24.8081
|  |  | 849.2232 | 24.6188 | 3.0773 | 24.8104
|  |  | 855.13 | 24.6255 | 3.0421 | 24.8127
|  |  | 861.0779 | 24.6321 | 3.007 | 24.815
|  |  | 867.0672 | 24.6386 | 2.972 | 24.8172
|  |  | 873.0981 | 24.6449 | 2.9371 | 24.8193
|  |  | 879.171 | 24.6512 | 2.9024 | 24.8215
|  |  | 885.2861 | 24.6574 | 2.8678 | 24.8236
|  |  | 891.4438 | 24.6635 | 2.8333 | 24.8257
|  |  | 897.6443 | 24.6694 | 2.7989 | 24.8277
|  |  | 903.8879 | 24.6753 | 2.7647 | 24.8297
|  |  | 910.1749 | 24.6811 | 2.7305 | 24.8317
|  |  | 916.5057 | 24.6868 | 2.6965 | 24.8336
|  |  | 922.8805 | 24.6924 | 2.6626 | 24.8356
|  |  | 929.2996 | 24.6979 | 2.6288 | 24.8374
|  |  | 935.7634 | 24.7034 | 2.5951 | 24.8393
|  |  | 942.2722 | 24.7087 | 2.5615 | 24.8411
|  |  | 948.8262 | 24.714 | 2.528 | 24.8429
|  |  | 955.4258 | 24.7191 | 2.4946 | 24.8447
|  |  | 962.0713 | 24.7242 | 2.4614 | 24.8464
|  |  | 968.763 | 24.7292 | 2.4282 | 24.8481
|  |  | 975.5013 | 24.7341 | 2.3951 | 24.8498
|  |  | 982.2865 | 24.7389 | 2.3621 | 24.8514
|  |  | 989.1188 | 24.7437 | 2.3293 | 24.8531
|  |  | 995.9987 | 24.7483 | 2.2965 | 24.8547
|  |  | 1002.9264 | 24.7529 | 2.2638 | 24.8562
|  |  | 1009.9023 | 24.7574 | 2.2313 | 24.8578
|  |  | 1016.9267 | 24.7618 | 2.1988 | 24.8593
|  |  | 1024 | 24.7662 | 2.1664 | 24.8607
|  |  | 1031.1225 | 24.7704 | 2.1341 | 24.8622
|  |  | 1038.2945 | 24.7746 | 2.1019 | 24.8636
|  |  | 1045.5164 | 24.7787 | 2.0698 | 24.865
|  |  | 1052.7886 | 24.7828 | 2.0378 | 24.8664
|  |  | 1060.1113 | 24.7867 | 2.0058 | 24.8678
|  |  | 1067.4849 | 24.7906 | 1.974 | 24.8691
|  |  | 1074.9099 | 24.7944 | 1.9422 | 24.8704
|  |  | 1082.3865 | 24.7982 | 1.9105 | 24.8717
|  |  | 1089.9151 | 24.8019 | 1.8789 | 24.8729
|  |  | 1097.496 | 24.8055 | 1.8474 | 24.8742
|  |  | 1105.1297 | 24.809 | 1.8159 | 24.8754
|  |  | 1112.8165 | 24.8125 | 1.7845 | 24.8765
|  |  | 1120.5568 | 24.8159 | 1.7532 | 24.8777
|  |  | 1128.3508 | 24.8192 | 1.722 | 24.8788
|  |  | 1136.1991 | 24.8224 | 1.6909 | 24.88
|  |  | 1144.102 | 24.8256 | 1.6598 | 24.881
|  |  | 1152.0599 | 24.8287 | 1.6288 | 24.8821
|  |  | 1160.0731 | 24.8318 | 1.5979 | 24.8832
|  |  | 1168.142 | 24.8348 | 1.567 | 24.8842
|  |  | 1176.2671 | 24.8377 | 1.5362 | 24.8852
|  |  | 1184.4487 | 24.8406 | 1.5055 | 24.8862
|  |  | 1192.6872 | 24.8434 | 1.4748 | 24.8871
|  |  | 1200.983 | 24.8461 | 1.4442 | 24.8881
|  |  | 1209.3365 | 24.8488 | 1.4137 | 24.889
|  |  | 1217.7481 | 24.8514 | 1.3832 | 24.8899
|  |  | 1226.2182 | 24.8539 | 1.3528 | 24.8907
|  |  | 1234.7472 | 24.8564 | 1.3225 | 24.8916
|  |  | 1243.3356 | 24.8589 | 1.2922 | 24.8924
|  |  | 1251.9836 | 24.8612 | 1.2619 | 24.8932
|  |  | 1260.6919 | 24.8635 | 1.2317 | 24.894
|  |  | 1269.4607 | 24.8658 | 1.2016 | 24.8948
|  |  | 1278.2905 | 24.8679 | 1.1715 | 24.8955
|  |  | 1287.1817 | 24.8701 | 1.1415 | 24.8963
|  |  | 1296.1348 | 24.8721 | 1.1115 | 24.897
|  |  | 1305.1501 | 24.8742 | 1.0816 | 24.8977
|  |  | 1314.2281 | 24.8761 | 1.0517 | 24.8983
|  |  | 1323.3693 | 24.878 | 1.0218 | 24.899
|  |  | 1332.5741 | 24.8798 | 0.99203 | 24.8996
|  |  | 1341.8428 | 24.8816 | 0.96227 | 24.9002
|  |  | 1351.1761 | 24.8833 | 0.93256 | 24.9008
|  |  | 1360.5743 | 24.885 | 0.90289 | 24.9014
|  |  | 1370.0378 | 24.8866 | 0.87326 | 24.9019
|  |  | 1379.5672 | 24.8882 | 0.84366 | 24.9025
|  |  | 1389.1628 | 24.8897 | 0.81411 | 24.903
|  |  | 1398.8252 | 24.8911 | 0.78458 | 24.9035
|  |  | 1408.5548 | 24.8925 | 0.7551 | 24.904
|  |  | 1418.3521 | 24.8939 | 0.72564 | 24.9044
|  |  | 1428.2175 | 24.8952 | 0.69622 | 24.9049
|  |  | 1438.1516 | 24.8964 | 0.66683 | 24.9053
|  |  | 1448.1547 | 24.8976 | 0.63746 | 24.9057
|  |  | 1458.2274 | 24.8987 | 0.60813 | 24.9061
|  |  | 1468.3702 | 24.8998 | 0.57882 | 24.9065
|  |  | 1478.5835 | 24.9008 | 0.54954 | 24.9068
|  |  | 1488.8679 | 24.9017 | 0.52028 | 24.9072
|  |  | 1499.2238 | 24.9027 | 0.49104 | 24.9075
|  |  | 1509.6517 | 24.9035 | 0.46182 | 24.9078
|  |  | 1520.1521 | 24.9043 | 0.43263 | 24.9081
|  |  | 1530.7256 | 24.9051 | 0.40345 | 24.9083
|  |  | 1541.3727 | 24.9058 | 0.37429 | 24.9086
|  |  | 1552.0938 | 24.9064 | 0.34515 | 24.9088
|  |  | 1562.8894 | 24.907 | 0.31603 | 24.909
|  |  | 1573.7602 | 24.9076 | 0.28691 | 24.9092
|  |  | 1584.7066 | 24.9081 | 0.25781 | 24.9094
|  |  | 1595.7291 | 24.9085 | 0.22872 | 24.9096
|  |  | 1606.8282 | 24.9089 | 0.19964 | 24.9097
|  |  | 1618.0046 | 24.9093 | 0.17057 | 24.9098
|  |  | 1629.2587 | 24.9096 | 0.14151 | 24.91
|  |  | 1640.5911 | 24.9098 | 0.11245 | 24.91
|  |  | 1652.0023 | 24.91 | 0.083398 | 24.9101
|  |  | 1663.4929 | 24.9101 | 0.054349 | 24.9102
|  |  | 1675.0634 | 24.9102 | 0.025303 | 24.9102
|  |  | 1686.7144 | 24.9102 | -0.0037426 | 24.9102
|  |  | 1698.4464 | 24.9102 | -0.032788 | 24.9103
|  |  | 1710.2601 | 24.9102 | -0.061835 | 24.9102
|  |  | 1722.1559 | 24.91 | -0.090885 | 24.9102
|  |  | 1734.1344 | 24.9099 | -0.11994 | 24.9102
|  |  | 1746.1963 | 24.9097 | -0.149 | 24.9101
|  |  | 1758.342 | 24.9094 | -0.17806 | 24.91
|  |  | 1770.5722 | 24.9091 | -0.20714 | 24.9099
|  |  | 1782.8876 | 24.9087 | -0.23622 | 24.9098
|  |  | 1795.2885 | 24.9083 | -0.26531 | 24.9097
|  |  | 1807.7757 | 24.9078 | -0.29442 | 24.9095
|  |  | 1820.3498 | 24.9073 | -0.32354 | 24.9094
|  |  | 1833.0113 | 24.9067 | -0.35267 | 24.9092
|  |  | 1845.7609 | 24.9061 | -0.38182 | 24.909
|  |  | 1858.5992 | 24.9054 | -0.41098 | 24.9088
|  |  | 1871.5268 | 24.9046 | -0.44017 | 24.9085
|  |  | 1884.5443 | 24.9039 | -0.46937 | 24.9083
|  |  | 1897.6524 | 24.903 | -0.49859 | 24.908
|  |  | 1910.8516 | 24.9021 | -0.52784 | 24.9077
|  |  | 1924.1426 | 24.9012 | -0.5571 | 24.9074
|  |  | 1937.5261 | 24.9002 | -0.5864 | 24.9071
|  |  | 1951.0026 | 24.8991 | -0.61571 | 24.9068
|  |  | 1964.5729 | 24.898 | -0.64506 | 24.9064
|  |  | 1978.2376 | 24.8969 | -0.67443 | 24.906
|  |  | 1991.9973 | 24.8957 | -0.70384 | 24.9056
|  |  | 2005.8528 | 24.8944 | -0.73327 | 24.9052
|  |  | 2019.8046 | 24.8931 | -0.76274 | 24.9048
|  |  | 2033.8534 | 24.8917 | -0.79224 | 24.9043
|  |  | 2048 | 24.8903 | -0.82177 | 24.9039
|  |  | 2062.245 | 24.8888 | -0.85134 | 24.9034
|  |  | 2076.589 | 24.8873 | -0.88095 | 24.9029
|  |  | 2091.0328 | 24.8857 | -0.91059 | 24.9023
|  |  | 2105.5771 | 24.884 | -0.94028 | 24.9018
|  |  | 2120.2226 | 24.8823 | -0.97001 | 24.9012
|  |  | 2134.9699 | 24.8806 | -0.99978 | 24.9007
|  |  | 2149.8198 | 24.8788 | -1.0296 | 24.9001
|  |  | 2164.7729 | 24.8769 | -1.0594 | 24.8995
|  |  | 2179.8301 | 24.875 | -1.0894 | 24.8988
|  |  | 2194.9921 | 24.873 | -1.1193 | 24.8982
|  |  | 2210.2594 | 24.8709 | -1.1493 | 24.8975
|  |  | 2225.633 | 24.8688 | -1.1794 | 24.8968
|  |  | 2241.1135 | 24.8667 | -1.2095 | 24.8961
|  |  | 2256.7017 | 24.8645 | -1.2396 | 24.8953
|  |  | 2272.3983 | 24.8622 | -1.2698 | 24.8946
|  |  | 2288.2041 | 24.8598 | -1.3001 | 24.8938
|  |  | 2304.1198 | 24.8574 | -1.3304 | 24.893
|  |  | 2320.1462 | 24.855 | -1.3608 | 24.8922
|  |  | 2336.2841 | 24.8525 | -1.3912 | 24.8914
|  |  | 2352.5342 | 24.8499 | -1.4217 | 24.8905
|  |  | 2368.8974 | 24.8472 | -1.4523 | 24.8896
|  |  | 2385.3744 | 24.8445 | -1.4829 | 24.8887
|  |  | 2401.966 | 24.8418 | -1.5136 | 24.8878
|  |  | 2418.673 | 24.8389 | -1.5443 | 24.8869
|  |  | 2435.4962 | 24.836 | -1.5752 | 24.8859
|  |  | 2452.4364 | 24.8331 | -1.606 | 24.8849
|  |  | 2469.4944 | 24.83 | -1.637 | 24.8839
|  |  | 2486.6711 | 24.8269 | -1.668 | 24.8829
|  |  | 2503.9673 | 24.8238 | -1.6991 | 24.8818
|  |  | 2521.3838 | 24.8205 | -1.7303 | 24.8808
|  |  | 2538.9214 | 24.8172 | -1.7615 | 24.8797
|  |  | 2556.581 | 24.8139 | -1.7929 | 24.8786
|  |  | 2574.3634 | 24.8104 | -1.8243 | 24.8774
|  |  | 2592.2695 | 24.8069 | -1.8557 | 24.8763
|  |  | 2610.3002 | 24.8034 | -1.8873 | 24.8751
|  |  | 2628.4562 | 24.7997 | -1.9189 | 24.8739
|  |  | 2646.7386 | 24.796 | -1.9507 | 24.8726
|  |  | 2665.1481 | 24.7922 | -1.9825 | 24.8714
|  |  | 2683.6857 | 24.7884 | -2.0144 | 24.8701
|  |  | 2702.3522 | 24.7844 | -2.0463 | 24.8688
|  |  | 2721.1485 | 24.7804 | -2.0784 | 24.8674
|  |  | 2740.0756 | 24.7763 | -2.1105 | 24.8661
|  |  | 2759.1344 | 24.7722 | -2.1428 | 24.8647
|  |  | 2778.3257 | 24.7679 | -2.1751 | 24.8633
|  |  | 2797.6504 | 24.7636 | -2.2075 | 24.8618
|  |  | 2817.1096 | 24.7592 | -2.2401 | 24.8604
|  |  | 2836.7042 | 24.7548 | -2.2727 | 24.8589
|  |  | 2856.435 | 24.7502 | -2.3054 | 24.8574
|  |  | 2876.3031 | 24.7456 | -2.3382 | 24.8558
|  |  | 2896.3094 | 24.7409 | -2.3711 | 24.8543
|  |  | 2916.4548 | 24.7361 | -2.4041 | 24.8527
|  |  | 2936.7403 | 24.7312 | -2.4372 | 24.851
|  |  | 2957.167 | 24.7263 | -2.4704 | 24.8494
|  |  | 2977.7357 | 24.7212 | -2.5037 | 24.8477
|  |  | 2998.4475 | 24.7161 | -2.5372 | 24.846
|  |  | 3019.3034 | 24.7109 | -2.5707 | 24.8442
|  |  | 3040.3043 | 24.7056 | -2.6043 | 24.8425
|  |  | 3061.4513 | 24.7002 | -2.6381 | 24.8407
|  |  | 3082.7453 | 24.6947 | -2.6719 | 24.8388
|  |  | 3104.1875 | 24.6891 | -2.7059 | 24.837
|  |  | 3125.7789 | 24.6835 | -2.74 | 24.8351
|  |  | 3147.5204 | 24.6777 | -2.7742 | 24.8332
|  |  | 3169.4131 | 24.6719 | -2.8085 | 24.8312
|  |  | 3191.4581 | 24.6659 | -2.8429 | 24.8292
|  |  | 3213.6565 | 24.6599 | -2.8774 | 24.8272
|  |  | 3236.0092 | 24.6538 | -2.9121 | 24.8252
|  |  | 3258.5174 | 24.6475 | -2.9469 | 24.8231
|  |  | 3281.1822 | 24.6412 | -2.9818 | 24.821
|  |  | 3304.0046 | 24.6348 | -3.0168 | 24.8188
|  |  | 3326.9858 | 24.6282 | -3.052 | 24.8166
|  |  | 3350.1268 | 24.6216 | -3.0872 | 24.8144
|  |  | 3373.4288 | 24.6149 | -3.1226 | 24.8121
|  |  | 3396.8929 | 24.608 | -3.1582 | 24.8099
|  |  | 3420.5201 | 24.6011 | -3.1938 | 24.8075
|  |  | 3444.3117 | 24.594 | -3.2296 | 24.8052
|  |  | 3468.2688 | 24.5869 | -3.2656 | 24.8028
|  |  | 3492.3925 | 24.5796 | -3.3016 | 24.8003
|  |  | 3516.684 | 24.5722 | -3.3378 | 24.7979
|  |  | 3541.1445 | 24.5647 | -3.3741 | 24.7953
|  |  | 3565.7751 | 24.5571 | -3.4106 | 24.7928
|  |  | 3590.577 | 24.5494 | -3.4472 | 24.7902
|  |  | 3615.5515 | 24.5415 | -3.4839 | 24.7876
|  |  | 3640.6996 | 24.5336 | -3.5208 | 24.7849
|  |  | 3666.0227 | 24.5255 | -3.5578 | 24.7822
|  |  | 3691.5219 | 24.5173 | -3.595 | 24.7794
|  |  | 3717.1985 | 24.509 | -3.6323 | 24.7767
|  |  | 3743.0536 | 24.5005 | -3.6697 | 24.7738
|  |  | 3769.0886 | 24.4919 | -3.7073 | 24.7709
|  |  | 3795.3047 | 24.4833 | -3.7451 | 24.768
|  |  | 3821.7031 | 24.4744 | -3.783 | 24.7651
|  |  | 3848.2852 | 24.4655 | -3.821 | 24.7621
|  |  | 3875.0521 | 24.4564 | -3.8592 | 24.759
|  |  | 3902.0052 | 24.4472 | -3.8976 | 24.7559
|  |  | 3929.1458 | 24.4378 | -3.9361 | 24.7528
|  |  | 3956.4752 | 24.4283 | -3.9747 | 24.7496
|  |  | 3983.9947 | 24.4187 | -4.0135 | 24.7464
|  |  | 4011.7055 | 24.4089 | -4.0525 | 24.7431
|  |  | 4039.6092 | 24.399 | -4.0916 | 24.7397
|  |  | 4067.7069 | 24.389 | -4.1309 | 24.7364
|  |  | 4096 | 24.3788 | -4.1703 | 24.7329
|  |  | 4124.4899 | 24.3685 | -4.2099 | 24.7295
|  |  | 4153.178 | 24.358 | -4.2497 | 24.7259
|  |  | 4182.0657 | 24.3474 | -4.2896 | 24.7224
|  |  | 4211.1542 | 24.3366 | -4.3297 | 24.7187
|  |  | 4240.4451 | 24.3256 | -4.37 | 24.715
|  |  | 4269.9398 | 24.3145 | -4.4104 | 24.7113
|  |  | 4299.6395 | 24.3033 | -4.451 | 24.7075
|  |  | 4329.5459 | 24.2919 | -4.4918 | 24.7037
|  |  | 4359.6603 | 24.2803 | -4.5327 | 24.6998
|  |  | 4389.9841 | 24.2686 | -4.5738 | 24.6958
|  |  | 4420.5189 | 24.2567 | -4.6151 | 24.6918
|  |  | 4451.266 | 24.2446 | -4.6565 | 24.6877
|  |  | 4482.227 | 24.2324 | -4.6981 | 24.6836
|  |  | 4513.4034 | 24.22 | -4.7399 | 24.6794
|  |  | 4544.7966 | 24.2074 | -4.7819 | 24.6752
|  |  | 4576.4081 | 24.1946 | -4.824 | 24.6709
|  |  | 4608.2396 | 24.1817 | -4.8664 | 24.6665
|  |  | 4640.2924 | 24.1686 | -4.9089 | 24.6621
|  |  | 4672.5682 | 24.1553 | -4.9515 | 24.6576
|  |  | 4705.0685 | 24.1418 | -4.9944 | 24.653
|  |  | 4737.7948 | 24.1282 | -5.0374 | 24.6484
|  |  | 4770.7488 | 24.1143 | -5.0807 | 24.6438
|  |  | 4803.932 | 24.1003 | -5.1241 | 24.639
|  |  | 4837.3459 | 24.0861 | -5.1677 | 24.6342
|  |  | 4870.9923 | 24.0716 | -5.2114 | 24.6293
|  |  | 4904.8728 | 24.057 | -5.2554 | 24.6244
|  |  | 4938.9889 | 24.0422 | -5.2995 | 24.6193
|  |  | 4973.3422 | 24.0272 | -5.3439 | 24.6143
|  |  | 5007.9346 | 24.0119 | -5.3884 | 24.6091
|  |  | 5042.7675 | 23.9965 | -5.4331 | 24.6039
|  |  | 5077.8427 | 23.9808 | -5.478 | 24.5986
|  |  | 5113.1619 | 23.965 | -5.5231 | 24.5932
|  |  | 5148.7268 | 23.9489 | -5.5684 | 24.5877
|  |  | 5184.539 | 23.9326 | -5.6138 | 24.5822
|  |  | 5220.6003 | 23.9161 | -5.6595 | 24.5766
|  |  | 5256.9125 | 23.8994 | -5.7053 | 24.5709
|  |  | 5293.4772 | 23.8824 | -5.7514 | 24.5652
|  |  | 5330.2962 | 23.8652 | -5.7976 | 24.5593
|  |  | 5367.3714 | 23.8478 | -5.8441 | 24.5534
|  |  | 5404.7044 | 23.8301 | -5.8907 | 24.5474
|  |  | 5442.2971 | 23.8122 | -5.9375 | 24.5413
|  |  | 5480.1513 | 23.7941 | -5.9845 | 24.5352
|  |  | 5518.2687 | 23.7757 | -6.0317 | 24.5289
|  |  | 5556.6513 | 23.7571 | -6.0792 | 24.5226
|  |  | 5595.3009 | 23.7382 | -6.1268 | 24.5162
|  |  | 5634.2193 | 23.7191 | -6.1746 | 24.5096
|  |  | 5673.4084 | 23.6998 | -6.2226 | 24.503
|  |  | 5712.8701 | 23.6801 | -6.2708 | 24.4964
|  |  | 5752.6062 | 23.6602 | -6.3192 | 24.4896
|  |  | 5792.6188 | 23.6401 | -6.3678 | 24.4827
|  |  | 5832.9096 | 23.6197 | -6.4166 | 24.4757
|  |  | 5873.4807 | 23.599 | -6.4656 | 24.4687
|  |  | 5914.334 | 23.578 | -6.5148 | 24.4615
|  |  | 5955.4714 | 23.5568 | -6.5642 | 24.4543
|  |  | 5996.895 | 23.5353 | -6.6138 | 24.4469
|  |  | 6038.6067 | 23.5135 | -6.6636 | 24.4395
|  |  | 6080.6085 | 23.4914 | -6.7136 | 24.4319
|  |  | 6122.9025 | 23.469 | -6.7638 | 24.4243
|  |  | 6165.4907 | 23.4464 | -6.8142 | 24.4165
|  |  | 6208.3751 | 23.4234 | -6.8648 | 24.4086
|  |  | 6251.5577 | 23.4002 | -6.9156 | 24.4007
|  |  | 6295.0407 | 23.3766 | -6.9666 | 24.3926
|  |  | 6338.8262 | 23.3527 | -7.0178 | 24.3844
|  |  | 6382.9162 | 23.3286 | -7.0692 | 24.3761
|  |  | 6427.3129 | 23.3041 | -7.1208 | 24.3677
|  |  | 6472.0184 | 23.2793 | -7.1726 | 24.3592
|  |  | 6517.0349 | 23.2541 | -7.2246 | 24.3506
|  |  | 6562.3644 | 23.2287 | -7.2768 | 24.3418
|  |  | 6608.0093 | 23.2029 | -7.3292 | 24.333
|  |  | 6653.9716 | 23.1768 | -7.3818 | 24.324
|  |  | 6700.2537 | 23.1504 | -7.4346 | 24.3149
|  |  | 6746.8576 | 23.1236 | -7.4876 | 24.3057
|  |  | 6793.7857 | 23.0965 | -7.5407 | 24.2963
|  |  | 6841.0402 | 23.069 | -7.5941 | 24.2868
|  |  | 6888.6234 | 23.0412 | -7.6477 | 24.2772
|  |  | 6936.5376 | 23.013 | -7.7015 | 24.2675
|  |  | 6984.785 | 22.9845 | -7.7554 | 24.2577
|  |  | 7033.3681 | 22.9556 | -7.8096 | 24.2477
|  |  | 7082.289 | 22.9264 | -7.8639 | 24.2376
|  |  | 7131.5502 | 22.8968 | -7.9185 | 24.2273
|  |  | 7181.1541 | 22.8668 | -7.9732 | 24.217
|  |  | 7231.1029 | 22.8364 | -8.0281 | 24.2064
|  |  | 7281.3992 | 22.8056 | -8.0833 | 24.1958
|  |  | 7332.0454 | 22.7745 | -8.1385 | 24.185
|  |  | 7383.0438 | 22.743 | -8.194 | 24.1741
|  |  | 7434.3969 | 22.711 | -8.2497 | 24.163
|  |  | 7486.1072 | 22.6787 | -8.3056 | 24.1517
|  |  | 7538.1772 | 22.646 | -8.3616 | 24.1404
|  |  | 7590.6094 | 22.6129 | -8.4178 | 24.1289
|  |  | 7643.4063 | 22.5793 | -8.4742 | 24.1172
|  |  | 7696.5704 | 22.5454 | -8.5308 | 24.1054
|  |  | 7750.1042 | 22.511 | -8.5875 | 24.0934
|  |  | 7804.0105 | 22.4762 | -8.6445 | 24.0812
|  |  | 7858.2917 | 22.441 | -8.7015 | 24.0689
|  |  | 7912.9504 | 22.4053 | -8.7588 | 24.0565
|  |  | 7967.9893 | 22.3692 | -8.8163 | 24.0439
|  |  | 8023.4111 | 22.3327 | -8.8739 | 24.0311
|  |  | 8079.2183 | 22.2957 | -8.9316 | 24.0182
|  |  | 8135.4137 | 22.2583 | -8.9896 | 24.0051
|  |  | 8192 | 22.2204 | -9.0477 | 23.9918
|  |  | 8248.9799 | 22.182 | -9.1059 | 23.9783
|  |  | 8306.3561 | 22.1432 | -9.1643 | 23.9647
|  |  | 8364.1313 | 22.1039 | -9.2229 | 23.9509
|  |  | 8422.3085 | 22.0642 | -9.2816 | 23.9369
|  |  | 8480.8903 | 22.024 | -9.3405 | 23.9228
|  |  | 8539.8795 | 21.9832 | -9.3995 | 23.9085
|  |  | 8599.2791 | 21.9421 | -9.4587 | 23.8939
|  |  | 8659.0918 | 21.9004 | -9.518 | 23.8792
|  |  | 8719.3205 | 21.8582 | -9.5774 | 23.8643
|  |  | 8779.9682 | 21.8155 | -9.637 | 23.8493
|  |  | 8841.0377 | 21.7723 | -9.6967 | 23.834
|  |  | 8902.532 | 21.7286 | -9.7566 | 23.8185
|  |  | 8964.454 | 21.6844 | -9.8165 | 23.8029
|  |  | 9026.8067 | 21.6396 | -9.8766 | 23.787
|  |  | 9089.5931 | 21.5944 | -9.9368 | 23.7709
|  |  | 9152.8162 | 21.5486 | -9.9971 | 23.7547
|  |  | 9216.4791 | 21.5023 | -10.0576 | 23.7382
|  |  | 9280.5848 | 21.4554 | -10.1181 | 23.7215
|  |  | 9345.1364 | 21.408 | -10.1788 | 23.7047
|  |  | 9410.1369 | 21.3601 | -10.2395 | 23.6876
|  |  | 9475.5896 | 21.3116 | -10.3004 | 23.6703
|  |  | 9541.4975 | 21.2625 | -10.3614 | 23.6527
|  |  | 9607.8639 | 21.2129 | -10.4224 | 23.635
|  |  | 9674.6919 | 21.1627 | -10.4835 | 23.617
|  |  | 9741.9847 | 21.1119 | -10.5447 | 23.5988
|  |  | 9809.7455 | 21.0606 | -10.606 | 23.5804
|  |  | 9877.9777 | 21.0087 | -10.6674 | 23.5618
|  |  | 9946.6845 | 20.9562 | -10.7288 | 23.5429
|  |  | 10015.8692 | 20.9031 | -10.7903 | 23.5238
|  |  | 10085.535 | 20.8494 | -10.8518 | 23.5045
|  |  | 10155.6855 | 20.7951 | -10.9134 | 23.4849
|  |  | 10226.3239 | 20.7402 | -10.975 | 23.4651
|  |  | 10297.4536 | 20.6847 | -11.0367 | 23.445
|  |  | 10369.078 | 20.6286 | -11.0985 | 23.4247
|  |  | 10441.2007 | 20.5719 | -11.1602 | 23.4041
|  |  | 10513.825 | 20.5145 | -11.222 | 23.3833
|  |  | 10586.9544 | 20.4566 | -11.2838 | 23.3623
|  |  | 10660.5925 | 20.398 | -11.3456 | 23.3409
|  |  | 10734.7428 | 20.3387 | -11.4075 | 23.3194
|  |  | 10809.4088 | 20.2788 | -11.4693 | 23.2975
|  |  | 10884.5942 | 20.2183 | -11.5311 | 23.2754
|  |  | 10960.3025 | 20.1571 | -11.5929 | 23.2531
|  |  | 11036.5375 | 20.0953 | -11.6547 | 23.2304
|  |  | 11113.3027 | 20.0328 | -11.7165 | 23.2075
|  |  | 11190.6018 | 19.9696 | -11.7783 | 23.1844
|  |  | 11268.4386 | 19.9058 | -11.84 | 23.1609
|  |  | 11346.8168 | 19.8413 | -11.9017 | 23.1372
|  |  | 11425.7401 | 19.7762 | -11.9633 | 23.1132
|  |  | 11505.2124 | 19.7103 | -12.0249 | 23.0889
|  |  | 11585.2375 | 19.6438 | -12.0864 | 23.0643
|  |  | 11665.8192 | 19.5766 | -12.1478 | 23.0394
|  |  | 11746.9614 | 19.5087 | -12.2092 | 23.0142
|  |  | 11828.668 | 19.4401 | -12.2705 | 22.9887
|  |  | 11910.9429 | 19.3708 | -12.3317 | 22.963
|  |  | 11993.79 | 19.3008 | -12.3927 | 22.9369
|  |  | 12077.2134 | 19.2301 | -12.4537 | 22.9105
|  |  | 12161.2171 | 19.1587 | -12.5146 | 22.8839
|  |  | 12245.805 | 19.0866 | -12.5753 | 22.8569
|  |  | 12330.9814 | 19.0138 | -12.6359 | 22.8296
|  |  | 12416.7501 | 18.9402 | -12.6963 | 22.802
|  |  | 12503.1154 | 18.866 | -12.7566 | 22.774
|  |  | 12590.0815 | 18.791 | -12.8168 | 22.7458
|  |  | 12677.6524 | 18.7152 | -12.8768 | 22.7172
|  |  | 12765.8325 | 18.6388 | -12.9366 | 22.6883
|  |  | 12854.6259 | 18.5616 | -12.9962 | 22.6591
|  |  | 12944.0369 | 18.4837 | -13.0556 | 22.6295
|  |  | 13034.0697 | 18.405 | -13.1148 | 22.5996
|  |  | 13124.7289 | 18.3256 | -13.1738 | 22.5694
|  |  | 13216.0186 | 18.2455 | -13.2326 | 22.5388
|  |  | 13307.9433 | 18.1646 | -13.2911 | 22.5079
|  |  | 13400.5073 | 18.083 | -13.3494 | 22.4766
|  |  | 13493.7152 | 18.0006 | -13.4074 | 22.445
|  |  | 13587.5714 | 17.9174 | -13.4652 | 22.4131
|  |  | 13682.0805 | 17.8335 | -13.5227 | 22.3808
|  |  | 13777.2469 | 17.7489 | -13.5799 | 22.3481
|  |  | 13873.0752 | 17.6635 | -13.6368 | 22.3151
|  |  | 13969.5701 | 17.5773 | -13.6934 | 22.2817
|  |  | 14066.7361 | 17.4904 | -13.7497 | 22.2479
|  |  | 14164.578 | 17.4027 | -13.8057 | 22.2138
|  |  | 14263.1004 | 17.3143 | -13.8613 | 22.1793
|  |  | 14362.3081 | 17.2251 | -13.9166 | 22.1445
|  |  | 14462.2059 | 17.1352 | -13.9715 | 22.1092
|  |  | 14562.7985 | 17.0444 | -14.0261 | 22.0736
|  |  | 14664.0908 | 16.953 | -14.0803 | 22.0376
|  |  | 14766.0876 | 16.8607 | -14.134 | 22.0012
|  |  | 14868.7938 | 16.7677 | -14.1874 | 21.9645
|  |  | 14972.2145 | 16.6739 | -14.2403 | 21.9273
|  |  | 15076.3545 | 16.5794 | -14.2928 | 21.8898
|  |  | 15181.2188 | 16.4841 | -14.3449 | 21.8518
|  |  | 15286.8125 | 16.3881 | -14.3965 | 21.8135
|  |  | 15393.1407 | 16.2913 | -14.4477 | 21.7748
|  |  | 15500.2085 | 16.1937 | -14.4983 | 21.7356
|  |  | 15608.021 | 16.0954 | -14.5485 | 21.6961
|  |  | 15716.5833 | 15.9963 | -14.5982 | 21.6562
|  |  | 15825.9008 | 15.8965 | -14.6474 | 21.6158
|  |  | 15935.9787 | 15.7959 | -14.696 | 21.5751
|  |  | 16046.8222 | 15.6946 | -14.7441 | 21.5339
|  |  | 16158.4366 | 15.5925 | -14.7916 | 21.4923
|  |  | 16270.8274 | 15.4897 | -14.8386 | 21.4503
|  |  | 16384 | 15.3862 | -14.885 | 21.4079
|  |  | 16497.9597 | 15.2819 | -14.9308 | 21.365
|  |  | 16612.7121 | 15.1769 | -14.976 | 21.3218
|  |  | 16728.2627 | 15.0712 | -15.0205 | 21.2781
|  |  | 16844.6169 | 14.9647 | -15.0645 | 21.234
|  |  | 16961.7805 | 14.8575 | -15.1078 | 21.1894
|  |  | 17079.759 | 14.7496 | -15.1504 | 21.1444
|  |  | 17198.5581 | 14.641 | -15.1924 | 21.099
|  |  | 17318.1836 | 14.5317 | -15.2337 | 21.0532
|  |  | 17438.6411 | 14.4217 | -15.2743 | 21.0069
|  |  | 17559.9364 | 14.311 | -15.3142 | 20.9601
|  |  | 17682.0754 | 14.1996 | -15.3533 | 20.913
|  |  | 17805.064 | 14.0875 | -15.3918 | 20.8654
|  |  | 17928.908 | 13.9747 | -15.4294 | 20.8173
|  |  | 18053.6134 | 13.8613 | -15.4663 | 20.7688
|  |  | 18179.1862 | 13.7472 | -15.5025 | 20.7199
|  |  | 18305.6325 | 13.6325 | -15.5378 | 20.6705
|  |  | 18432.9582 | 13.5171 | -15.5724 | 20.6206
|  |  | 18561.1696 | 13.4011 | -15.6061 | 20.5704
|  |  | 18690.2727 | 13.2844 | -15.639 | 20.5196
|  |  | 18820.2738 | 13.1671 | -15.6711 | 20.4684
|  |  | 18951.1792 | 13.0493 | -15.7023 | 20.4168
|  |  | 19082.9951 | 12.9307 | -15.7326 | 20.3646
|  |  | 19215.7278 | 12.8116 | -15.762 | 20.3121
|  |  | 19349.3838 | 12.692 | -15.7906 | 20.2591
|  |  | 19483.9694 | 12.5717 | -15.8183 | 20.2056
|  |  | 19619.4911 | 12.4509 | -15.845 | 20.1516
|  |  | 19755.9554 | 12.3295 | -15.8708 | 20.0972
|  |  | 19893.369 | 12.2075 | -15.8957 | 20.0424
|  |  | 20031.7383 | 12.0851 | -15.9196 | 19.987
|  |  | 20171.0701 | 11.9621 | -15.9425 | 19.9313
|  |  | 20311.371 | 11.8386 | -15.9645 | 19.875
|  |  | 20452.6477 | 11.7146 | -15.9854 | 19.8183
|  |  | 20594.9071 | 11.5901 | -16.0054 | 19.7611
|  |  | 20738.156 | 11.4651 | -16.0243 | 19.7035
|  |  | 20882.4013 | 11.3397 | -16.0423 | 19.6454
|  |  | 21027.6499 | 11.2138 | -16.0591 | 19.5869
|  |  | 21173.9088 | 11.0875 | -16.075 | 19.5278
|  |  | 21321.185 | 10.9607 | -16.0897 | 19.4684
|  |  | 21469.4855 | 10.8336 | -16.1034 | 19.4084
|  |  | 21618.8176 | 10.706 | -16.116 | 19.348
|  |  | 21769.1884 | 10.5781 | -16.1275 | 19.2871
|  |  | 21920.6051 | 10.4498 | -16.1379 | 19.2258
|  |  | 22073.0749 | 10.3212 | -16.1472 | 19.164
|  |  | 22226.6053 | 10.1922 | -16.1554 | 19.1018
|  |  | 22381.2036 | 10.0629 | -16.1624 | 19.0391
|  |  | 22536.8771 | 9.9333 | -16.1683 | 18.9759
|  |  | 22693.6335 | 9.8034 | -16.1731 | 18.9123
|  |  | 22851.4802 | 9.6733 | -16.1767 | 18.8483
|  |  | 23010.4248 | 9.5429 | -16.1791 | 18.7837
|  |  | 23170.475 | 9.4122 | -16.1803 | 18.7188
|  |  | 23331.6384 | 9.2814 | -16.1804 | 18.6534
|  |  | 23493.9228 | 9.1503 | -16.1792 | 18.5875
|  |  | 23657.3359 | 9.0191 | -16.1769 | 18.5212
|  |  | 23821.8857 | 8.8876 | -16.1733 | 18.4544
|  |  | 23987.58 | 8.7561 | -16.1685 | 18.3872
|  |  | 24154.4269 | 8.6244 | -16.1625 | 18.3196
|  |  | 24322.4342 | 8.4926 | -16.1553 | 18.2515
|  |  | 24491.6101 | 8.3607 | -16.1468 | 18.183
|  |  | 24661.9627 | 8.2287 | -16.1371 | 18.114
|  |  | 24833.5002 | 8.0967 | -16.1262 | 18.0447
|  |  | 25006.2309 | 7.9646 | -16.114 | 17.9749
|  |  | 25180.163 | 7.8326 | -16.1005 | 17.9046
|  |  | 25355.3049 | 7.7005 | -16.0858 | 17.834
|  |  | 25531.6649 | 7.5685 | -16.0698 | 17.7629
|  |  | 25709.2517 | 7.4365 | -16.0526 | 17.6914
|  |  | 25888.0737 | 7.3045 | -16.0341 | 17.6195
|  |  | 26068.1395 | 7.1727 | -16.0143 | 17.5472
|  |  | 26249.4577 | 7.0409 | -15.9932 | 17.4745
|  |  | 26432.0372 | 6.9093 | -15.9709 | 17.4014
|  |  | 26615.8865 | 6.7779 | -15.9473 | 17.3279
|  |  | 26801.0147 | 6.6466 | -15.9224 | 17.2539
|  |  | 26987.4305 | 6.5155 | -15.8962 | 17.1796
|  |  | 27175.1429 | 6.3846 | -15.8687 | 17.1049
|  |  | 27364.1609 | 6.2539 | -15.84 | 17.0299
|  |  | 27554.4937 | 6.1235 | -15.81 | 16.9544
|  |  | 27746.1504 | 5.9934 | -15.7787 | 16.8786
|  |  | 27939.1401 | 5.8635 | -15.7461 | 16.8024
|  |  | 28133.4722 | 5.734 | -15.7123 | 16.7258
|  |  | 28329.156 | 5.6048 | -15.6771 | 16.6489
|  |  | 28526.2009 | 5.476 | -15.6408 | 16.5717
|  |  | 28724.6163 | 5.3476 | -15.6031 | 16.494
|  |  | 28924.4118 | 5.2195 | -15.5642 | 16.4161
|  |  | 29125.597 | 5.0919 | -15.524 | 16.3378
|  |  | 29328.1815 | 4.9648 | -15.4826 | 16.2591
|  |  | 29532.1752 | 4.8381 | -15.4399 | 16.1802
|  |  | 29737.5877 | 4.7119 | -15.396 | 16.1009
|  |  | 29944.429 | 4.5862 | -15.3508 | 16.0213
|  |  | 30152.7089 | 4.461 | -15.3044 | 15.9413
|  |  | 30362.4376 | 4.3364 | -15.2568 | 15.8611
|  |  | 30573.6251 | 4.2124 | -15.208 | 15.7806
|  |  | 30786.2814 | 4.0889 | -15.1579 | 15.6998
|  |  | 31000.417 | 3.9661 | -15.1067 | 15.6187
|  |  | 31216.0419 | 3.8439 | -15.0543 | 15.5373
|  |  | 31433.1667 | 3.7224 | -15.0007 | 15.4556
|  |  | 31651.8016 | 3.6015 | -14.9459 | 15.3737
|  |  | 31871.9573 | 3.4813 | -14.8899 | 15.2915
|  |  | 32093.6443 | 3.3619 | -14.8328 | 15.209
|  |  | 32316.8733 | 3.2432 | -14.7746 | 15.1263
|  |  | 32541.6549 | 3.1252 | -14.7152 | 15.0434
|  |  | 32768 | 3.0081 | -14.6547 | 14.9602
|  |  | 32995.9195 | 2.8917 | -14.5931 | 14.8768
|  |  | 33225.4242 | 2.7761 | -14.5304 | 14.7932
|  |  | 33456.5253 | 2.6614 | -14.4666 | 14.7094
|  |  | 33689.2339 | 2.5475 | -14.4018 | 14.6254
|  |  | 33923.561 | 2.4345 | -14.3359 | 14.5411
|  |  | 34159.5181 | 2.3224 | -14.2689 | 14.4567
|  |  | 34397.1163 | 2.2112 | -14.201 | 14.3721
|  |  | 34636.3672 | 2.1009 | -14.132 | 14.2873
|  |  | 34877.2821 | 1.9915 | -14.062 | 14.2023
|  |  | 35119.8728 | 1.8831 | -13.9911 | 14.1172
|  |  | 35364.1509 | 1.7757 | -13.9192 | 14.032
|  |  | 35610.128 | 1.6692 | -13.8463 | 13.9465
|  |  | 35857.816 | 1.5638 | -13.7725 | 13.861
|  |  | 36107.2268 | 1.4594 | -13.6978 | 13.7753
|  |  | 36358.3725 | 1.356 | -13.6222 | 13.6895
|  |  | 36611.2649 | 1.2537 | -13.5457 | 13.6036
|  |  | 36865.9164 | 1.1524 | -13.4684 | 13.5176
|  |  | 37122.3392 | 1.0522 | -13.3902 | 13.4315
|  |  | 37380.5454 | 0.95306 | -13.3112 | 13.3453
|  |  | 37640.5477 | 0.85504 | -13.2314 | 13.259
|  |  | 37902.3584 | 0.75815 | -13.1508 | 13.1726
|  |  | 38165.9902 | 0.66238 | -13.0694 | 13.0862
|  |  | 38431.4556 | 0.56774 | -12.9873 | 12.9997
|  |  | 38698.7675 | 0.47426 | -12.9045 | 12.9132
|  |  | 38967.9387 | 0.38194 | -12.8209 | 12.8266
|  |  | 39238.9822 | 0.29078 | -12.7367 | 12.74
|  |  | 39511.9109 | 0.20081 | -12.6518 | 12.6534
|  |  | 39786.738 | 0.11203 | -12.5663 | 12.5668
|  |  | 40063.4766 | 0.024445 | -12.4801 | 12.4801
|  |  | 40342.1401 | -0.061932 | -12.3933 | 12.3935
|  |  | 40622.7419 | -0.14709 | -12.306 | 12.3069
|  |  | 40905.2954 | -0.23103 | -12.2181 | 12.2203
|  |  | 41189.8143 | -0.31374 | -12.1296 | 12.1337
|  |  | 41476.3121 | -0.39521 | -12.0406 | 12.0471
|  |  | 41764.8026 | -0.47544 | -11.9512 | 11.9606
|  |  | 42055.2998 | -0.55442 | -11.8612 | 11.8742
|  |  | 42347.8176 | -0.63215 | -11.7708 | 11.7878
|  |  | 42642.3699 | -0.70862 | -11.68 | 11.7014
|  |  | 42938.9711 | -0.78382 | -11.5887 | 11.6152
|  |  | 43237.6352 | -0.85776 | -11.4971 | 11.529
|  |  | 43538.3768 | -0.93043 | -11.4051 | 11.443
|  |  | 43841.2101 | -1.0018 | -11.3127 | 11.357
|  |  | 44146.1498 | -1.072 | -11.22 | 11.2711
|  |  | 44453.2106 | -1.1408 | -11.1271 | 11.1854
|  |  | 44762.4071 | -1.2084 | -11.0338 | 11.0998
|  |  | 45073.7543 | -1.2747 | -10.9403 | 11.0143
|  |  | 45387.2671 | -1.3397 | -10.8465 | 10.9289
|  |  | 45702.9605 | -1.4034 | -10.7525 | 10.8437
|  |  | 46020.8497 | -1.4658 | -10.6584 | 10.7587
|  |  | 46340.95 | -1.527 | -10.564 | 10.6738
|  |  | 46663.2768 | -1.5869 | -10.4695 | 10.5891
|  |  | 46987.8456 | -1.6455 | -10.3749 | 10.5046
|  |  | 47314.6719 | -1.7029 | -10.2801 | 10.4202
|  |  | 47643.7714 | -1.7589 | -10.1853 | 10.3361
|  |  | 47975.1601 | -1.8138 | -10.0904 | 10.2521
|  |  | 48308.8537 | -1.8673 | -9.9955 | 10.1684
|  |  | 48644.8684 | -1.9196 | -9.9005 | 10.0849
|  |  | 48983.2202 | -1.9706 | -9.8055 | 10.0016
|  |  | 49323.9254 | -2.0204 | -9.7106 | 9.9185
|  |  | 49667.0005 | -2.0689 | -9.6156 | 9.8357
|  |  | 50012.4618 | -2.1162 | -9.5208 | 9.7531
|  |  | 50360.3259 | -2.1623 | -9.426 | 9.6708
|  |  | 50710.6097 | -2.2071 | -9.3312 | 9.5887
|  |  | 51063.3299 | -2.2507 | -9.2366 | 9.5069
|  |  | 51418.5034 | -2.2931 | -9.1422 | 9.4254
|  |  | 51776.1474 | -2.3343 | -9.0478 | 9.3441
|  |  | 52136.279 | -2.3743 | -8.9537 | 9.2631
|  |  | 52498.9155 | -2.4131 | -8.8597 | 9.1824
|  |  | 52864.0743 | -2.4507 | -8.7659 | 9.102
|  |  | 53231.773 | -2.4872 | -8.6723 | 9.022
|  |  | 53602.0293 | -2.5224 | -8.579 | 8.9422
|  |  | 53974.8609 | -2.5566 | -8.486 | 8.8627
|  |  | 54350.2858 | -2.5896 | -8.3932 | 8.7836
|  |  | 54728.3219 | -2.6214 | -8.3006 | 8.7047
|  |  | 55108.9875 | -2.6521 | -8.2084 | 8.6263
|  |  | 55492.3008 | -2.6817 | -8.1165 | 8.5481
|  |  | 55878.2803 | -2.7102 | -8.025 | 8.4703
|  |  | 56266.9444 | -2.7376 | -7.9338 | 8.3928
|  |  | 56658.312 | -2.764 | -7.8429 | 8.3157
|  |  | 57052.4017 | -2.7892 | -7.7525 | 8.239
|  |  | 57449.2326 | -2.8134 | -7.6624 | 8.1626
|  |  | 57848.8236 | -2.8366 | -7.5727 | 8.0865
|  |  | 58251.194 | -2.8587 | -7.4834 | 8.0109
|  |  | 58656.363 | -2.8798 | -7.3946 | 7.9356
|  |  | 59064.3503 | -2.8999 | -7.3062 | 7.8607
|  |  | 59475.1754 | -2.919 | -7.2183 | 7.7862
|  |  | 59888.8579 | -2.9371 | -7.1309 | 7.7121
|  |  | 60305.4179 | -2.9542 | -7.0439 | 7.6383
|  |  | 60724.8752 | -2.9704 | -6.9574 | 7.565
|  |  | 61147.2501 | -2.9856 | -6.8714 | 7.492
|  |  | 61572.5629 | -2.9999 | -6.786 | 7.4195
|  |  | 62000.8339 | -3.0133 | -6.701 | 7.3474
|  |  | 62432.0838 | -3.0258 | -6.6166 | 7.2757
|  |  | 62866.3333 | -3.0374 | -6.5328 | 7.2044
|  |  | 63303.6033 | -3.0481 | -6.4495 | 7.1335
|  |  | 63743.9146 | -3.0579 | -6.3667 | 7.063
|  |  | 64187.2886 | -3.0669 | -6.2846 | 6.993
|  |  | 64633.7465 | -3.0751 | -6.203 | 6.9234
|  |  | 65083.3098 | -3.0824 | -6.122 | 6.8542
|  |  | 65536 | -3.089 | -6.0416 | 6.7854
|  |  | 65991.8389 | -3.0947 | -5.9618 | 6.7171
|  |  | 66450.8485 | -3.0997 | -5.8826 | 6.6492
|  |  | 66913.0507 | -3.1039 | -5.804 | 6.5818
|  |  | 67378.4677 | -3.1073 | -5.726 | 6.5148
|  |  | 67847.122 | -3.11 | -5.6487 | 6.4482
|  |  | 68319.0361 | -3.112 | -5.572 | 6.3821
|  |  | 68794.2326 | -3.1133 | -5.4959 | 6.3165
|  |  | 69272.7343 | -3.1139 | -5.4205 | 6.2513
|  |  | 69754.5643 | -3.1138 | -5.3457 | 6.1865
|  |  | 70239.7456 | -3.113 | -5.2716 | 6.1222
|  |  | 70728.3017 | -3.1116 | -5.1982 | 6.0583
|  |  | 71220.256 | -3.1096 | -5.1254 | 5.9949
|  |  | 71715.632 | -3.1069 | -5.0532 | 5.932
|  |  | 72214.4537 | -3.1036 | -4.9818 | 5.8695
|  |  | 72716.7449 | -3.0997 | -4.911 | 5.8074
|  |  | 73222.5299 | -3.0953 | -4.8409 | 5.7459
|  |  | 73731.8329 | -3.0903 | -4.7714 | 5.6847
|  |  | 74244.6783 | -3.0847 | -4.7027 | 5.6241
|  |  | 74761.0909 | -3.0785 | -4.6346 | 5.5639
|  |  | 75281.0954 | -3.0719 | -4.5672 | 5.5041
|  |  | 75804.7168 | -3.0647 | -4.5005 | 5.4449
|  |  | 76331.9803 | -3.057 | -4.4344 | 5.3861
|  |  | 76862.9112 | -3.0489 | -4.3691 | 5.3277
|  |  | 77397.5351 | -3.0402 | -4.3044 | 5.2698
|  |  | 77935.8775 | -3.0311 | -4.2404 | 5.2124
|  |  | 78477.9644 | -3.0216 | -4.1771 | 5.1554
|  |  | 79023.8218 | -3.0116 | -4.1145 | 5.0989
|  |  | 79573.4759 | -3.0012 | -4.0526 | 5.0429
|  |  | 80126.9532 | -2.9904 | -3.9914 | 4.9873
|  |  | 80684.2803 | -2.9792 | -3.9308 | 4.9322
|  |  | 81245.4838 | -2.9675 | -3.8709 | 4.8776
|  |  | 81810.5909 | -2.9556 | -3.8117 | 4.8234
|  |  | 82379.6285 | -2.9432 | -3.7532 | 4.7696
|  |  | 82952.6241 | -2.9305 | -3.6954 | 4.7163
|  |  | 83529.6053 | -2.9175 | -3.6383 | 4.6635
|  |  | 84110.5996 | -2.9041 | -3.5818 | 4.6112
|  |  | 84695.6351 | -2.8904 | -3.526 | 4.5593
|  |  | 85284.7398 | -2.8764 | -3.4708 | 4.5078
|  |  | 85877.9421 | -2.8621 | -3.4164 | 4.4568
|  |  | 86475.2704 | -2.8475 | -3.3626 | 4.4063
|  |  | 87076.7535 | -2.8327 | -3.3094 | 4.3562
|  |  | 87682.4202 | -2.8176 | -3.2569 | 4.3065
|  |  | 88292.2997 | -2.8022 | -3.2051 | 4.2573
|  |  | 88906.4212 | -2.7866 | -3.1539 | 4.2086
|  |  | 89524.8143 | -2.7707 | -3.1034 | 4.1603
|  |  | 90147.5086 | -2.7547 | -3.0535 | 4.1124
|  |  | 90774.5341 | -2.7384 | -3.0043 | 4.065
|  |  | 91405.9209 | -2.7219 | -2.9557 | 4.0181
|  |  | 92041.6994 | -2.7052 | -2.9077 | 3.9715
|  |  | 92681.9 | -2.6883 | -2.8604 | 3.9254
|  |  | 93326.5536 | -2.6713 | -2.8137 | 3.8798
|  |  | 93975.6911 | -2.6541 | -2.7676 | 3.8346
|  |  | 94629.3438 | -2.6367 | -2.7222 | 3.7898
|  |  | 95287.5429 | -2.6192 | -2.6773 | 3.7454
|  |  | 95950.3202 | -2.6015 | -2.6331 | 3.7015
|  |  | 96617.7074 | -2.5837 | -2.5895 | 3.658
|  |  | 97289.7367 | -2.5658 | -2.5464 | 3.6149
|  |  | 97966.4404 | -2.5477 | -2.504 | 3.5722
|  |  | 98647.8508 | -2.5296 | -2.4621 | 3.53
|  |  | 99334.0009 | -2.5113 | -2.4209 | 3.4882
|  |  | 100000 | -2.4936 | -2.3817 | 3.4483